## Instructions
Version | 2.2 | Format Guide
Published On | 2021-12-06 | Description |  | Format
Tabs contained within this workbook |  | Input cell (Manual) - user input required (Data used by Model or Description mandated to have) |  | Font
This workbook is a companion input to the Risk Model Input file. For more information on that file, see the Risk Model User Guide. |  | Input cell (Manual) - user input required (Not used by Model / For information only - Optional) |  | Font
Below are the workbook tab names along with a description and instructions. |  | Input cell - Not applicable / Not be used by the model for specific scenarios
|  | Calculated cell - formula that should not be touched |  | Font
Tab | Description + Instructions | Error checking cell - formula that should not be touched / Not be used by the model |  | OK/True | Error/False
Summary of Programs | Using one row per program, include a program description, Mitigation or Control specification, high-level justification/explanation for program characterization.
1-Program Exposure | This includes the scope of each program - how much of the risk exposure (in term of exposure unit or % of tranche exposure) or work units are covered.
2-Program Cost | This includes 2 tables. 1) TableProgSpend - The total costs (CapEX and OoEx) oer each program distributing across time. PPVR multipliers are applicable when CapEX exists. 2) TableTrancheSpend - The total cost allocation across tranches accross time. Need to specify the allocation method (i.e., prorate by Program Exposure or % of Total Cost)
3-Eff - Freq Programs | Combined with the tranche exposure and spend specified in tabs 1 and 2, this constitutes all information needed to compute an RSE for a Program affecting event Frequency. Detailed instructions are in the section below. This table can accommodate quantitative effectiveness, or, facilitates use of the qualitative effectiveness methodology. For each program based on quantitative information, add the supporting worksheet. For each control program using the qualitative methodology, add a Maturity Factor - XX worksheet.
4-Eff - Conseq Programs | Combined with the tranche exposure and spend specified in tabs 1 and 2, this constitutes all information needed to compute an RSE for a Program affecting Consequence. Detailed instructions are in the section below. This table can accommodate quantitative effectiveness, or, facilitates use of the qualitative effectiveness methodology. For each program based on quantitative information, add the supporting worksheet. For each control program using the qualitative methodology, add a Maturity Factor - XX worksheet.
RSE Lite | Tool to compute the RSE for a single program specified within this workbook. 1. Within the worksheet, specify the location and filename for the RSE Lite datafile (a workbook output from the Enterprise Risk Model using a Risk Model Input File with RSE Lite Run = TRUE in the 0-Global Parameters tab). 2. Select the Program. 3. Press Run to call an executable file which will return Risk Reduction and RSE information over time.
RSE Results | Tool to compute the batch RSE run for all listed programs specified within this workbook.
Maturity Factor - XX | Maturity factor calculation for <Control XX>, which is qualitatively evaluated
Match esc definition | For advanced users: Specify custom effectiveness escalation ('match'-type escalation). See the User Guide for additional information about parameter escalation, including the 'match' method.
Data Dictionary | Do not edit. Input Table column information (Input Cell Type, Formula, Validation Formula, Conditional Formatting)
Data & Validation | Do not edit. Data supporting the Control Maturity Factor calculations and Lists for drop down menus
TablePVRR | Do not edit. Reference lookup table for generic PVRR multipliers
BowTie | Do not edit. Reference lookup tables for tranches, drivers, subdrivers, outcomes
Instructions on how to complete the Effectiveness by Model Element tables on tabs 3 and 4:
Column | Instructions
ID | Do not modify. This looks up the Program ID from the Summary of Programs tab. Future enhancement will link this to the Master Control and Mitigation Cost File.
Type | Do not modify. This looks up the Program Type from the Summary of Programs tab, and determines whether a Maturity Factor is necessary (if Control and Qualitative). Future enhancement will link this to the Master Control and Mitigation Cost File.
Program | Each program should be listed at least once in this table. Repeat the program name as many times as is necessary. | Quantitative Measure
Tranche | Include the names of the tranches over which the effectiveness and/or benefit length will differ. | Effectiveness - Quantitative | Either link via cell reference to the quantitatively-derived effectiveness value or copy+paste from an external effectiveness workpaper. List the reference to the external workpaper in the row.
Outcome | Include the names of the outcomes over which the effectiveness and/or benefit length will differ. | Effectiveness | The effectiveness of the program per unit of program exposure in the first year of deployment. The existing formula will compute the effectiveness so do not overwrite this column.
Driver / Subdriver / Attribute | Include the names of the driver/subdriver/attribute over which the effectiveness and/or benefit length will differ.
Does this use qualitative measure? | Specify TRUE or FALSE. If TRUE, fill out columns 'Category?' and 'Risk driver primarily due to…' | Qualitative Measure
… | … | Category? | Select the appropriate category for the program.
Benefit Length (yrs) | List the number of years the program provides benefit for. This may or may not be the same over all Program rows in this table. | Risk driver primarily due to… / Consequence develops… | Select the appropriate driver type for frequency mitigation OR select the appropriate consequence type for consequence mitigation. If previously specified that the effectiveness does not vary by Driver/Subdriver, consider revisiting that specification.
Effectiveness Degradation Rate | If the benefits provided by the program degrade with time, specify the rate (%) at which the effectiveness of the program degrades. A blank value is treats as 0% reduction over time. | Explanation of Categorization | Include the rationale behind the selection of program category as well as driver or consequence type.
Effectiveness Degradation Method | Specify the method by which the degradation rate should be applied. The default is 'esc'; see the User Guide for additional information about parameter escalation, including the 'match' method. | Effectiveness Cap | The value which matches the category and driver/outcome type selected.
Explanation of Benefit Length | If the benefit length, effectiveness degradation rate, and/or degradation method vary within the program, include the rationale behind the specified information. Otherwise, include the program-level explanation only in the Summary of Programs tab. | Maturity Factor | This is necessary for control programs using the qualitative methodology. Duplicate the 'Maturity Factor - XX' worksheet as many times as is necessary, updating responses after duplication. Update 'XX' in the tab name with the Program ID. Each control should have one corresponding worksheet. The existing formula will look up the discount factor so do not overwrite this column.
|  | Effectiveness | The effectiveness of the program per unit of program exposure in the first year of deployment. The existing formula will compute the effectiveness so do not overwrite this column.
See 'Qualitative Program Effectiveness Guidance' documentation for more details on qualitative methodology.
TRUE
FALSE
Necessary cells are highlighted in green

## Prog Info
| Program ID | 7.3.3.6
| Program | #N/A
| Mitigation or Control? | #N/A
| Program Description | #N/A
| TableExposure | 0
# | Program ID | Tranche | Tranche Exposure | Tranche Exposure Unit | Program Exposure 2020 | Program Exposure 2021 | Program Exposure 2022 | Program Exposure 2023 | Program Exposure 2024 | Program Exposure 2025 | Program Exposure 2026 | Unit for Program Exposure | Work Units 2020 | Work Units 2021 | Work Units 2022 | Work Units 2023
|  |  |  | Total Units | 0 | 0 | 0 | 0 | 0 | 0 | 0 |  | 0 | 0 | 0 | 0 | 0 | 0 | 0
| TableProgSpend | 0
# | Program ID |  | PVRR Multiplier |  | CapEx USD 2020 | CapEx USD 2021 | CapEx USD 2022 | CapEx USD 2023 | CapEx USD 2024 | CapEx USD 2025 | CapEx USD 2026 | OpEx USD 2020 | OpEx USD 2021 | OpEx USD 2022 | OpEx USD 2023 | OpEx USD 2024 | OpEx USD 2025 | OpEx USD 2026
|  |  |  | Unit Cost | na | na | na | na | na | na | na | na | na | na | na | na | na | na
| TableFreqPrograms | 0 | [9 empty] | TableConseqPrograms | 0
# | ID | Tranche | Driver |  | Subdriver |  | Outcome | Effectiveness (Ec * Mf) | Benefit Length (yrs) |  | # | ID | Tranche | Outcome |  | Attribute |  | Effectiveness (Ec * Mf) | Benefit Length (yrs)

## Data Dictionary
RSE Lite Template Data Dictionary
formula | formula |  | formula | input | formula | formula | formula | input | input | input | input | input | formula
# | Col# | Sheet Name | Table Name | Type | Column Name | Col | Formula | Data Validation | Conditional Formatting Criteria | Conditional Formatting Application | Sheet Name | Table Name | Columns
1 | 1 | Summary of Programs | TableSummary | Input | #VALUE! | #VALUE! |  |  |  |  | Summary of Programs | TableSummary | 14
1 | 2 | Summary of Programs | TableSummary | Input | #VALUE! | #VALUE! |  |  |  |  | 1-Program Exposure | TableExposure | 27
1 | 3 | Summary of Programs | TableSummary | Input | #VALUE! | #VALUE! |  | =INDIRECT("TableProgTypeDropdown[Program Type Options]") |  |  | 2-Program Cost | TableProgSpend | 28
1 | 4 | Summary of Programs | TableSummary | Input | #VALUE! | #VALUE! |  |  |  |  | 2-Program Cost | TableTranchSpend | 13
1 | 5 | Summary of Programs | TableSummary | Input | #VALUE! | #VALUE! |  |  |  |  | 3-Eff - Freq Programs | TableFreqPrograms | 22
1 | 6 | Summary of Programs | TableSummary | Input | #VALUE! | #VALUE! |  | =INDIRECT("TableBowtieDropdown[Bow Tie Element]") |  |  | 4-Eff - Conseq Programs | TableConseqPrograms | 21
1 | 7 | Summary of Programs | TableSummary | Input | #VALUE! | #VALUE! |  |  |  |  | Total Input Table Columns |  | 125
1 | 8 | Summary of Programs | TableSummary | Input | #VALUE! | #VALUE! |  |  |  |  | RSE Lite | TableRSESummary | 18
1 | 9 | Summary of Programs | TableSummary | Input | #VALUE! | #VALUE! |  |  |  |  | RSE Lite | TableRSE | 35
1 | 10 | Summary of Programs | TableSummary | Input | #VALUE! | #VALUE! |  |  |  |  | RSE Lite | TableProgramRR | 44
1 | 11 | Summary of Programs | TableSummary | Input | #VALUE! | #VALUE! |  |  |  |  | RSE Lite | Table_LoRECalc | 29
1 | 12 | Summary of Programs | TableSummary | Optional Input | #VALUE! | #VALUE! |  |  |  |  | RSE Lite | Table_CoRECalc | 28
1 | 13 | Summary of Programs | TableSummary | Formula | #VALUE! | #VALUE! | #VALUE! |  |  |  | RSE Result | TableAllRSEs | 21
1 | 14 | Summary of Programs | TableSummary | Formula | #VALUE! | #VALUE! | #VALUE! |  |  |  | RSE Result | TableRSEbatch | #REF!
2 | 1 | 1-Program Exposure | TableExposure | Formula | #VALUE! | #VALUE! | #VALUE! |  |  |  | RSE Result | TableProgramRRbatch | #REF!
2 | 2 | 1-Program Exposure | TableExposure | Formula | #VALUE! | #VALUE! | #VALUE!
2 | 3 | 1-Program Exposure | TableExposure | Input | #VALUE! | #VALUE! |  | =INDIRECT("TableSummary[Program]")
2 | 4 | 1-Program Exposure | TableExposure | Input | #VALUE! | #VALUE! |  | =INDIRECT("Table_RiskNameLookup[Risk/Cross Cutting Factor Name]")
2 | 5 | 1-Program Exposure | TableExposure | Input | #VALUE! | #VALUE! |  | =INDIRECT("TableTranche[Tranche]")
2 | 6 | 1-Program Exposure | TableExposure | Formula | #VALUE! | #VALUE! | #VALUE!
2 | 7 | 1-Program Exposure | TableExposure | Formula | #VALUE! | #VALUE! | #VALUE!
2 | 8 | 1-Program Exposure | TableExposure | Input | #VALUE! | #VALUE!
2 | 9 | 1-Program Exposure | TableExposure | Input | #VALUE! | #VALUE!
2 | 10 | 1-Program Exposure | TableExposure | Input | #VALUE! | #VALUE!
2 | 11 | 1-Program Exposure | TableExposure | Input | #VALUE! | #VALUE!
2 | 12 | 1-Program Exposure | TableExposure | Input | #VALUE! | #VALUE!
2 | 13 | 1-Program Exposure | TableExposure | Input | #VALUE! | #VALUE!
2 | 14 | 1-Program Exposure | TableExposure | Input | #VALUE! | #VALUE!
2 | 15 | 1-Program Exposure | TableExposure | Input | #VALUE! | #VALUE! |  | =INDIRECT("TableProgExpDropdown[Program Exposure Options]")
2 | 16 | 1-Program Exposure | TableExposure | Optional Input | #VALUE! | #VALUE!
2 | 17 | 1-Program Exposure | TableExposure | Optional Input | #VALUE! | #VALUE!
2 | 18 | 1-Program Exposure | TableExposure | Optional Input | #VALUE! | #VALUE!
2 | 19 | 1-Program Exposure | TableExposure | Optional Input | #VALUE! | #VALUE!
2 | 20 | 1-Program Exposure | TableExposure | Optional Input | #VALUE! | #VALUE!
2 | 21 | 1-Program Exposure | TableExposure | Optional Input | #VALUE! | #VALUE!
2 | 22 | 1-Program Exposure | TableExposure | Optional Input | #VALUE! | #VALUE!
2 | 23 | 1-Program Exposure | TableExposure | Optional Input | #VALUE! | #VALUE!
2 | 24 | 1-Program Exposure | TableExposure | Optional Input | #VALUE! | #VALUE!
2 | 25 | 1-Program Exposure | TableExposure | Optional Input | #VALUE! | #VALUE!
2 | 26 | 1-Program Exposure | TableExposure | Error Check | #VALUE! | #VALUE! | #VALUE! |  | No Blank | Red font if there is Error
2 | 27 | 1-Program Exposure | TableExposure | Formula | #VALUE! | #VALUE! | #VALUE!
3 | 1 | 2-Program Cost | TableProgSpend | Formula | #VALUE! | #VALUE! | #VALUE!
3 | 2 | 2-Program Cost | TableProgSpend | Formula | #VALUE! | #VALUE! | #VALUE!
3 | 3 | 2-Program Cost | TableProgSpend | Input | #VALUE! | #VALUE! |  | =INDIRECT("TableSummary[Program]")
3 | 4 | 2-Program Cost | TableProgSpend | Input | #VALUE! | #VALUE!
3 | 5 | 2-Program Cost | TableProgSpend | Input | #VALUE! | #VALUE!
3 | 6 | 2-Program Cost | TableProgSpend | Input | #VALUE! | #VALUE!
3 | 7 | 2-Program Cost | TableProgSpend | Input | #VALUE! | #VALUE!
3 | 8 | 2-Program Cost | TableProgSpend | Input | #VALUE! | #VALUE!
3 | 9 | 2-Program Cost | TableProgSpend | Input | #VALUE! | #VALUE!
3 | 10 | 2-Program Cost | TableProgSpend | Input | #VALUE! | #VALUE!
3 | 11 | 2-Program Cost | TableProgSpend | Input | #VALUE! | #VALUE!
3 | 12 | 2-Program Cost | TableProgSpend | Input | #VALUE! | #VALUE!
3 | 13 | 2-Program Cost | TableProgSpend | Input | #VALUE! | #VALUE!
3 | 14 | 2-Program Cost | TableProgSpend | Input | #VALUE! | #VALUE!
3 | 15 | 2-Program Cost | TableProgSpend | Input | #VALUE! | #VALUE!
3 | 16 | 2-Program Cost | TableProgSpend | Input | #VALUE! | #VALUE!
3 | 17 | 2-Program Cost | TableProgSpend | Input | #VALUE! | #VALUE!
3 | 18 | 2-Program Cost | TableProgSpend | Input | #VALUE! | #VALUE!
3 | 19 | 2-Program Cost | TableProgSpend | Input | #VALUE! | #VALUE!
3 | 20 | 2-Program Cost | TableProgSpend | Formula | #VALUE! | #VALUE! | #VALUE! |  | =SUM($F9:$L9)=0 | Condition on if there is CapEX. If CapEX exists, then PVRR Multipliers are applicable. Otherwise, not applicable.
3 | 21 | 2-Program Cost | TableProgSpend | Input | #VALUE! | #VALUE! |  |  | =SUM($F9:$L9)=0 =$T9<>"Custom" | Condition on if there is CapEX and if the Asset Type is "Custom". If so, then PVRR Multipliers are applicable. Otherwise, not applicable.
3 | 22 | 2-Program Cost | TableProgSpend | Formula | #VALUE! | #VALUE! | #VALUE! |  | =SUM($F9:$L9)=0 | Condition on if there is CapEX. If CapEX exists, then PVRR Multipliers are applicable. Otherwise, not applicable.
3 | 23 | 2-Program Cost | TableProgSpend | Input | #VALUE! | #VALUE! |  |  | =SUM($F9:$L9)=0
3 | 24 | 2-Program Cost | TableProgSpend | Formula | #VALUE! | #VALUE! | #VALUE! |  | =SUM($F9:$L9)=0
3 | 25 | 2-Program Cost | TableProgSpend | Formula | #VALUE! | #VALUE! | #VALUE! |  | =SUM($F9:$L9)=0
3 | 26 | 2-Program Cost | TableProgSpend | Error Check | #VALUE! | #VALUE! | #VALUE! |  | FALSE | Red font if FALSE
3 | 27 | 2-Program Cost | TableProgSpend | Error Check | #VALUE! | #VALUE! | #VALUE! |  | FALSE | Red font if FALSE
3 | 28 | 2-Program Cost | TableProgSpend | Error Check | #VALUE! | #VALUE! | #VALUE! |  | FALSE | Red font if FALSE
4 | 1 | 2-Program Cost | TableTranchSpend | Formula | #VALUE! | #VALUE! | #VALUE!
4 | 2 | 2-Program Cost | TableTranchSpend | Formula | #VALUE! | #VALUE! | #VALUE!
4 | 3 | 2-Program Cost | TableTranchSpend | Input | #VALUE! | #VALUE! |  | =INDIRECT("TableSummary[Program]")
4 | 4 | 2-Program Cost | TableTranchSpend | Input | #VALUE! | #VALUE!
4 | 5 | 2-Program Cost | TableTranchSpend | Input | #VALUE! | #VALUE! |  | =INDIRECT("TableProgCostDropdown[Program Cost Options]")
4 | 6 | 2-Program Cost | TableTranchSpend | Input | #VALUE! | #VALUE! |  | =INDIRECT("TableTranche[Tranche]") | =$F52="% of Total Cost (specify to the right)" | Condition on if Allocation method is set as "% of Total Cost". If it is, need to input the Tranche and allocation % across the years.
4 | 7 | 2-Program Cost | TableTranchSpend | Input | #VALUE! | #VALUE! |  |  | =$F52="% of Total Cost (specify to the right)"
4 | 8 | 2-Program Cost | TableTranchSpend | Input | #VALUE! | #VALUE! |  |  | =$F52="% of Total Cost (specify to the right)"
4 | 9 | 2-Program Cost | TableTranchSpend | Input | #VALUE! | #VALUE! |  |  | =$F52="% of Total Cost (specify to the right)"
4 | 10 | 2-Program Cost | TableTranchSpend | Input | #VALUE! | #VALUE! |  |  | =$F52="% of Total Cost (specify to the right)"
4 | 11 | 2-Program Cost | TableTranchSpend | Input | #VALUE! | #VALUE! |  |  | =$F52="% of Total Cost (specify to the right)"
4 | 12 | 2-Program Cost | TableTranchSpend | Input | #VALUE! | #VALUE! |  |  | =$F52="% of Total Cost (specify to the right)"
4 | 13 | 2-Program Cost | TableTranchSpend | Input | #VALUE! | #VALUE! |  |  | =$F52="% of Total Cost (specify to the right)"
5 | 1 | 3-Eff - Freq Programs | TableFreqPrograms | Formula | #VALUE! | #VALUE! | #VALUE!
5 | 2 | 3-Eff - Freq Programs | TableFreqPrograms | Formula | #VALUE! | #VALUE! | #VALUE!
5 | 3 | 3-Eff - Freq Programs | TableFreqPrograms | Input | #VALUE! | #VALUE! |  | =INDIRECT("TableSummary[Program]")
5 | 4 | 3-Eff - Freq Programs | TableFreqPrograms | Input | #VALUE! | #VALUE! |  | =INDIRECT("Table_RiskNameLookup[Risk/Cross Cutting Factor Name]")
5 | 5 | 3-Eff - Freq Programs | TableFreqPrograms | Input | #VALUE! | #VALUE! |  | =INDIRECT("TableTranche[Tranche]")
5 | 6 | 3-Eff - Freq Programs | TableFreqPrograms | Input | #VALUE! | #VALUE! |  | =INDIRECT("TableDriverSubdriver[Driver]")
5 | 7 | 3-Eff - Freq Programs | TableFreqPrograms | Input | #VALUE! | #VALUE! |  | =INDIRECT("TableDriverSubdriver[Subdriver]")
5 | 8 | 3-Eff - Freq Programs | TableFreqPrograms | Input | #VALUE! | #VALUE! |  | =INDIRECT("TableOutcome[Outcome]")
5 | 9 | 3-Eff - Freq Programs | TableFreqPrograms | Input | #VALUE! | #VALUE!
5 | 10 | 3-Eff - Freq Programs | TableFreqPrograms | Input | #VALUE! | #VALUE! |  |  | =NOT($J8) | If not use qualitative measure, need to input effective rate.
5 | 11 | 3-Eff - Freq Programs | TableFreqPrograms | Input | #VALUE! | #VALUE! |  | =INDIRECT("TableQualFreqEff[Program Category]") | =$J8 | If use qualitative measure, need to input Category and Risk driver primarily due to …
5 | 12 | 3-Eff - Freq Programs | TableFreqPrograms | Input | #VALUE! | #VALUE! |  | =$Z$7:$AC$7 | =$J8
5 | 13 | 3-Eff - Freq Programs | TableFreqPrograms | Input | #VALUE! | #VALUE! |  |  | =$J8
5 | 14 | 3-Eff - Freq Programs | TableFreqPrograms | Formula | #VALUE! | #VALUE! | #VALUE! |  | =$J8
5 | 15 | 3-Eff - Freq Programs | TableFreqPrograms | Formula | #VALUE! | #VALUE! | #VALUE! |  | =$J8
5 | 16 | 3-Eff - Freq Programs | TableFreqPrograms | Formula | #VALUE! | #VALUE! | #VALUE!
5 | 17 | 3-Eff - Freq Programs | TableFreqPrograms | Input | #VALUE! | #VALUE!
5 | 18 | 3-Eff - Freq Programs | TableFreqPrograms | Input | #VALUE! | #VALUE!
5 | 19 | 3-Eff - Freq Programs | TableFreqPrograms | Input | #VALUE! | #VALUE!
5 | 20 | 3-Eff - Freq Programs | TableFreqPrograms | Input | #VALUE! | #VALUE!
5 | 21 | 3-Eff - Freq Programs | TableFreqPrograms | Formula | #VALUE! | #VALUE! | #VALUE!
5 | 22 | 3-Eff - Freq Programs | TableFreqPrograms | Formula | #VALUE! | #VALUE! | #VALUE!
6 | 1 | 4-Eff - Conseq Programs | TableConseqPrograms | Formula | #VALUE! | #VALUE! | #VALUE!
6 | 2 | 4-Eff - Conseq Programs | TableConseqPrograms | Formula | #VALUE! | #VALUE! | #VALUE!
6 | 3 | 4-Eff - Conseq Programs | TableConseqPrograms | Input | #VALUE! | #VALUE! |  | =INDIRECT("TableSummary[Program]")
6 | 4 | 4-Eff - Conseq Programs | TableConseqPrograms | Input | #VALUE! | #VALUE! |  | =INDIRECT("Table_RiskNameLookup[Risk/Cross Cutting Factor Name]")
6 | 5 | 4-Eff - Conseq Programs | TableConseqPrograms | Input | #VALUE! | #VALUE! |  | =INDIRECT("TableTranche[Tranche]")
6 | 6 | 4-Eff - Conseq Programs | TableConseqPrograms | Input | #VALUE! | #VALUE! |  | =INDIRECT("TableOutcome[Outcome]")
6 | 7 | 4-Eff - Conseq Programs | TableConseqPrograms | Input | #VALUE! | #VALUE!
6 | 8 | 4-Eff - Conseq Programs | TableConseqPrograms | Input | #VALUE! | #VALUE!
6 | 9 | 4-Eff - Conseq Programs | TableConseqPrograms | Input | #VALUE! | #VALUE! |  |  | =NOT($I8) | If not use qualitative measure, need to input effective rate.
6 | 10 | 4-Eff - Conseq Programs | TableConseqPrograms | Input | #VALUE! | #VALUE! |  | =INDIRECT("TableQualConseqEff[Control Program Category]") | =$I8 | If use qualitative measure, need to input Category and Consequence develops …
6 | 11 | 4-Eff - Conseq Programs | TableConseqPrograms | Input | #VALUE! | #VALUE! |  | =$AA$7:$AB$7 | =$I8
6 | 12 | 4-Eff - Conseq Programs | TableConseqPrograms | Input | #VALUE! | #VALUE! |  |  | =$I8
6 | 13 | 4-Eff - Conseq Programs | TableConseqPrograms | Formula | #VALUE! | #VALUE! | #VALUE! |  | =$I8
6 | 14 | 4-Eff - Conseq Programs | TableConseqPrograms | Formula | #VALUE! | #VALUE! | #VALUE! |  | =$I8
6 | 15 | 4-Eff - Conseq Programs | TableConseqPrograms | Formula | #VALUE! | #VALUE! | #VALUE!
6 | 16 | 4-Eff - Conseq Programs | TableConseqPrograms | Input | #VALUE! | #VALUE!
6 | 17 | 4-Eff - Conseq Programs | TableConseqPrograms | Input | #VALUE! | #VALUE!
6 | 18 | 4-Eff - Conseq Programs | TableConseqPrograms | Input | #VALUE! | #VALUE!
6 | 19 | 4-Eff - Conseq Programs | TableConseqPrograms | Input | #VALUE! | #VALUE!
6 | 20 | 4-Eff - Conseq Programs | TableConseqPrograms | Formula | #VALUE! | #VALUE! | #VALUE!
6 | 21 | 4-Eff - Conseq Programs | TableConseqPrograms | Formula | #VALUE! | #VALUE! | #VALUE!

## Summary of Programs
Pacific Gas and Electric Company
2022 WMP
Control and Mitigation Program Workpaper
| RISK Name: | Wildfire
| RISK ID: | WLDFR
| Total mitigations: | 0
| Total controls: | 7
Program ID | Program | Mitigation or Control? | MAT or MWC | Program Description | Modifying Likelihood of Failure (LOF) or Consequence of Failure (COF) | Risk Drivers and/or Consequences being addressed by Program | Year(s) of Implementation | Justification for Effectiveness % | Benefit Length | Justification for Benefit Length | Assumptions / Comments | Mitigation Program Count | Control Program Count
7.3.9-2021 | 7.3.9-2021 All EP&R in 2021 | Control |  | All EP&R Processes - specific initiatives listed below | COF | Safety, Electrical Reliability, and Financial | Ongoing | Refer to All EP&ER - Effectiveness tab. | 3 Years |  |  | 0 | 1
7.3.9.1 | 7.3.9.1 Adequate and trained workforce for service restoration | Control |  | Actions taken to identify, hire, retain, and train qualified workforce to conduct service restoration in response to emergencies, including short-term contracting strategy and implementation. |  | All EP&R bundled into 7.3.9-2021. Refer program "7.3.9-2021 All EP&R in 2021" | All EP&R bundled into 7.3.9-2021. Refer program "7.3.9-2021 All EP&R in 2021" | All EP&R bundled into 7.3.9-2021. Refer program "7.3.9-2021 All EP&R in 2021" | All EP&R bundled into 7.3.9-2021. Refer program "7.3.9-2021 All EP&R in 2021" | All EP&R bundled into 7.3.9-2021. Refer program "7.3.9-2021 All EP&R in 2021" |  | 0 | 2
7.3.9.2 | 7.3.9.2 Community outreach, public awareness, and communications efforts | Control |  | Actions to identify and contact key community stakeholders; increase public awareness of emergency planning and preparedness information; and design, translate, distribute, and evaluate effectiveness of communications taken before, during, and after a wildfire, including Access and Functional Needs populations and Limited English Proficiency populations in particular. |  | All EP&R bundled into 7.3.9-2021. Refer program "7.3.9-2021 All EP&R in 2021" | All EP&R bundled into 7.3.9-2021. Refer program "7.3.9-2021 All EP&R in 2021" | All EP&R bundled into 7.3.9-2021. Refer program "7.3.9-2021 All EP&R in 2021" | All EP&R bundled into 7.3.9-2021. Refer program "7.3.9-2021 All EP&R in 2021" | All EP&R bundled into 7.3.9-2021. Refer program "7.3.9-2021 All EP&R in 2021" |  | 0 | 3
7.3.9.3 | 7.3.9.3 Customer support in emergencies | Control |  | Resources dedicated to customer support during emergencies, such as website pages and other digital resources, dedicated phone lines, etc. |  | All EP&R bundled into 7.3.9-2021. Refer program "7.3.9-2021 All EP&R in 2021" | All EP&R bundled into 7.3.9-2021. Refer program "7.3.9-2021 All EP&R in 2021" | All EP&R bundled into 7.3.9-2021. Refer program "7.3.9-2021 All EP&R in 2021" | All EP&R bundled into 7.3.9-2021. Refer program "7.3.9-2021 All EP&R in 2021" | All EP&R bundled into 7.3.9-2021. Refer program "7.3.9-2021 All EP&R in 2021" |  | 0 | 4
7.3.9.4 | 7.3.9.4 Disaster and emergency preparedness plan | Control |  | Development of plan to deploy resources according to prioritization methodology for disaster and emergency preparedness of utility and within utility service territory (such as considerations for critical facilities and infrastructure), including strategy for collaboration with Public Safety Partners and communities. |  | All EP&R bundled into 7.3.9-2021. Refer program "7.3.9-2021 All EP&R in 2021" | All EP&R bundled into 7.3.9-2021. Refer program "7.3.9-2021 All EP&R in 2021" | All EP&R bundled into 7.3.9-2021. Refer program "7.3.9-2021 All EP&R in 2021" | All EP&R bundled into 7.3.9-2021. Refer program "7.3.9-2021 All EP&R in 2021" | All EP&R bundled into 7.3.9-2021. Refer program "7.3.9-2021 All EP&R in 2021" |  | 0 | 5
7.3.9.5 | 7.3.9.5 Preparedness and planning for service restoration | Control |  | Development of plans to prepare the utility to restore service after emergencies, such as developing employee and staff trainings, and to conduct inspections and remediation necessary to re-energize lines and restore service to customers. |  | All EP&R bundled into 7.3.9-2021. Refer program "7.3.9-2021 All EP&R in 2021" | All EP&R bundled into 7.3.9-2021. Refer program "7.3.9-2021 All EP&R in 2021" | All EP&R bundled into 7.3.9-2021. Refer program "7.3.9-2021 All EP&R in 2021" | All EP&R bundled into 7.3.9-2021. Refer program "7.3.9-2021 All EP&R in 2021" | All EP&R bundled into 7.3.9-2021. Refer program "7.3.9-2021 All EP&R in 2021" |  | 0 | 6
7.3.9.6 | 7.3.9.6 Protocols in place to learn from wildfire events | Control |  | Tools and procedures to monitor effectiveness of strategy and actions taken to prepare for emergencies and of strategy and actions taken during and after emergencies, including based on an accounting of the outcomes of wildfire events. |  | All EP&R bundled into 7.3.9-2021. Refer program "7.3.9-2021 All EP&R in 2021" | All EP&R bundled into 7.3.9-2021. Refer program "7.3.9-2021 All EP&R in 2021" | All EP&R bundled into 7.3.9-2021. Refer program "7.3.9-2021 All EP&R in 2021" | All EP&R bundled into 7.3.9-2021. Refer program "7.3.9-2021 All EP&R in 2021" | All EP&R bundled into 7.3.9-2021. Refer program "7.3.9-2021 All EP&R in 2021" |  | 0 | 7

## 1-Program Exposure
Program Exposure | [7 empty] | 55300 | 68.52% | 90%
For each program, specify either the units of exposure (as defined in the Risk Model Input file), or the fraction of the total tranche exposure, to which the program applies | [7 empty] | 171.2 | 31.48% |  |  |  | 1000
If the exposure number applies all tranches, leave the 'Tranche' column blank and include only one line in the table below |  |  |  |  | 0.6738% |  |  | 6928.8
The tranche names in this table must match identically to the tranche names in the Risk Model Input File |  |  | 203564781.34
| Exposure Table |  |  |  | 7181*85%
| Program ID | Type | Program | Risk (for Cross Cutter only) | Tranche | Tranche Exposure | Tranche Exposure Unit | Program Exposure 2020 | Program Exposure 2021 | Program Exposure 2022 | Program Exposure 2023 | Program Exposure 2024 | Program Exposure 2025 | Program Exposure 2026 | Unit for Program Exposure | Work Units 2020 | Work Units 2021 | Work Units 2022 | Work Units 2023 | Work Units 2024 | Work Units 2025 | Work Units 2026 | Unit for work units | Explanation of relationship between different units | Other Note | Flag for modeler | Risk ID
| 7.3.9-2021 | Control | 7.3.9-2021 All EP&R in 2021 |  | HFTD - All | 31327.1594 | Miles | 100% | 100% | 100% | 100% |  |  |  | % of tranche exposure | [11 empty] | WLDFR
| No match in Summary of Programs tab | No match in Summary of Programs tab |  |  |  | #N/A | #N/A | [19 empty] | WLDFR
| No match in Summary of Programs tab | No match in Summary of Programs tab |  |  |  | #N/A | #N/A | [19 empty] | WLDFR

## 2-Program Cost
Program Spend from Control File
Program ID | Type | Program | MAT (optional) | CapEx USD 2020 | CapEx USD 2021 | CapEx USD 2022 | CapEx USD 2023 | CapEx USD 2024 | CapEx USD 2025 | CapEx USD 2026 | OpEx USD 2020 | OpEx USD 2021 | OpEx USD 2022 | OpEx USD 2023 | OpEx USD 2024 | OpEx USD 2025 | OpEx USD 2026 | Asset Type | Generic Capital PVRR Multiplier | Custom Capital PVRR Multiplier | Generic Lifetime Incremental O&M PVRR Multiplier | Custom Lifetime Incremental O&M PVRR Multiplier (optional; specify if 0) | Lifetime Incremental O&M PVRR Multiplier | PVRR Multiplier | In Exposure tab? | In Allocation table | In Eff Table
7.3.9-2021 | Control | 7.3.9-2021 All EP&R in 2021 | [8 empty] | 53936430.1733 | 54400863.5603 | 56692632.1835 | 57891175.5594 | [9 empty] | 0 | TRUE | TRUE | TRUE
No match in Summary of Programs | No match in Summary of Programs tab | [22 empty] | 0 | FALSE | FALSE | FALSE
No match in Summary of Programs | No match in Summary of Programs tab | [22 empty] | 0 | FALSE | FALSE | FALSE
Program Spend Allocation to Tranches
Program ID | Type | Program | MAT (optional) | Allocation method | Tranche | Spend USD 2020 | Spend USD 2021 | Spend USD 2022 | Spend USD 2023 | Spend USD 2024 | Spend USD 2025 | Spend USD 2026
7.3.9-2021 | Control | 7.3.9-2021 All EP&R in 2021 |  | prorate by Program Exposure
No match in Summary of Programs | No match in Summary of Programs tab
No match in Summary of Programs | No match in Summary of Programs tab
Update Cost Data

## 3-Eff - Freq Programs
Effectiveness for Programs that Modify Frequency | [21 empty] | Qualitative Program Effectiveness Cap for different types of programs affecting event frequency
Dimensions over which effectiveness differs
Please see Instructions for detailed guidance on each column. See 'Control Effectiveness Guidance' documentation for more details on qualitative methodology.
Effectiveness by Model Element | [22 empty] | Risk Driver is Primarily Due to… |  |  |  | Effectiveness Mapping Table
ID | Type | Program | Risk (for Cross Cutter only) | Tranche | Driver | Subdriver | Outcome | Does this use qualitative measure? | Effectiveness - Quantitative | Category | Risk driver primarily due to… | Explanation of Program Category and Risk Driver type | Effectiveness Cap (Ec) | Maturity Factor (Mf) | Effectiveness (Ec * Mf) | Benefit Length (yrs) | Effectiveness Degradation Rate | Effectiveness Degradation Method | Explanation of Benefit Length | Same benefit set across program? | Risk ID | Program Category | Human Error | Functional Failure | Malicious Action | Natural/Outside Force | Program | Tranche | Driver | Subdriver | Outcome
No match in Program Cost tab | No match in Summary of Programs tab | Patrols - Distribution Overhead |  |  | Equipment / facility failure |  |  | FALSE | #REF! | [5 empty] | 0% | 1 |  |  | #NAME? | 1 | WLDFR | Elimination | 90% | 90% | 90% | 90%
No match in Program Cost tab | No match in Summary of Programs tab | [13 empty] | 0% |  |  |  | #NAME? | 1 | WLDFR | Engineered barrier | 90% | 75% | 50% | 50%
No match in Program Cost tab | No match in Summary of Programs tab | [13 empty] | 0% |  |  |  | #NAME? | 1 | WLDFR | Substitution | 75% | 50% | 50% | 0%
[22 empty] | Administrative barrier | 30% | 0% | 0% | 0%
[22 empty] | Distance gap | 20% | 0% | 0% | 15%
[22 empty] | Detect/Notify/Respond | 10% | 10% | 25% | 10%
[22 empty] | Minor or preventative main. | 0% | 25% | 5% | 5%

## 4-Eff - Conseq Programs
Effectiveness Mapping - Programs that Modify Consequence | [20 empty] | Qualitative Program Effectiveness Cap for different types of programs affecting event frequency
Dimensions over which effectiveness differs
Please see Instructions for detailed guidance on each column. See 'Control Effectiveness Guidance' documentation for more details on qualitative methodology.
Effectiveness by Model Element | [21 empty] | Consequence development happens… |  | Effectiveness Mapping Table
ID | Type | Program | Risk (for Cross Cutter only) | Tranche | Outcome | Attribute | Does this use qualitative measure? | Effectiveness - Quantitative | Category | Consequence develops… | Explanation of Program Category and Consequence type | Effectiveness Cap (Ec) | Maturity Factor (Mf) | Effectiveness (Ec * Mf) | Benefit Length (yrs) | Effectiveness Degradation Rate | Effectiveness Degradation Method | Explanation of Benefit Length, Degradation Rate | Same benefit set across program? | Risk ID | Control Program Category | Rapidly | Gradually | Program | Tranche | Attribute | Outcome
7.3.9-2021 | Control | 7.3.9-2021 All EP&R in 2021 |  |  |  | Safety | TRUE | 5.3% | Manual response | Rapidly |  | 0.1 | 53% | 5.3% | 3 |  |  |  | 1 | WLDFR | Replacement | 90% | 100%
7.3.9-2021 | Control | 7.3.9-2021 All EP&R in 2021 |  |  |  | Electric Reliability | TRUE | 13.25% | Manual response | Gradually |  | 0.25 | 53% | 13.25% | 3 |  |  |  | 1 | WLDFR | Engineered barrier | 50% | 75%
7.3.9-2021 | Control | 7.3.9-2021 All EP&R in 2021 |  |  |  | Financial | TRUE | 5.3% | Manual response | Rapidly |  | 0.1 | 53% | 5.3% | 3 |  |  |  | 1 | WLDFR | Automated response | 25% | 50%
No match in Program Cost tab | No match in Summary of Programs tab | [12 empty] | 0% |  |  |  |  | 1 | WLDFR | Manual response | 10% | 25%
No match in Program Cost tab | No match in Summary of Programs tab | [12 empty] | 0% |  |  |  |  | 1 | WLDFR

## RSE Lite
Risk Data File Folder | P:\EAS\WMP 2022\Test Run | [8 empty] | For PSPS
Risk Data File Name | EO_WLDFR_20220209_SplitByTier_192656_194748_Baseline_rselite_(add 2020).xlsx | [8 empty] | EO_WPSPS_20211011_20211015091238_Baseline_rselite_(add_2020).xlsx
Risk Data File Path | P:\EAS\WMP 2022\Test Run\EO_WLDFR_20220209_SplitByTier_192656_194748_Baseline_rselite_(add 2020).xlsx
RSE Lite exe path | P:\EAS\WMP 2022\Test Run\RSE_lite.exe
NPV Year | 2021
discount rate | 7%
Aggregation years | 2022 | 2022 | 2022-2022
Summary Results
Program Select a Program to Run RSE Lite | 2020 Program Risk Reduction NPV | 2021 Program Risk Reduction NPV | 2022 Program Risk Reduction NPV | 2023 Program Risk Reduction NPV | 2024 Program Risk Reduction NPV | 2025 Program Risk Reduction NPV | 2026 Program Risk Reduction NPV | 2020-2022 Program Risk Reduction NPV | 2020 Program RSE | 2021 Program RSE | 2022 Program RSE | 2023 Program RSE | 2024 Program RSE | 2025 Program RSE | 2026 Program RSE | 2020-2022 Program RSE | 2020-2022 Capital Cost NPV with PVRR ($M) | 2020-2022 Expense Cost NPV ($M) | 2020-2022 Total Cost NPV ($M) | 2020-2022 Program Freq Reduction NPV
7.3.9-2021 All EP&R in 2021 | 4232.6658 | 4096.7345 | 3875.3371 | 3668.4237 |  |  |  | 12204.7375 | 154.9199 | 122.8704 | 213.5085 | 211.0136 |  |  |  | 154.8544 | 4.9939 | 73.8204 | 78.8143 | 0
[35 empty] | Program Risk Reduction | [43 empty] | Risk Reduction per Unit Program Exposure | [40 empty] | LoRE Reduction per unit of work each year, by Tranche, Outcome, Driver, Subdriver and Year. | [28 empty] | CoRE Reduction per unit of work each year, by Tranche, Outcome, Driver and Attribute.
Summary Results by Tranche | [78 empty] | Freq Risk Reduction = LoRE Reduction x CoRE, Conseq Risk Reduction = LoRE x CoRE Reduction, Risk Reduction = Freq Risk Reduction + Conseq Risk Reduction +- LoRE Reduction x CoRE Reduction | [40 empty] | Purely based on effectiveness, regardless of program exposure. | [28 empty] | Purely based on effectiveness, regardless of program exposure.
Program | index | 2020 Program Risk Reduction NPV | 2021 Program Risk Reduction NPV | 2022 Program Risk Reduction NPV | 2023 Program Risk Reduction NPV | 2022-2022 Program Freq Reduction NPV | 2022-2022 Program Freq Risk Reduction NPV | 2022-2022 Program Conseq Risk Reduction NPV | 2022-2022 Program Risk Reduction NPV | 2020 Program RSE | 2021 Program RSE | 2022 Program RSE | 2023 Program RSE | 2022-2022 Program RSE | CapEx USD 2020 | CapEx USD 2021 | CapEx USD 2022 | CapEx USD 2023 | PVRR Multiplier | 2022-2022 Capital Cost NPV with PVRR | OpEx USD 2020 | OpEx USD 2021 | OpEx USD 2022 | OpEx USD 2023 | 2022-2022 Expense Cost NPV | Column27 | Column28 | Column29 | Column30 | Column31 | Column32 | Column33 | Column34 | Column35 | Program | Risk ID | Tranche | Year | Discount Factor | 2020 Program Freq Reduction | 2020 Program Freq Risk Reduction | 2020 Program Conseq Risk Reduction | 2020 Program Risk Reduction | 2021 Program Freq Reduction | 2021 Program Freq Risk Reduction | 2021 Program Conseq Risk Reduction | 2021 Program Risk Reduction | 2022 Program Freq Reduction | 2022 Program Freq Risk Reduction | 2022 Program Conseq Risk Reduction | 2022 Program Risk Reduction | 2023 Program Freq Reduction | 2023 Program Freq Risk Reduction | 2023 Program Conseq Risk Reduction | 2023 Program Risk Reduction | 2020 Program Risk Reduction NPV | 2021 Program Risk Reduction NPV | 2022 Program Risk Reduction NPV | 2023 Program Risk Reduction NPV | 2022-2022 Program Freq Reduction | 2022-2022 Program Freq Reduction NPV | 2022-2022 Program Freq Risk Reduction | 2022-2022 Program Freq Risk Reduction NPV | 2022-2022 Program Conseq Risk Reduction | 2022-2022 Program Conseq Risk Reduction NPV | 2022-2022 Program Risk Reduction | 2022-2022 Program Risk Reduction NPV | Column34 | Column35 | Column36 | Column37 | Column38 | Column39 | Column40 | Column41 | Column42 | Column43 | Column44 | Risk ID | Tranche | Outcome | Year | LoRE Reduction per Unit Tranche Exposure 2020 | LoRE Reduction per Unit Tranche Exposure 2021 | LoRE Reduction per Unit Tranche Exposure 2022 | LoRE Reduction per Unit Tranche Exposure 2023 | CoRE | Electric Reliability CoRE | Financial CoRE | Safety CoRE | CoRE Reduction per Unit Tranche Exposure 2020 | CoRE Reduction per Unit Tranche Exposure 2021 | CoRE Reduction per Unit Tranche Exposure 2022 | CoRE Reduction per Unit Tranche Exposure 2023 | LoRE | Unnamed: 7 | Freq Risk Reduction per Unit Tranche Exposure 2020 | Conseq Risk Reduction per Unit Tranche Exposure 2020 | Risk Reduction per Unit Tranche Exposure 2020 | Freq Risk Reduction per Unit Tranche Exposure 2021 | Conseq Risk Reduction per Unit Tranche Exposure 2021 | Risk Reduction per Unit Tranche Exposure 2021 | Freq Risk Reduction per Unit Tranche Exposure 2022 | Conseq Risk Reduction per Unit Tranche Exposure 2022 | Risk Reduction per Unit Tranche Exposure 2022 | Freq Risk Reduction per Unit Tranche Exposure 2023 | Conseq Risk Reduction per Unit Tranche Exposure 2023 | Risk Reduction per Unit Tranche Exposure 2023 | Column31 | Column32 | Column33 | Column34 | Column35 | Column36 | Column37 | Column38 | Column39 | Column40 | Column41 | Index | Risk ID | Tranche | Outcome | Driver | Subdriver | Year | LoRE | Unnamed: 7 | Tranche Exposure | Freq | Yr | Type | Adjusted Effectiveness | Effectiveness Life | Effectiveness Degradation Rate | Effectiveness Degradation Method | 2020 Tranche Average Effectiveness | LoRE Reduction per Unit Tranche Exposure 2020 | 2021 Tranche Average Effectiveness | LoRE Reduction per Unit Tranche Exposure 2021 | 2022 Tranche Average Effectiveness | LoRE Reduction per Unit Tranche Exposure 2022 | 2023 Tranche Average Effectiveness | LoRE Reduction per Unit Tranche Exposure 2023 | Column26 | Column27 | Column28 | Column29 | Index | Risk ID | Tranche | Outcome | Year | Attribute | CoRE | Tranche Exposure | Yr | Type | Adjusted Effectiveness | Effectiveness Life | Effectiveness Degradation Rate | Effectiveness Degradation Method | 2020 Tranche Average Effectiveness | CoRE Reduction per Unit Tranche Exposure 2020 | 2021 Tranche Average Effectiveness | CoRE Reduction per Unit Tranche Exposure 2021 | 2022 Tranche Average Effectiveness | CoRE Reduction per Unit Tranche Exposure 2022 | 2023 Tranche Average Effectiveness | CoRE Reduction per Unit Tranche Exposure 2023 | Column23 | Column24 | Column25 | Column26 | Column27 | Column28
7.3.9-2021 All EPR in 2021 | HFTD - Distribution - Tier 2 - 1QU CoRE ¦ 1QU LoRE | 202.1815 | 200.2941 | 171.1005 | 161.9653 | 0 | 0 | 171.1005 | 171.1005 | 637.3542 | 626.0142 | 618.2197 | 613.2134 | 618.2197 | 0 | 0 | 0 | 0 | 0 | 0 | 317219.9515 | 319951.4548 | 296136.6635 | 302397.3119 | 276763.2369 | [9 empty] | 7.3.9-2021 All EPR in 2021 | WLDFR | HFTD - Distribution - Tier 2 - 1QU CoRE ¦ 1QU LoRE | 2020 | 1 | 0 | 0 | 67.329 | 67.329 | 0 | 0 | 0 | 0 | 0 | 0 | 0 | 0 | 0 | 0 | 0 | 0 | 67.329 | 0 | 0 | 0 | 0 | 0 | 0 | 0 | 0 | 0 | 0 | 0 | [11 empty] | WLDFR | HFTD - Distribution - Tier 2 - 1QU CoRE ¦ 1QU LoRE | Non-Red Flag Warning - Catastrophic Fires | 2020 | 0 | 0 | 0 | 0 | 14146.1306 | 222.2294 | 8585.7228 | 5338.1784 | 813.2108 | 0 | 0 | 0 | 3.0562e-05 |  | 0 | 0.024853 | 0.024853 | 0 | 0 | 0 | 0 | 0 | 0 | 0 | 0 | 0 | [40 empty] | All EPR in 2020WLDFRElectric Reliability | WLDFR | HFTD - Distribution - Tier 2 - 1QU CoRE ¦ 1QU LoRE | Non-Red Flag Warning - Catastrophic Fires | 2021 | Electric Reliability | 222.2294 | 170.7528 | 2021 | Control | 0.1325 | 3 | 0 | esc | 0.15274 | 33.9428 | 0.15274 | 33.9428 | 0 | 0 | 0 | 0
7.3.9-2021 All EPR in 2021 | HFTD - Distribution - Tier 2 - 1QU CoRE ¦ 2QU LoRE | 231.6046 | 215.6763 | 202.3349 | 191.532 | 0 | 0 | 202.3349 | 202.3349 | 393.1774 | 363.0114 | 338.4016 | 335.6611 | 338.4016 | 0 | 0 | 0 | 0 | 0 | 0 | 589058.7863 | 594131.0272 | 639767.4737 | 653292.848 | 597913.5269 | [9 empty] | 7.3.9-2021 All EPR in 2021 | WLDFR | HFTD - Distribution - Tier 2 - 1QU CoRE ¦ 1QU LoRE | 2021 | 1 | 0 | 0 | 67.329 | 67.329 | 0 | 0 | 67.329 | 67.329 | 0 | 0 | 0 | 0 | 0 | 0 | 0 | 0 | 67.329 | 67.329 | 0 | 0 | 0 | 0 | 0 | 0 | 0 | 0 | 0 | 0 | [11 empty] | WLDFR | HFTD - Distribution - Tier 2 - 1QU CoRE ¦ 1QU LoRE | Non-Red Flag Warning - Catastrophic Fires | 2021 | 0 | 0 | 0 | 0 | 14146.1306 | 222.2294 | 8585.7228 | 5338.1784 | 813.2108 | 813.2108 | 0 | 0 | 3.0562e-05 |  | 0 | 0.024853 | 0.024853 | 0 | 0.024853 | 0.024853 | 0 | 0 | 0 | 0 | 0 | 0 | [40 empty] | All EPR in 2020WLDFRFinancial | WLDFR | HFTD - Distribution - Tier 2 - 1QU CoRE ¦ 1QU LoRE | Non-Red Flag Warning - Catastrophic Fires | 2021 | Financial | 8585.7228 | 170.7528 | 2021 | Control | 0.053 | 3 | 0 | esc | 0.055966 | 480.5104 | 0.055966 | 480.5104 | 0 | 0 | 0 | 0
7.3.9-2021 All EPR in 2021 | HFTD - Distribution - Tier 2 - 1QU CoRE ¦ 3QU LoRE | 534.1923 | 513.4034 | 466.4231 | 441.52 | 0 | 0 | 466.4231 | 466.4231 | 296.6898 | 282.7094 | 271.9908 | 269.788 | 271.9908 | 0 | 0 | 0 | 0 | 0 | 0 | 1800507.7102 | 1816011.441 | 1834887.8126 | 1873679.3195 | 1714848.423 | [9 empty] | 7.3.9-2021 All EPR in 2021 | WLDFR | HFTD - Distribution - Tier 2 - 1QU CoRE ¦ 1QU LoRE | 2022 | 0.93458 | 0 | 0 | 72.25 | 72.25 | 0 | 0 | 72.25 | 72.25 | 0 | 0 | 63.6808 | 63.6808 | 0 | 0 | 0 | 0 | 67.5234 | 67.5234 | 59.5148 | 0 | 0 | 0 | 0 | 0 | 63.6808 | 59.5148 | 63.6808 | 59.5148 | [11 empty] | WLDFR | HFTD - Distribution - Tier 2 - 1QU CoRE ¦ 1QU LoRE | Non-Red Flag Warning - Catastrophic Fires | 2022 | 0 | 0 | 0 | 0 | 14146.1306 | 222.2294 | 8585.7228 | 5338.1784 | 813.2108 | 813.2108 | 813.2108 | 0 | 3.0562e-05 |  | 0 | 0.024853 | 0.024853 | 0 | 0.024853 | 0.024853 | 0 | 0.024853 | 0.024853 | 0 | 0 | 0 | [40 empty] | All EPR in 2020WLDFRSafety | WLDFR | HFTD - Distribution - Tier 2 - 1QU CoRE ¦ 1QU LoRE | Non-Red Flag Warning - Catastrophic Fires | 2021 | Safety | 5338.1784 | 170.7528 | 2021 | Control | 0.053 | 3 | 0 | esc | 0.055966 | 298.7576 | 0.055966 | 298.7576 | 0 | 0 | 0 | 0
7.3.9-2021 All EPR in 2021 | HFTD - Distribution - Tier 2 - 1QU CoRE ¦ 4QU LoRE | 668.307 | 632.7114 | 603.7577 | 571.522 | 0 | 0 | 603.7577 | 603.7577 | 270.001 | 253.4379 | 240.7204 | 238.7708 | 240.7204 | 0 | 0 | 0 | 0 | 0 | 0 | 2475201.5895 | 2496514.944 | 2683697.3378 | 2740433.5933 | 2508128.353 | [9 empty] | 7.3.9-2021 All EPR in 2021 | WLDFR | HFTD - Distribution - Tier 2 - 1QU CoRE ¦ 1QU LoRE | 2023 | 0.87344 | 0 | 0 | 0 | 0 | 0 | 0 | 74.9242 | 74.9242 | 0 | 0 | 66.0374 | 66.0374 | 0 | 0 | 66.0374 | 66.0374 | 0 | 65.4417 | 57.6796 | 57.6796 | 0 | 0 | 0 | 0 | 66.0374 | 57.6796 | 66.0374 | 57.6796 | [11 empty] | WLDFR | HFTD - Distribution - Tier 2 - 1QU CoRE ¦ 1QU LoRE | Non-Red Flag Warning - Catastrophic Fires | 2023 | 0 | 0 | 0 | 0 | 14664.6376 | 233.2301 | 8896.516 | 5534.8915 | 0 | 843.2942 | 843.2942 | 843.2942 | 3.0562e-05 |  | 0 | 0 | 0 | 0 | 0.025772 | 0.025772 | 0 | 0.025772 | 0.025772 | 0 | 0.025772 | 0.025772 | [40 empty] | All EPR in 2020WLDFRElectric Reliability | WLDFR | HFTD - Distribution - Tier 2 - 1QU CoRE ¦ 1QU LoRE | Non-Red Flag Warning - Catastrophic Fires | 2022 | Electric Reliability | 222.2294 | 170.7528 | 2022 | Control | 0.1325 | 3 | 0 | esc | 0.15274 | 33.9428 | 0.15274 | 33.9428 | 0.15274 | 33.9428 | 0 | 0
7.3.9-2021 All EPR in 2021 | HFTD - Distribution - Tier 2 - 1QU CoRE ¦ 5QU LoRE | 524.4196 | 507.3795 | 475.4149 | 450.0316 | 0 | 0 | 475.4149 | 475.4149 | 188.5643 | 180.8797 | 175.5162 | 174.0947 | 175.5162 | 0 | 0 | 0 | 0 | 0 | 0 | 2781118.5196 | 2805066.0499 | 2898272.8428 | 2959545.4559 | 2708666.2082 | [9 empty] | 7.3.9-2021 All EPR in 2021 | WLDFR | HFTD - Distribution - Tier 2 - 1QU CoRE ¦ 1QU LoRE | 2024 | 0.8163 | 0 | 0 | 0 | 0 | 0 | 0 | 0 | 0 | 0 | 0 | 66.0374 | 66.0374 | 0 | 0 | 66.0374 | 66.0374 | 0 | 0 | 53.9061 | 53.9061 | 0 | 0 | 0 | 0 | 66.0374 | 53.9061 | 66.0374 | 53.9061 | [11 empty] | WLDFR | HFTD - Distribution - Tier 2 - 1QU CoRE ¦ 1QU LoRE | Non-Red Flag Warning - Catastrophic Fires | 2024 | 0 | 0 | 0 | 0 | 14664.6376 | 233.2301 | 8896.516 | 5534.8915 | 0 | 0 | 843.2942 | 843.2942 | 3.0562e-05 |  | 0 | 0 | 0 | 0 | 0 | 0 | 0 | 0.025772 | 0.025772 | 0 | 0.025772 | 0.025772 | [40 empty] | All EPR in 2020WLDFRFinancial | WLDFR | HFTD - Distribution - Tier 2 - 1QU CoRE ¦ 1QU LoRE | Non-Red Flag Warning - Catastrophic Fires | 2022 | Financial | 8585.7228 | 170.7528 | 2022 | Control | 0.053 | 3 | 0 | esc | 0.055966 | 480.5104 | 0.055966 | 480.5104 | 0.055966 | 480.5104 | 0 | 0
7.3.9-2021 All EPR in 2021 | HFTD - Distribution - Tier 2 - 2QU CoRE ¦ 1QU LoRE | 71.4882 | 68.1846 | 68.7465 | 65.076 | 0 | 0 | 68.7465 | 68.7465 | 231.0523 | 218.4934 | 209.7763 | 208.0774 | 209.7763 | 0 | 0 | 0 | 0 | 0 | 0 | 309402.7831 | 312066.9747 | 350653.321 | 358066.5103 | 327713.3841 | [9 empty] | 7.3.9-2021 All EPR in 2021 | WLDFR | HFTD - Distribution - Tier 2 - 1QU CoRE ¦ 1QU LoRE | 2025 | 0.7629 | 0 | 0 | 0 | 0 | 0 | 0 | 0 | 0 | 0 | 0 | 0 | 0 | 0 | 0 | 66.0374 | 66.0374 | 0 | 0 | 0 | 50.3796 | 0 | 0 | 0 | 0 | 0 | 0 | 0 | 0 | [11 empty] | WLDFR | HFTD - Distribution - Tier 2 - 1QU CoRE ¦ 1QU LoRE | Non-Red Flag Warning - Catastrophic Fires | 2025 | 0 | 0 | 0 | 0 | 14664.6376 | 233.2301 | 8896.516 | 5534.8915 | 0 | 0 | 0 | 843.2942 | 3.0562e-05 |  | 0 | 0 | 0 | 0 | 0 | 0 | 0 | 0 | 0 | 0 | 0.025772 | 0.025772 | [40 empty] | All EPR in 2020WLDFRSafety | WLDFR | HFTD - Distribution - Tier 2 - 1QU CoRE ¦ 1QU LoRE | Non-Red Flag Warning - Catastrophic Fires | 2022 | Safety | 5338.1784 | 170.7528 | 2022 | Control | 0.053 | 3 | 0 | esc | 0.055966 | 298.7576 | 0.055966 | 298.7576 | 0.055966 | 298.7576 | 0 | 0
7.3.9-2021 All EPR in 2021 | HFTD - Distribution - Tier 2 - 2QU CoRE ¦ 2QU LoRE | 118.4798 | 112.4749 | 111.4426 | 105.4924 | 0 | 0 | 111.4426 | 111.4426 | 135.0505 | 127.1113 | 121.3278 | 120.3451 | 121.3278 | 0 | 0 | 0 | 0 | 0 | 0 | 877299.3654 | 884853.5754 | 982821.5143 | 1003599.4209 | 918524.7797 | [9 empty] | 7.3.9-2021 All EPR in 2021 | WLDFR | HFTD - Distribution - Tier 2 - 1QU CoRE ¦ 2QU LoRE | 2020 | 1 | 0 | 0 | 81.8121 | 81.8121 | 0 | 0 | 0 | 0 | 0 | 0 | 0 | 0 | 0 | 0 | 0 | 0 | 81.8121 | 0 | 0 | 0 | 0 | 0 | 0 | 0 | 0 | 0 | 0 | 0 | [11 empty] | WLDFR | HFTD - Distribution - Tier 2 - 1QU CoRE ¦ 1QU LoRE | Non-Red Flag Warning - Destructive Fires | 2020 | 0 | 0 | 0 | 0 | 8807.9522 | 222.2294 | 8585.7228 | 0 | 514.4532 | 0 | 0 | 0 | 3.2297e-05 |  | 0 | 0.016615 | 0.016615 | 0 | 0 | 0 | 0 | 0 | 0 | 0 | 0 | 0 | [40 empty] | All EPR in 2020WLDFRElectric Reliability | WLDFR | HFTD - Distribution - Tier 2 - 1QU CoRE ¦ 1QU LoRE | Non-Red Flag Warning - Catastrophic Fires | 2023 | Electric Reliability | 233.2301 | 170.7528 | 2023 | Control | 0.1325 | 3 | 0 | esc | 0 | 0 | 0.15274 | 35.623 | 0.15274 | 35.623 | 0.15274 | 35.623
7.3.9-2021 All EPR in 2021 | HFTD - Distribution - Tier 2 - 2QU CoRE ¦ 3QU LoRE | 180.6149 | 174.3969 | 163.7698 | 155.0258 | 0 | 0 | 163.7698 | 163.7698 | 110.3328 | 105.6248 | 102.2987 | 101.4702 | 102.2987 | 0 | 0 | 0 | 0 | 0 | 0 | 1637001.5244 | 1651097.3435 | 1712960.9761 | 1749174.8182 | 1600898.1085 | [9 empty] | 7.3.9-2021 All EPR in 2021 | WLDFR | HFTD - Distribution - Tier 2 - 1QU CoRE ¦ 2QU LoRE | 2021 | 1 | 0 | 0 | 81.8121 | 81.8121 | 0 | 0 | 81.8121 | 81.8121 | 0 | 0 | 0 | 0 | 0 | 0 | 0 | 0 | 81.8121 | 81.8121 | 0 | 0 | 0 | 0 | 0 | 0 | 0 | 0 | 0 | 0 | [11 empty] | WLDFR | HFTD - Distribution - Tier 2 - 1QU CoRE ¦ 1QU LoRE | Non-Red Flag Warning - Destructive Fires | 2021 | 0 | 0 | 0 | 0 | 8807.9522 | 222.2294 | 8585.7228 | 0 | 514.4532 | 514.4532 | 0 | 0 | 3.2297e-05 |  | 0 | 0.016615 | 0.016615 | 0 | 0.016615 | 0.016615 | 0 | 0 | 0 | 0 | 0 | 0 | [40 empty] | All EPR in 2020WLDFRFinancial | WLDFR | HFTD - Distribution - Tier 2 - 1QU CoRE ¦ 1QU LoRE | Non-Red Flag Warning - Catastrophic Fires | 2023 | Financial | 8896.516 | 170.7528 | 2023 | Control | 0.053 | 3 | 0 | esc | 0 | 0 | 0.055966 | 497.9043 | 0.055966 | 497.9043 | 0.055966 | 497.9043
7.3.9-2021 All EPR in 2021 | HFTD - Distribution - Tier 2 - 2QU CoRE ¦ 4QU LoRE | 170.9966 | 162.6941 | 143.207 | 135.5609 | 0 | 0 | 143.207 | 143.207 | 87.5374 | 82.5761 | 78.4769 | 77.8413 | 78.4769 | 0 | 0 | 0 | 0 | 0 | 0 | 1953411.5677 | 1970231.9161 | 1952567.7994 | 1993847.1882 | 1824829.7191 | [9 empty] | 7.3.9-2021 All EPR in 2021 | WLDFR | HFTD - Distribution - Tier 2 - 1QU CoRE ¦ 2QU LoRE | 2022 | 0.93458 | 0 | 0 | 72.7389 | 72.7389 | 0 | 0 | 72.7389 | 72.7389 | 0 | 0 | 75.3058 | 75.3058 | 0 | 0 | 0 | 0 | 67.9803 | 67.9803 | 70.3793 | 0 | 0 | 0 | 0 | 0 | 75.3058 | 70.3793 | 75.3058 | 70.3793 | [11 empty] | WLDFR | HFTD - Distribution - Tier 2 - 1QU CoRE ¦ 1QU LoRE | Non-Red Flag Warning - Destructive Fires | 2022 | 0 | 0 | 0 | 0 | 8807.9522 | 222.2294 | 8585.7228 | 0 | 514.4532 | 514.4532 | 514.4532 | 0 | 3.2297e-05 |  | 0 | 0.016615 | 0.016615 | 0 | 0.016615 | 0.016615 | 0 | 0.016615 | 0.016615 | 0 | 0 | 0 | [40 empty] | All EPR in 2020WLDFRSafety | WLDFR | HFTD - Distribution - Tier 2 - 1QU CoRE ¦ 1QU LoRE | Non-Red Flag Warning - Catastrophic Fires | 2023 | Safety | 5534.8915 | 170.7528 | 2023 | Control | 0.053 | 3 | 0 | esc | 0 | 0 | 0.055966 | 309.7669 | 0.055966 | 309.7669 | 0.055966 | 309.7669
7.3.9-2021 All EPR in 2021 | HFTD - Distribution - Tier 2 - 2QU CoRE ¦ 5QU LoRE | 167.3177 | 160.696 | 150.9174 | 142.8596 | 0 | 0 | 150.9174 | 150.9174 | 66.4106 | 63.2378 | 60.9142 | 60.4209 | 60.9142 | 0 | 0 | 0 | 0 | 0 | 0 | 2519441.9104 | 2541136.2075 | 2650966.6153 | 2707010.9081 | 2477538.8928 | [9 empty] | 7.3.9-2021 All EPR in 2021 | WLDFR | HFTD - Distribution - Tier 2 - 1QU CoRE ¦ 2QU LoRE | 2023 | 0.87344 | 0 | 0 | 0 | 0 | 0 | 0 | 75.4304 | 75.4304 | 0 | 0 | 78.0924 | 78.0924 | 0 | 0 | 78.0924 | 78.0924 | 0 | 65.8839 | 68.209 | 68.209 | 0 | 0 | 0 | 0 | 78.0924 | 68.209 | 78.0924 | 68.209 | [11 empty] | WLDFR | HFTD - Distribution - Tier 2 - 1QU CoRE ¦ 1QU LoRE | Non-Red Flag Warning - Destructive Fires | 2023 | 0 | 0 | 0 | 0 | 9129.7461 | 233.2301 | 8896.516 | 0 | 0 | 533.5273 | 533.5273 | 533.5273 | 3.2297e-05 |  | 0 | 0 | 0 | 0 | 0.017231 | 0.017231 | 0 | 0.017231 | 0.017231 | 0 | 0.017231 | 0.017231 | [40 empty] | All EPR in 2020WLDFRElectric Reliability | WLDFR | HFTD - Distribution - Tier 2 - 1QU CoRE ¦ 1QU LoRE | Non-Red Flag Warning - Catastrophic Fires | 2024 | Electric Reliability | 233.2301 | 170.7528 | 2024 | Control | 0.1325 | 3 | 0 | esc | 0 | 0 | 0 | 0 | 0.15274 | 35.623 | 0.15274 | 35.623
7.3.9-2021 All EPR in 2021 | HFTD - Distribution - Tier 2 - 3QU CoRE ¦ 1QU LoRE | 81.709 | 78.7807 | 73.4347 | 69.5138 | 0 | 0 | 73.4347 | 73.4347 | 95.9679 | 91.7387 | 88.6804 | 87.9621 | 88.6804 | 0 | 0 | 0 | 0 | 0 | 0 | 851419.7793 | 858751.1465 | 886048.1955 | 904780.2098 | 828082.4257 | [9 empty] | 7.3.9-2021 All EPR in 2021 | WLDFR | HFTD - Distribution - Tier 2 - 1QU CoRE ¦ 2QU LoRE | 2024 | 0.8163 | 0 | 0 | 0 | 0 | 0 | 0 | 0 | 0 | 0 | 0 | 78.0924 | 78.0924 | 0 | 0 | 78.0924 | 78.0924 | 0 | 0 | 63.7467 | 63.7467 | 0 | 0 | 0 | 0 | 78.0924 | 63.7467 | 78.0924 | 63.7467 | [11 empty] | WLDFR | HFTD - Distribution - Tier 2 - 1QU CoRE ¦ 1QU LoRE | Non-Red Flag Warning - Destructive Fires | 2024 | 0 | 0 | 0 | 0 | 9129.7461 | 233.2301 | 8896.516 | 0 | 0 | 0 | 533.5273 | 533.5273 | 3.2297e-05 |  | 0 | 0 | 0 | 0 | 0 | 0 | 0 | 0.017231 | 0.017231 | 0 | 0.017231 | 0.017231 | [40 empty] | All EPR in 2020WLDFRFinancial | WLDFR | HFTD - Distribution - Tier 2 - 1QU CoRE ¦ 1QU LoRE | Non-Red Flag Warning - Catastrophic Fires | 2024 | Financial | 8896.516 | 170.7528 | 2024 | Control | 0.053 | 3 | 0 | esc | 0 | 0 | 0 | 0 | 0.055966 | 497.9043 | 0.055966 | 497.9043
7.3.9-2021 All EPR in 2021 | HFTD - Distribution - Tier 2 - 3QU CoRE ¦ 2QU LoRE | 78.7454 | 75.8831 | 76.7863 | 72.6864 | 0 | 0 | 76.7863 | 76.7863 | 61.889 | 59.1302 | 57.3883 | 56.9235 | 57.3883 | 0 | 0 | 0 | 0 | 0 | 0 | 1272365.7556 | 1283321.7855 | 1431672.9382 | 1461940.0479 | 1338012.0918 | [9 empty] | 7.3.9-2021 All EPR in 2021 | WLDFR | HFTD - Distribution - Tier 2 - 1QU CoRE ¦ 2QU LoRE | 2025 | 0.7629 | 0 | 0 | 0 | 0 | 0 | 0 | 0 | 0 | 0 | 0 | 0 | 0 | 0 | 0 | 78.0924 | 78.0924 | 0 | 0 | 0 | 59.5763 | 0 | 0 | 0 | 0 | 0 | 0 | 0 | 0 | [11 empty] | WLDFR | HFTD - Distribution - Tier 2 - 1QU CoRE ¦ 1QU LoRE | Non-Red Flag Warning - Destructive Fires | 2025 | 0 | 0 | 0 | 0 | 9129.7461 | 233.2301 | 8896.516 | 0 | 0 | 0 | 0 | 533.5273 | 3.2297e-05 |  | 0 | 0 | 0 | 0 | 0 | 0 | 0 | 0 | 0 | 0 | 0.017231 | 0.017231 | [40 empty] | All EPR in 2020WLDFRSafety | WLDFR | HFTD - Distribution - Tier 2 - 1QU CoRE ¦ 1QU LoRE | Non-Red Flag Warning - Catastrophic Fires | 2024 | Safety | 5534.8915 | 170.7528 | 2024 | Control | 0.053 | 3 | 0 | esc | 0 | 0 | 0 | 0 | 0.055966 | 309.7669 | 0.055966 | 309.7669
7.3.9-2021 All EPR in 2021 | HFTD - Distribution - Tier 2 - 3QU CoRE ¦ 3QU LoRE | 66.6476 | 64.4334 | 60.4682 | 57.2397 | 0 | 0 | 60.4682 | 60.4682 | 48.6185 | 46.602 | 45.1897 | 44.8237 | 45.1897 | 0 | 0 | 0 | 0 | 0 | 0 | 1370827.5785 | 1382631.439 | 1431763.1704 | 1462032.1877 | 1338096.421 | [9 empty] | 7.3.9-2021 All EPR in 2021 | WLDFR | HFTD - Distribution - Tier 2 - 1QU CoRE ¦ 3QU LoRE | 2020 | 1 | 0 | 0 | 183.2704 | 183.2704 | 0 | 0 | 0 | 0 | 0 | 0 | 0 | 0 | 0 | 0 | 0 | 0 | 183.2704 | 0 | 0 | 0 | 0 | 0 | 0 | 0 | 0 | 0 | 0 | 0 | [11 empty] | WLDFR | HFTD - Distribution - Tier 2 - 1QU CoRE ¦ 1QU LoRE | Non-Red Flag Warning - Large Fires | 2020 | 0 | 0 | 0 | 0 | 5.2406 | 0.69642 | 2.942 | 1.6022 | 0.36069 | 0 | 0 | 0 | 0.00011839 |  | 0 | 4.27e-05 | 4.27e-05 | 0 | 0 | 0 | 0 | 0 | 0 | 0 | 0 | 0 | [40 empty] | All EPR in 2020WLDFRElectric Reliability | WLDFR | HFTD - Distribution - Tier 2 - 1QU CoRE ¦ 1QU LoRE | Non-Red Flag Warning - Catastrophic Fires | 2025 | Electric Reliability | 233.2301 | 170.7528 | 2025 | Control | 0.1325 | 3 | 0 | esc | 0 | 0 | 0 | 0 | 0 | 0 | 0.15274 | 35.623
7.3.9-2021 All EPR in 2021 | HFTD - Distribution - Tier 2 - 3QU CoRE ¦ 4QU LoRE | 47.7332 | 45.7709 | 41.8997 | 39.6626 | 0 | 0 | 41.8997 | 41.8997 | 36.5937 | 34.7897 | 33.4072 | 33.1366 | 33.4072 | 0 | 0 | 0 | 0 | 0 | 0 | 1304413.1739 | 1315645.1562 | 1342005.7066 | 1370377.1543 | 1254210.9407 | [9 empty] | 7.3.9-2021 All EPR in 2021 | WLDFR | HFTD - Distribution - Tier 2 - 1QU CoRE ¦ 3QU LoRE | 2021 | 1 | 0 | 0 | 183.2704 | 183.2704 | 0 | 0 | 183.2704 | 183.2704 | 0 | 0 | 0 | 0 | 0 | 0 | 0 | 0 | 183.2704 | 183.2704 | 0 | 0 | 0 | 0 | 0 | 0 | 0 | 0 | 0 | 0 | [11 empty] | WLDFR | HFTD - Distribution - Tier 2 - 1QU CoRE ¦ 1QU LoRE | Non-Red Flag Warning - Large Fires | 2021 | 0 | 0 | 0 | 0 | 5.2406 | 0.69642 | 2.942 | 1.6022 | 0.36069 | 0.36069 | 0 | 0 | 0.00011839 |  | 0 | 4.27e-05 | 4.27e-05 | 0 | 4.27e-05 | 4.27e-05 | 0 | 0 | 0 | 0 | 0 | 0 | [40 empty] | All EPR in 2020WLDFRFinancial | WLDFR | HFTD - Distribution - Tier 2 - 1QU CoRE ¦ 1QU LoRE | Non-Red Flag Warning - Catastrophic Fires | 2025 | Financial | 8896.516 | 170.7528 | 2025 | Control | 0.053 | 3 | 0 | esc | 0 | 0 | 0 | 0 | 0 | 0 | 0.055966 | 497.9043
7.3.9-2021 All EPR in 2021 | HFTD - Distribution - Tier 2 - 3QU CoRE ¦ 5QU LoRE | 31.8123 | 30.612 | 28.5368 | 27.0131 | 0 | 0 | 28.5368 | 28.5368 | 25.6091 | 24.4325 | 23.5709 | 23.38 | 23.5709 | 0 | 0 | 0 | 0 | 0 | 0 | 1242226.2273 | 1252922.733 | 1295423.1487 | 1322809.791 | 1210675.8399 | [9 empty] | 7.3.9-2021 All EPR in 2021 | WLDFR | HFTD - Distribution - Tier 2 - 1QU CoRE ¦ 3QU LoRE | 2022 | 0.93458 | 0 | 0 | 179.387 | 179.387 | 0 | 0 | 179.387 | 179.387 | 0 | 0 | 173.5953 | 173.5953 | 0 | 0 | 0 | 0 | 167.6514 | 167.6514 | 162.2386 | 0 | 0 | 0 | 0 | 0 | 173.5953 | 162.2386 | 173.5953 | 162.2386 | [11 empty] | WLDFR | HFTD - Distribution - Tier 2 - 1QU CoRE ¦ 1QU LoRE | Non-Red Flag Warning - Large Fires | 2022 | 0 | 0 | 0 | 0 | 5.2406 | 0.69642 | 2.942 | 1.6022 | 0.36069 | 0.36069 | 0.36069 | 0 | 0.00011839 |  | 0 | 4.27e-05 | 4.27e-05 | 0 | 4.27e-05 | 4.27e-05 | 0 | 4.27e-05 | 4.27e-05 | 0 | 0 | 0 | [40 empty] | All EPR in 2020WLDFRSafety | WLDFR | HFTD - Distribution - Tier 2 - 1QU CoRE ¦ 1QU LoRE | Non-Red Flag Warning - Catastrophic Fires | 2025 | Safety | 5534.8915 | 170.7528 | 2025 | Control | 0.053 | 3 | 0 | esc | 0 | 0 | 0 | 0 | 0 | 0 | 0.055966 | 309.7669
7.3.9-2021 All EPR in 2021 | HFTD - Distribution - Tier 2 - 4QU CoRE ¦ 1QU LoRE | 47.9738 | 45.7815 | 44.9936 | 42.5911 | 0 | 0 | 44.9936 | 44.9936 | 37.9604 | 35.9164 | 34.456 | 34.1768 | 34.456 | 0 | 0 | 0 | 0 | 0 | 0 | 1263786.6443 | 1274668.8015 | 1397233.6315 | 1426772.6571 | 1305825.8238 | [9 empty] | 7.3.9-2021 All EPR in 2021 | WLDFR | HFTD - Distribution - Tier 2 - 1QU CoRE ¦ 3QU LoRE | 2023 | 0.87344 | 0 | 0 | 0 | 0 | 0 | 0 | 186.0252 | 186.0252 | 0 | 0 | 180.0189 | 180.0189 | 0 | 0 | 180.0189 | 180.0189 | 0 | 162.4816 | 157.2354 | 157.2354 | 0 | 0 | 0 | 0 | 180.0189 | 157.2354 | 180.0189 | 157.2354 | [11 empty] | WLDFR | HFTD - Distribution - Tier 2 - 1QU CoRE ¦ 1QU LoRE | Non-Red Flag Warning - Large Fires | 2023 | 0 | 0 | 0 | 0 | 5.475 | 0.71896 | 3.0715 | 1.6846 | 0 | 0.37599 | 0.37599 | 0.37599 | 0.00011839 |  | 0 | 0 | 0 | 0 | 4.4512e-05 | 4.4512e-05 | 0 | 4.4512e-05 | 4.4512e-05 | 0 | 4.4512e-05 | 4.4512e-05 | [40 empty] | All EPR in 2020WLDFRElectric Reliability | WLDFR | HFTD - Distribution - Tier 2 - 1QU CoRE ¦ 1QU LoRE | Non-Red Flag Warning - Destructive Fires | 2021 | Electric Reliability | 222.2294 | 170.7528 | 2021 | Control | 0.1325 | 3 | 0 | esc | 0.15274 | 33.9428 | 0.15274 | 33.9428 | 0 | 0 | 0 | 0
7.3.9-2021 All EPR in 2021 | HFTD - Distribution - Tier 2 - 4QU CoRE ¦ 2QU LoRE | 20.7966 | 19.9644 | 17.7485 | 16.8008 | 0 | 0 | 17.7485 | 17.7485 | 21.9998 | 20.9392 | 20.0957 | 19.9328 | 20.0957 | 0 | 0 | 0 | 0 | 0 | 0 | 945307.8083 | 953447.6223 | 945025.1532 | 965004.004 | 883201.0778 | [9 empty] | 7.3.9-2021 All EPR in 2021 | WLDFR | HFTD - Distribution - Tier 2 - 1QU CoRE ¦ 3QU LoRE | 2024 | 0.8163 | 0 | 0 | 0 | 0 | 0 | 0 | 0 | 0 | 0 | 0 | 180.0189 | 180.0189 | 0 | 0 | 180.0189 | 180.0189 | 0 | 0 | 146.949 | 146.949 | 0 | 0 | 0 | 0 | 180.0189 | 146.949 | 180.0189 | 146.949 | [11 empty] | WLDFR | HFTD - Distribution - Tier 2 - 1QU CoRE ¦ 1QU LoRE | Non-Red Flag Warning - Large Fires | 2024 | 0 | 0 | 0 | 0 | 5.475 | 0.71896 | 3.0715 | 1.6846 | 0 | 0 | 0.37599 | 0.37599 | 0.00011839 |  | 0 | 0 | 0 | 0 | 0 | 0 | 0 | 4.4512e-05 | 4.4512e-05 | 0 | 4.4512e-05 | 4.4512e-05 | [40 empty] | All EPR in 2020WLDFRFinancial | WLDFR | HFTD - Distribution - Tier 2 - 1QU CoRE ¦ 1QU LoRE | Non-Red Flag Warning - Destructive Fires | 2021 | Financial | 8585.7228 | 170.7528 | 2021 | Control | 0.053 | 3 | 0 | esc | 0.055966 | 480.5104 | 0.055966 | 480.5104 | 0 | 0 | 0 | 0
7.3.9-2021 All EPR in 2021 | HFTD - Distribution - Tier 2 - 4QU CoRE ¦ 3QU LoRE | 22.1589 | 21.3266 | 19.8336 | 18.7746 | 0 | 0 | 19.8336 | 19.8336 | 16.9795 | 16.2022 | 15.6315 | 15.5048 | 15.6315 | 0 | 0 | 0 | 0 | 0 | 0 | 1305041.6107 | 1316279.0043 | 1357642.4116 | 1386344.4361 | 1268824.6837 | [9 empty] | 7.3.9-2021 All EPR in 2021 | WLDFR | HFTD - Distribution - Tier 2 - 1QU CoRE ¦ 3QU LoRE | 2025 | 0.7629 | 0 | 0 | 0 | 0 | 0 | 0 | 0 | 0 | 0 | 0 | 0 | 0 | 0 | 0 | 180.0189 | 180.0189 | 0 | 0 | 0 | 137.3355 | 0 | 0 | 0 | 0 | 0 | 0 | 0 | 0 | [11 empty] | WLDFR | HFTD - Distribution - Tier 2 - 1QU CoRE ¦ 1QU LoRE | Non-Red Flag Warning - Large Fires | 2025 | 0 | 0 | 0 | 0 | 5.475 | 0.71896 | 3.0715 | 1.6846 | 0 | 0 | 0 | 0.37599 | 0.00011839 |  | 0 | 0 | 0 | 0 | 0 | 0 | 0 | 0 | 0 | 0 | 4.4512e-05 | 4.4512e-05 | [40 empty] | All EPR in 2020WLDFRElectric Reliability | WLDFR | HFTD - Distribution - Tier 2 - 1QU CoRE ¦ 1QU LoRE | Non-Red Flag Warning - Destructive Fires | 2022 | Electric Reliability | 222.2294 | 170.7528 | 2022 | Control | 0.1325 | 3 | 0 | esc | 0.15274 | 33.9428 | 0.15274 | 33.9428 | 0.15274 | 33.9428 | 0 | 0
7.3.9-2021 All EPR in 2021 | HFTD - Distribution - Tier 2 - 4QU CoRE ¦ 4QU LoRE | 14.6334 | 14.0963 | 13.5551 | 12.8313 | 0 | 0 | 13.5551 | 13.5551 | 12.4598 | 11.9 | 11.5131 | 11.4199 | 11.5131 | 0 | 0 | 0 | 0 | 0 | 0 | 1174449.6834 | 1184562.5819 | 1259774.7358 | 1286407.7322 | 1177359.5662 | [9 empty] | 7.3.9-2021 All EPR in 2021 | WLDFR | HFTD - Distribution - Tier 2 - 1QU CoRE ¦ 4QU LoRE | 2020 | 1 | 0 | 0 | 232.5451 | 232.5451 | 0 | 0 | 0 | 0 | 0 | 0 | 0 | 0 | 0 | 0 | 0 | 0 | 232.5451 | 0 | 0 | 0 | 0 | 0 | 0 | 0 | 0 | 0 | 0 | 0 | [11 empty] | WLDFR | HFTD - Distribution - Tier 2 - 1QU CoRE ¦ 1QU LoRE | Non-Red Flag Warning - Small Fires | 2020 | 0 | 0 | 0 | 0 | 0.077901 | 0.036425 | 0.0015809 | 0.039895 | 0.0078847 | 0 | 0 | 0 | 0.0099829 |  | 0 | 7.8712e-05 | 7.8712e-05 | 0 | 0 | 0 | 0 | 0 | 0 | 0 | 0 | 0 | [40 empty] | All EPR in 2020WLDFRFinancial | WLDFR | HFTD - Distribution - Tier 2 - 1QU CoRE ¦ 1QU LoRE | Non-Red Flag Warning - Destructive Fires | 2022 | Financial | 8585.7228 | 170.7528 | 2022 | Control | 0.053 | 3 | 0 | esc | 0.055966 | 480.5104 | 0.055966 | 480.5104 | 0.055966 | 480.5104 | 0 | 0
7.3.9-2021 All EPR in 2021 | HFTD - Distribution - Tier 2 - 4QU CoRE ¦ 5QU LoRE | 7.765 | 7.4777 | 6.7819 | 6.4198 | 0 | 0 | 6.7819 | 6.7819 | 9.2538 | 8.8354 | 8.5168 | 8.4478 | 8.5168 | 0 | 0 | 0 | 0 | 0 | 0 | 839115.58 | 846340.9987 | 852042.7658 | 870055.8686 | 796301.6503 | [9 empty] | 7.3.9-2021 All EPR in 2021 | WLDFR | HFTD - Distribution - Tier 2 - 1QU CoRE ¦ 4QU LoRE | 2021 | 1 | 0 | 0 | 232.5451 | 232.5451 | 0 | 0 | 232.5451 | 232.5451 | 0 | 0 | 0 | 0 | 0 | 0 | 0 | 0 | 232.5451 | 232.5451 | 0 | 0 | 0 | 0 | 0 | 0 | 0 | 0 | 0 | 0 | [11 empty] | WLDFR | HFTD - Distribution - Tier 2 - 1QU CoRE ¦ 1QU LoRE | Non-Red Flag Warning - Small Fires | 2021 | 0 | 0 | 0 | 0 | 0.077901 | 0.036425 | 0.0015809 | 0.039895 | 0.0078847 | 0.0078847 | 0 | 0 | 0.0099829 |  | 0 | 7.8712e-05 | 7.8712e-05 | 0 | 7.8712e-05 | 7.8712e-05 | 0 | 0 | 0 | 0 | 0 | 0 | [40 empty] | All EPR in 2020WLDFRElectric Reliability | WLDFR | HFTD - Distribution - Tier 2 - 1QU CoRE ¦ 1QU LoRE | Non-Red Flag Warning - Destructive Fires | 2023 | Electric Reliability | 233.2301 | 170.7528 | 2023 | Control | 0.1325 | 3 | 0 | esc | 0 | 0 | 0.15274 | 35.623 | 0.15274 | 35.623 | 0.15274 | 35.623
7.3.9-2021 All EPR in 2021 | HFTD - Distribution - Tier 2 - 5QU CoRE ¦ 1QU LoRE | 6.136 | 5.8951 | 5.8448 | 5.5325 | 0 | 0 | 5.8448 | 5.8448 | 4.9872 | 4.7505 | 4.5917 | 4.5543 | 4.5917 | 0 | 0 | 0 | 0 | 0 | 0 | 1230364.9749 | 1240959.3463 | 1362006.2309 | 1390800.5113 | 1272903.0195 | [9 empty] | 7.3.9-2021 All EPR in 2021 | WLDFR | HFTD - Distribution - Tier 2 - 1QU CoRE ¦ 4QU LoRE | 2022 | 0.93458 | 0 | 0 | 217.442 | 217.442 | 0 | 0 | 217.442 | 217.442 | 0 | 0 | 224.7091 | 224.7091 | 0 | 0 | 0 | 0 | 203.2168 | 203.2168 | 210.0085 | 0 | 0 | 0 | 0 | 0 | 224.7091 | 210.0085 | 224.7091 | 210.0085 | [11 empty] | WLDFR | HFTD - Distribution - Tier 2 - 1QU CoRE ¦ 1QU LoRE | Non-Red Flag Warning - Small Fires | 2022 | 0 | 0 | 0 | 0 | 0.077901 | 0.036425 | 0.0015809 | 0.039895 | 0.0078847 | 0.0078847 | 0.0078847 | 0 | 0.0099829 |  | 0 | 7.8712e-05 | 7.8712e-05 | 0 | 7.8712e-05 | 7.8712e-05 | 0 | 7.8712e-05 | 7.8712e-05 | 0 | 0 | 0 | [40 empty] | All EPR in 2020WLDFRFinancial | WLDFR | HFTD - Distribution - Tier 2 - 1QU CoRE ¦ 1QU LoRE | Non-Red Flag Warning - Destructive Fires | 2023 | Financial | 8896.516 | 170.7528 | 2023 | Control | 0.053 | 3 | 0 | esc | 0 | 0 | 0.055966 | 497.9043 | 0.055966 | 497.9043 | 0.055966 | 497.9043
7.3.9-2021 All EPR in 2021 | HFTD - Distribution - Tier 2 - 5QU CoRE ¦ 2QU LoRE | 5.1852 | 4.968 | 4.4856 | 4.2459 | 0 | 0 | 4.4856 | 4.4856 | 3.7899 | 3.6002 | 3.4513 | 3.4232 | 3.4513 | 0 | 0 | 0 | 0 | 0 | 0 | 1368154.4642 | 1379935.3072 | 1390646.8454 | 1420046.6192 | 1299669.949 | [9 empty] | 7.3.9-2021 All EPR in 2021 | WLDFR | HFTD - Distribution - Tier 2 - 1QU CoRE ¦ 4QU LoRE | 2023 | 0.87344 | 0 | 0 | 0 | 0 | 0 | 0 | 225.4875 | 225.4875 | 0 | 0 | 233.024 | 233.024 | 0 | 0 | 233.024 | 233.024 | 0 | 196.9495 | 203.5322 | 203.5322 | 0 | 0 | 0 | 0 | 233.024 | 203.5322 | 233.024 | 203.5322 | [11 empty] | WLDFR | HFTD - Distribution - Tier 2 - 1QU CoRE ¦ 1QU LoRE | Non-Red Flag Warning - Small Fires | 2023 | 0 | 0 | 0 | 0 | 0.080408 | 0.03759 | 0.0016314 | 0.041187 | 0 | 0.0081378 | 0.0081378 | 0.0081378 | 0.0099829 |  | 0 | 0 | 0 | 0 | 8.1239e-05 | 8.1239e-05 | 0 | 8.1239e-05 | 8.1239e-05 | 0 | 8.1239e-05 | 8.1239e-05 | [40 empty] | All EPR in 2020WLDFRElectric Reliability | WLDFR | HFTD - Distribution - Tier 2 - 1QU CoRE ¦ 1QU LoRE | Non-Red Flag Warning - Destructive Fires | 2024 | Electric Reliability | 233.2301 | 170.7528 | 2024 | Control | 0.1325 | 3 | 0 | esc | 0 | 0 | 0 | 0 | 0.15274 | 35.623 | 0.15274 | 35.623
7.3.9-2021 All EPR in 2021 | HFTD - Distribution - Tier 2 - 5QU CoRE ¦ 3QU LoRE | 1.797 | 1.7589 | 1.7967 | 1.7007 | 0 | 0 | 1.7967 | 1.7967 | 2.3759 | 2.3058 | 2.2746 | 2.2561 | 2.2746 | 0 | 0 | 0 | 0 | 0 | 0 | 756335.6858 | 762848.3071 | 845191.6857 | 863059.9493 | 789898.7717 | [9 empty] | 7.3.9-2021 All EPR in 2021 | WLDFR | HFTD - Distribution - Tier 2 - 1QU CoRE ¦ 4QU LoRE | 2024 | 0.8163 | 0 | 0 | 0 | 0 | 0 | 0 | 0 | 0 | 0 | 0 | 233.024 | 233.024 | 0 | 0 | 233.024 | 233.024 | 0 | 0 | 190.217 | 190.217 | 0 | 0 | 0 | 0 | 233.024 | 190.217 | 233.024 | 190.217 | [11 empty] | WLDFR | HFTD - Distribution - Tier 2 - 1QU CoRE ¦ 1QU LoRE | Non-Red Flag Warning - Small Fires | 2024 | 0 | 0 | 0 | 0 | 0.080408 | 0.03759 | 0.0016314 | 0.041187 | 0 | 0 | 0.0081378 | 0.0081378 | 0.0099829 |  | 0 | 0 | 0 | 0 | 0 | 0 | 0 | 8.1239e-05 | 8.1239e-05 | 0 | 8.1239e-05 | 8.1239e-05 | [40 empty] | All EPR in 2020WLDFRFinancial | WLDFR | HFTD - Distribution - Tier 2 - 1QU CoRE ¦ 1QU LoRE | Non-Red Flag Warning - Destructive Fires | 2024 | Financial | 8896.516 | 170.7528 | 2024 | Control | 0.053 | 3 | 0 | esc | 0 | 0 | 0 | 0 | 0.055966 | 497.9043 | 0.055966 | 497.9043
7.3.9-2021 All EPR in 2021 | HFTD - Distribution - Tier 2 - 5QU CoRE ¦ 4QU LoRE | 1.5537 | 1.4886 | 1.2556 | 1.1885 | 0 | 0 | 1.2556 | 1.2556 | 2.3575 | 2.2395 | 2.1379 | 2.1205 | 2.1379 | 0 | 0 | 0 | 0 | 0 | 0 | 659034.8797 | 664709.6676 | 628425.4852 | 641711.0776 | 587313.5376 | [9 empty] | 7.3.9-2021 All EPR in 2021 | WLDFR | HFTD - Distribution - Tier 2 - 1QU CoRE ¦ 4QU LoRE | 2025 | 0.7629 | 0 | 0 | 0 | 0 | 0 | 0 | 0 | 0 | 0 | 0 | 0 | 0 | 0 | 0 | 233.024 | 233.024 | 0 | 0 | 0 | 177.7729 | 0 | 0 | 0 | 0 | 0 | 0 | 0 | 0 | [11 empty] | WLDFR | HFTD - Distribution - Tier 2 - 1QU CoRE ¦ 1QU LoRE | Non-Red Flag Warning - Small Fires | 2025 | 0 | 0 | 0 | 0 | 0.080408 | 0.03759 | 0.0016314 | 0.041187 | 0 | 0 | 0 | 0.0081378 | 0.0099829 |  | 0 | 0 | 0 | 0 | 0 | 0 | 0 | 0 | 0 | 0 | 8.1239e-05 | 8.1239e-05 | [40 empty] | All EPR in 2020WLDFRElectric Reliability | WLDFR | HFTD - Distribution - Tier 2 - 1QU CoRE ¦ 1QU LoRE | Non-Red Flag Warning - Destructive Fires | 2025 | Electric Reliability | 233.2301 | 170.7528 | 2025 | Control | 0.1325 | 3 | 0 | esc | 0 | 0 | 0 | 0 | 0 | 0 | 0.15274 | 35.623
7.3.9-2021 All EPR in 2021 | HFTD - Distribution - Tier 2 - 5QU CoRE ¦ 5QU LoRE | 0.88893 | 0.85103 | 0.78532 | 0.74335 | 0 | 0 | 0.78532 | 0.78532 | 1.2535 | 1.1898 | 1.1412 | 1.1319 | 1.1412 | 0 | 0 | 0 | 0 | 0 | 0 | 709148.2485 | 715254.5503 | 736340.4529 | 751907.4841 | 688168.6476 | [9 empty] | 7.3.9-2021 All EPR in 2021 | WLDFR | HFTD - Distribution - Tier 2 - 1QU CoRE ¦ 5QU LoRE | 2020 | 1 | 0 | 0 | 178.7712 | 178.7712 | 0 | 0 | 0 | 0 | 0 | 0 | 0 | 0 | 0 | 0 | 0 | 0 | 178.7712 | 0 | 0 | 0 | 0 | 0 | 0 | 0 | 0 | 0 | 0 | 0 | [11 empty] | WLDFR | HFTD - Distribution - Tier 2 - 1QU CoRE ¦ 1QU LoRE | Red Flag Warning - Catastrophic Fires | 2020 | 0 | 0 | 0 | 0 | 14146.1306 | 222.2294 | 8585.7228 | 5338.1784 | 813.2108 | 0 | 0 | 0 | 0.00036526 |  | 0 | 0.29704 | 0.29704 | 0 | 0 | 0 | 0 | 0 | 0 | 0 | 0 | 0 | [40 empty] | All EPR in 2020WLDFRFinancial | WLDFR | HFTD - Distribution - Tier 2 - 1QU CoRE ¦ 1QU LoRE | Non-Red Flag Warning - Destructive Fires | 2025 | Financial | 8896.516 | 170.7528 | 2025 | Control | 0.053 | 3 | 0 | esc | 0 | 0 | 0 | 0 | 0 | 0 | 0.055966 | 497.9043
7.3.9-2021 All EPR in 2021 | HFTD - Distribution - Tier 3 - 1QU CoRE ¦ 1QU LoRE | 60.202 | 58.7591 | 47.7109 | 45.1635 | 0 | 0 | 47.7109 | 47.7109 | 511.6726 | 495.1452 | 480.4048 | 476.514 | 480.4048 | 0 | 0 | 0 | 0 | 0 | 0 | 117657.2975 | 118670.4157 | 106265.915 | 108512.491 | 99313.9392 | [9 empty] | 7.3.9-2021 All EPR in 2021 | WLDFR | HFTD - Distribution - Tier 2 - 1QU CoRE ¦ 5QU LoRE | 2021 | 1 | 0 | 0 | 178.7712 | 178.7712 | 0 | 0 | 178.7712 | 178.7712 | 0 | 0 | 0 | 0 | 0 | 0 | 0 | 0 | 178.7712 | 178.7712 | 0 | 0 | 0 | 0 | 0 | 0 | 0 | 0 | 0 | 0 | [11 empty] | WLDFR | HFTD - Distribution - Tier 2 - 1QU CoRE ¦ 1QU LoRE | Red Flag Warning - Catastrophic Fires | 2021 | 0 | 0 | 0 | 0 | 14146.1306 | 222.2294 | 8585.7228 | 5338.1784 | 813.2108 | 813.2108 | 0 | 0 | 0.00036526 |  | 0 | 0.29704 | 0.29704 | 0 | 0.29704 | 0.29704 | 0 | 0 | 0 | 0 | 0 | 0 | [40 empty] | All EPR in 2020WLDFRElectric Reliability | WLDFR | HFTD - Distribution - Tier 2 - 1QU CoRE ¦ 1QU LoRE | Non-Red Flag Warning - Large Fires | 2021 | Electric Reliability | 0.69642 | 170.7528 | 2021 | Control | 0.1325 | 3 | 0 | esc | 0.15274 | 0.10637 | 0.15274 | 0.10637 | 0 | 0 | 0 | 0
7.3.9-2021 All EPR in 2021 | HFTD - Distribution - Tier 3 - 1QU CoRE ¦ 2QU LoRE | 82.4563 | 80.1463 | 72.5811 | 68.7059 | 0 | 0 | 72.5811 | 72.5811 | 292.3543 | 281.738 | 274.1057 | 271.8856 | 274.1057 | 0 | 0 | 0 | 0 | 0 | 0 | 282042.4646 | 284471.0632 | 283327.9814 | 289317.8404 | 264792.5059 | [9 empty] | 7.3.9-2021 All EPR in 2021 | WLDFR | HFTD - Distribution - Tier 2 - 1QU CoRE ¦ 5QU LoRE | 2022 | 0.93458 | 0 | 0 | 178.5587 | 178.5587 | 0 | 0 | 178.5587 | 178.5587 | 0 | 0 | 176.942 | 176.942 | 0 | 0 | 0 | 0 | 166.8773 | 166.8773 | 165.3664 | 0 | 0 | 0 | 0 | 0 | 176.942 | 165.3664 | 176.942 | 165.3664 | [11 empty] | WLDFR | HFTD - Distribution - Tier 2 - 1QU CoRE ¦ 1QU LoRE | Red Flag Warning - Catastrophic Fires | 2022 | 0 | 0 | 0 | 0 | 14146.1306 | 222.2294 | 8585.7228 | 5338.1784 | 813.2108 | 813.2108 | 813.2108 | 0 | 0.00036526 |  | 0 | 0.29704 | 0.29704 | 0 | 0.29704 | 0.29704 | 0 | 0.29704 | 0.29704 | 0 | 0 | 0 | [40 empty] | All EPR in 2020WLDFRFinancial | WLDFR | HFTD - Distribution - Tier 2 - 1QU CoRE ¦ 1QU LoRE | Non-Red Flag Warning - Large Fires | 2021 | Financial | 2.942 | 170.7528 | 2021 | Control | 0.053 | 3 | 0 | esc | 0.055966 | 0.16465 | 0.055966 | 0.16465 | 0 | 0 | 0 | 0
7.3.9-2021 All EPR in 2021 | HFTD - Distribution - Tier 3 - 1QU CoRE ¦ 3QU LoRE | 13.2431 | 12.5787 | 17.1051 | 16.1918 | 0 | 0 | 17.1051 | 17.1051 | 197.0669 | 185.5818 | 179.8364 | 178.3799 | 179.8364 | 0 | 0 | 0 | 0 | 0 | 0 | 67201.2599 | 67779.9135 | 101772.9002 | 103924.489 | 95114.86 | [9 empty] | 7.3.9-2021 All EPR in 2021 | WLDFR | HFTD - Distribution - Tier 2 - 1QU CoRE ¦ 5QU LoRE | 2023 | 0.87344 | 0 | 0 | 0 | 0 | 0 | 0 | 185.1659 | 185.1659 | 0 | 0 | 183.4893 | 183.4893 | 0 | 0 | 183.4893 | 183.4893 | 0 | 161.731 | 160.2666 | 160.2666 | 0 | 0 | 0 | 0 | 183.4893 | 160.2666 | 183.4893 | 160.2666 | [11 empty] | WLDFR | HFTD - Distribution - Tier 2 - 1QU CoRE ¦ 1QU LoRE | Red Flag Warning - Catastrophic Fires | 2023 | 0 | 0 | 0 | 0 | 14664.6376 | 233.2301 | 8896.516 | 5534.8915 | 0 | 843.2942 | 843.2942 | 843.2942 | 0.00036526 |  | 0 | 0 | 0 | 0 | 0.30802 | 0.30802 | 0 | 0.30802 | 0.30802 | 0 | 0.30802 | 0.30802 | [40 empty] | All EPR in 2020WLDFRSafety | WLDFR | HFTD - Distribution - Tier 2 - 1QU CoRE ¦ 1QU LoRE | Non-Red Flag Warning - Large Fires | 2021 | Safety | 1.6022 | 170.7528 | 2021 | Control | 0.053 | 3 | 0 | esc | 0.055966 | 0.089668 | 0.055966 | 0.089668 | 0 | 0 | 0 | 0
7.3.9-2021 All EPR in 2021 | HFTD - Distribution - Tier 3 - 1QU CoRE ¦ 4QU LoRE | 32.4481 | 31.2152 | 27.0986 | 25.6517 | 0 | 0 | 27.0986 | 27.0986 | 157.1773 | 149.9145 | 143.9786 | 142.8124 | 143.9786 | 0 | 0 | 0 | 0 | 0 | 0 | 206442.4183 | 208220.0434 | 201387.4395 | 205644.9871 | 188212.5603 | [9 empty] | 7.3.9-2021 All EPR in 2021 | WLDFR | HFTD - Distribution - Tier 2 - 1QU CoRE ¦ 5QU LoRE | 2024 | 0.8163 | 0 | 0 | 0 | 0 | 0 | 0 | 0 | 0 | 0 | 0 | 183.4893 | 183.4893 | 0 | 0 | 183.4893 | 183.4893 | 0 | 0 | 149.7819 | 149.7819 | 0 | 0 | 0 | 0 | 183.4893 | 149.7819 | 183.4893 | 149.7819 | [11 empty] | WLDFR | HFTD - Distribution - Tier 2 - 1QU CoRE ¦ 1QU LoRE | Red Flag Warning - Catastrophic Fires | 2024 | 0 | 0 | 0 | 0 | 14664.6376 | 233.2301 | 8896.516 | 5534.8915 | 0 | 0 | 843.2942 | 843.2942 | 0.00036526 |  | 0 | 0 | 0 | 0 | 0 | 0 | 0 | 0.30802 | 0.30802 | 0 | 0.30802 | 0.30802 | [40 empty] | All EPR in 2020WLDFRElectric Reliability | WLDFR | HFTD - Distribution - Tier 2 - 1QU CoRE ¦ 1QU LoRE | Non-Red Flag Warning - Large Fires | 2022 | Electric Reliability | 0.69642 | 170.7528 | 2022 | Control | 0.1325 | 3 | 0 | esc | 0.15274 | 0.10637 | 0.15274 | 0.10637 | 0.15274 | 0.10637 | 0 | 0
7.3.9-2021 All EPR in 2021 | HFTD - Distribution - Tier 3 - 1QU CoRE ¦ 5QU LoRE | 14.7859 | 13.8883 | 14.7946 | 14.0047 | 0 | 0 | 14.7946 | 14.7946 | 150.6133 | 140.2621 | 132.8621 | 131.786 | 132.8621 | 0 | 0 | 0 | 0 | 0 | 0 | 98171.1224 | 99016.4499 | 119147.9273 | 121666.8429 | 111353.2031 | [9 empty] | 7.3.9-2021 All EPR in 2021 | WLDFR | HFTD - Distribution - Tier 2 - 1QU CoRE ¦ 5QU LoRE | 2025 | 0.7629 | 0 | 0 | 0 | 0 | 0 | 0 | 0 | 0 | 0 | 0 | 0 | 0 | 0 | 0 | 183.4893 | 183.4893 | 0 | 0 | 0 | 139.9831 | 0 | 0 | 0 | 0 | 0 | 0 | 0 | 0 | [11 empty] | WLDFR | HFTD - Distribution - Tier 2 - 1QU CoRE ¦ 1QU LoRE | Red Flag Warning - Catastrophic Fires | 2025 | 0 | 0 | 0 | 0 | 14664.6376 | 233.2301 | 8896.516 | 5534.8915 | 0 | 0 | 0 | 843.2942 | 0.00036526 |  | 0 | 0 | 0 | 0 | 0 | 0 | 0 | 0 | 0 | 0 | 0.30802 | 0.30802 | [40 empty] | All EPR in 2020WLDFRFinancial | WLDFR | HFTD - Distribution - Tier 2 - 1QU CoRE ¦ 1QU LoRE | Non-Red Flag Warning - Large Fires | 2022 | Financial | 2.942 | 170.7528 | 2022 | Control | 0.053 | 3 | 0 | esc | 0.055966 | 0.16465 | 0.055966 | 0.16465 | 0.055966 | 0.16465 | 0 | 0
7.3.9-2021 All EPR in 2021 | HFTD - Distribution - Tier 3 - 2QU CoRE ¦ 1QU LoRE | 75.6026 | 74.1173 | 56.9737 | 53.9317 | 0 | 0 | 56.9737 | 56.9737 | 193.8962 | 188.4642 | 182.9574 | 181.4755 | 182.9574 | 0 | 0 | 0 | 0 | 0 | 0 | 389912.6879 | 393270.1305 | 333202.3343 | 340246.5909 | 311404.0508 | [9 empty] | 7.3.9-2021 All EPR in 2021 | WLDFR | HFTD - Distribution - Tier 2 - 2QU CoRE ¦ 1QU LoRE | 2020 | 1 | 0 | 0 | 24.7036 | 24.7036 | 0 | 0 | 0 | 0 | 0 | 0 | 0 | 0 | 0 | 0 | 0 | 0 | 24.7036 | 0 | 0 | 0 | 0 | 0 | 0 | 0 | 0 | 0 | 0 | 0 | [11 empty] | WLDFR | HFTD - Distribution - Tier 2 - 1QU CoRE ¦ 1QU LoRE | Red Flag Warning - Destructive Fires | 2020 | 0 | 0 | 0 | 0 | 8807.9522 | 222.2294 | 8585.7228 | 0 | 514.4532 | 0 | 0 | 0 | 7.0293e-05 |  | 0 | 0.036163 | 0.036163 | 0 | 0 | 0 | 0 | 0 | 0 | 0 | 0 | 0 | [40 empty] | All EPR in 2020WLDFRSafety | WLDFR | HFTD - Distribution - Tier 2 - 1QU CoRE ¦ 1QU LoRE | Non-Red Flag Warning - Large Fires | 2022 | Safety | 1.6022 | 170.7528 | 2022 | Control | 0.053 | 3 | 0 | esc | 0.055966 | 0.089668 | 0.055966 | 0.089668 | 0.055966 | 0.089668 | 0 | 0
7.3.9-2021 All EPR in 2021 | HFTD - Distribution - Tier 3 - 2QU CoRE ¦ 2QU LoRE | 72.1379 | 70.4227 | 56.3707 | 53.361 | 0 | 0 | 56.3707 | 56.3707 | 134.3134 | 130.0005 | 126.0347 | 125.0138 | 126.0347 | 0 | 0 | 0 | 0 | 0 | 0 | 537086.5002 | 541711.2205 | 478572.1698 | 488689.7016 | 447263.7101 | [9 empty] | 7.3.9-2021 All EPR in 2021 | WLDFR | HFTD - Distribution - Tier 2 - 2QU CoRE ¦ 1QU LoRE | 2021 | 1 | 0 | 0 | 24.7036 | 24.7036 | 0 | 0 | 24.7036 | 24.7036 | 0 | 0 | 0 | 0 | 0 | 0 | 0 | 0 | 24.7036 | 24.7036 | 0 | 0 | 0 | 0 | 0 | 0 | 0 | 0 | 0 | 0 | [11 empty] | WLDFR | HFTD - Distribution - Tier 2 - 1QU CoRE ¦ 1QU LoRE | Red Flag Warning - Destructive Fires | 2021 | 0 | 0 | 0 | 0 | 8807.9522 | 222.2294 | 8585.7228 | 0 | 514.4532 | 514.4532 | 0 | 0 | 7.0293e-05 |  | 0 | 0.036163 | 0.036163 | 0 | 0.036163 | 0.036163 | 0 | 0 | 0 | 0 | 0 | 0 | [40 empty] | All EPR in 2020WLDFRElectric Reliability | WLDFR | HFTD - Distribution - Tier 2 - 1QU CoRE ¦ 1QU LoRE | Non-Red Flag Warning - Large Fires | 2023 | Electric Reliability | 0.71896 | 170.7528 | 2023 | Control | 0.1325 | 3 | 0 | esc | 0 | 0 | 0.15274 | 0.10981 | 0.15274 | 0.10981 | 0.15274 | 0.10981
7.3.9-2021 All EPR in 2021 | HFTD - Distribution - Tier 3 - 2QU CoRE ¦ 3QU LoRE | 42.4433 | 40.4638 | 47.4527 | 44.9191 | 0 | 0 | 47.4527 | 47.4527 | 109.9329 | 103.9109 | 100.46 | 99.6463 | 100.46 | 0 | 0 | 0 | 0 | 0 | 0 | 386083.5204 | 389407.991 | 505419.4764 | 516104.5891 | 472354.6508 | [9 empty] | 7.3.9-2021 All EPR in 2021 | WLDFR | HFTD - Distribution - Tier 2 - 2QU CoRE ¦ 1QU LoRE | 2022 | 0.93458 | 0 | 0 | 23.6266 | 23.6266 | 0 | 0 | 23.6266 | 23.6266 | 0 | 0 | 25.5863 | 25.5863 | 0 | 0 | 0 | 0 | 22.081 | 22.081 | 23.9125 | 0 | 0 | 0 | 0 | 0 | 25.5863 | 23.9125 | 25.5863 | 23.9125 | [11 empty] | WLDFR | HFTD - Distribution - Tier 2 - 1QU CoRE ¦ 1QU LoRE | Red Flag Warning - Destructive Fires | 2022 | 0 | 0 | 0 | 0 | 8807.9522 | 222.2294 | 8585.7228 | 0 | 514.4532 | 514.4532 | 514.4532 | 0 | 7.0293e-05 |  | 0 | 0.036163 | 0.036163 | 0 | 0.036163 | 0.036163 | 0 | 0.036163 | 0.036163 | 0 | 0 | 0 | [40 empty] | All EPR in 2020WLDFRFinancial | WLDFR | HFTD - Distribution - Tier 2 - 1QU CoRE ¦ 1QU LoRE | Non-Red Flag Warning - Large Fires | 2023 | Financial | 3.0715 | 170.7528 | 2023 | Control | 0.053 | 3 | 0 | esc | 0 | 0 | 0.055966 | 0.1719 | 0.055966 | 0.1719 | 0.055966 | 0.1719
7.3.9-2021 All EPR in 2021 | HFTD - Distribution - Tier 3 - 2QU CoRE ¦ 4QU LoRE | 11.2453 | 10.4393 | 15.1661 | 14.3563 | 0 | 0 | 15.1661 | 15.1661 | 94.5722 | 87.0442 | 82.4641 | 81.7962 | 82.4641 | 0 | 0 | 0 | 0 | 0 | 0 | 118907.1278 | 119931.0079 | 196784.9705 | 200945.217 | 183911.1874 | [9 empty] | 7.3.9-2021 All EPR in 2021 | WLDFR | HFTD - Distribution - Tier 2 - 2QU CoRE ¦ 1QU LoRE | 2023 | 0.87344 | 0 | 0 | 0 | 0 | 0 | 0 | 24.5008 | 24.5008 | 0 | 0 | 26.5331 | 26.5331 | 0 | 0 | 26.5331 | 26.5331 | 0 | 21.4 | 23.1751 | 23.1751 | 0 | 0 | 0 | 0 | 26.5331 | 23.1751 | 26.5331 | 23.1751 | [11 empty] | WLDFR | HFTD - Distribution - Tier 2 - 1QU CoRE ¦ 1QU LoRE | Red Flag Warning - Destructive Fires | 2023 | 0 | 0 | 0 | 0 | 9129.7461 | 233.2301 | 8896.516 | 0 | 0 | 533.5273 | 533.5273 | 533.5273 | 7.0293e-05 |  | 0 | 0 | 0 | 0 | 0.037503 | 0.037503 | 0 | 0.037503 | 0.037503 | 0 | 0.037503 | 0.037503 | [40 empty] | All EPR in 2020WLDFRSafety | WLDFR | HFTD - Distribution - Tier 2 - 1QU CoRE ¦ 1QU LoRE | Non-Red Flag Warning - Large Fires | 2023 | Safety | 1.6846 | 170.7528 | 2023 | Control | 0.053 | 3 | 0 | esc | 0 | 0 | 0.055966 | 0.094279 | 0.055966 | 0.094279 | 0.055966 | 0.094279
7.3.9-2021 All EPR in 2021 | HFTD - Distribution - Tier 3 - 2QU CoRE ¦ 5QU LoRE | 4.1152 | 3.8133 | 2.2619 | 2.1411 | 0 | 0 | 2.2619 | 2.2619 | 71.3044 | 65.5097 | 58.8577 | 58.381 | 58.8577 | 0 | 0 | 0 | 0 | 0 | 0 | 57712.5424 | 58209.491 | 41119.3055 | 41988.612 | 38429.2575 | [9 empty] | 7.3.9-2021 All EPR in 2021 | WLDFR | HFTD - Distribution - Tier 2 - 2QU CoRE ¦ 1QU LoRE | 2024 | 0.8163 | 0 | 0 | 0 | 0 | 0 | 0 | 0 | 0 | 0 | 0 | 26.5331 | 26.5331 | 0 | 0 | 26.5331 | 26.5331 | 0 | 0 | 21.6589 | 21.6589 | 0 | 0 | 0 | 0 | 26.5331 | 21.6589 | 26.5331 | 21.6589 | [11 empty] | WLDFR | HFTD - Distribution - Tier 2 - 1QU CoRE ¦ 1QU LoRE | Red Flag Warning - Destructive Fires | 2024 | 0 | 0 | 0 | 0 | 9129.7461 | 233.2301 | 8896.516 | 0 | 0 | 0 | 533.5273 | 533.5273 | 7.0293e-05 |  | 0 | 0 | 0 | 0 | 0 | 0 | 0 | 0.037503 | 0.037503 | 0 | 0.037503 | 0.037503 | [40 empty] | All EPR in 2020WLDFRElectric Reliability | WLDFR | HFTD - Distribution - Tier 2 - 1QU CoRE ¦ 1QU LoRE | Non-Red Flag Warning - Large Fires | 2024 | Electric Reliability | 0.71896 | 170.7528 | 2024 | Control | 0.1325 | 3 | 0 | esc | 0 | 0 | 0 | 0 | 0.15274 | 0.10981 | 0.15274 | 0.10981
7.3.9-2021 All EPR in 2021 | HFTD - Distribution - Tier 3 - 3QU CoRE ¦ 1QU LoRE | 66.4317 | 63.5483 | 55.6776 | 52.7048 | 0 | 0 | 55.6776 | 55.6776 | 85.8475 | 81.4203 | 77.7901 | 77.1599 | 77.7901 | 0 | 0 | 0 | 0 | 0 | 0 | 773833.8605 | 780497.1543 | 765843.284 | 782034.0368 | 715741.3869 | [9 empty] | 7.3.9-2021 All EPR in 2021 | WLDFR | HFTD - Distribution - Tier 2 - 2QU CoRE ¦ 1QU LoRE | 2025 | 0.7629 | 0 | 0 | 0 | 0 | 0 | 0 | 0 | 0 | 0 | 0 | 0 | 0 | 0 | 0 | 26.5331 | 26.5331 | 0 | 0 | 0 | 20.242 | 0 | 0 | 0 | 0 | 0 | 0 | 0 | 0 | [11 empty] | WLDFR | HFTD - Distribution - Tier 2 - 1QU CoRE ¦ 1QU LoRE | Red Flag Warning - Destructive Fires | 2025 | 0 | 0 | 0 | 0 | 9129.7461 | 233.2301 | 8896.516 | 0 | 0 | 0 | 0 | 533.5273 | 7.0293e-05 |  | 0 | 0 | 0 | 0 | 0 | 0 | 0 | 0 | 0 | 0 | 0.037503 | 0.037503 | [40 empty] | All EPR in 2020WLDFRFinancial | WLDFR | HFTD - Distribution - Tier 2 - 1QU CoRE ¦ 1QU LoRE | Non-Red Flag Warning - Large Fires | 2024 | Financial | 3.0715 | 170.7528 | 2024 | Control | 0.053 | 3 | 0 | esc | 0 | 0 | 0 | 0 | 0.055966 | 0.1719 | 0.055966 | 0.1719
7.3.9-2021 All EPR in 2021 | HFTD - Distribution - Tier 3 - 3QU CoRE ¦ 2QU LoRE | 61.995 | 60.1144 | 59.1771 | 56.0174 | 0 | 0 | 59.1771 | 59.1771 | 62.6862 | 60.2656 | 58.7726 | 58.2965 | 58.7726 | 0 | 0 | 0 | 0 | 0 | 0 | 988973.9832 | 997489.7959 | 1077364.2695 | 1100140.9118 | 1006882.4948 | [9 empty] | 7.3.9-2021 All EPR in 2021 | WLDFR | HFTD - Distribution - Tier 2 - 2QU CoRE ¦ 2QU LoRE | 2020 | 1 | 0 | 0 | 41.1223 | 41.1223 | 0 | 0 | 0 | 0 | 0 | 0 | 0 | 0 | 0 | 0 | 0 | 0 | 41.1223 | 0 | 0 | 0 | 0 | 0 | 0 | 0 | 0 | 0 | 0 | 0 | [11 empty] | WLDFR | HFTD - Distribution - Tier 2 - 1QU CoRE ¦ 1QU LoRE | Red Flag Warning - Large Fires | 2020 | 0 | 0 | 0 | 0 | 5.2406 | 0.69642 | 2.942 | 1.6022 | 0.36069 | 0 | 0 | 0 | 0.00021666 |  | 0 | 7.8146e-05 | 7.8146e-05 | 0 | 0 | 0 | 0 | 0 | 0 | 0 | 0 | 0 | [40 empty] | All EPR in 2020WLDFRSafety | WLDFR | HFTD - Distribution - Tier 2 - 1QU CoRE ¦ 1QU LoRE | Non-Red Flag Warning - Large Fires | 2024 | Safety | 1.6846 | 170.7528 | 2024 | Control | 0.053 | 3 | 0 | esc | 0 | 0 | 0 | 0 | 0.055966 | 0.094279 | 0.055966 | 0.094279
7.3.9-2021 All EPR in 2021 | HFTD - Distribution - Tier 3 - 3QU CoRE ¦ 3QU LoRE | 19.6105 | 18.8647 | 15.2826 | 14.4667 | 0 | 0 | 15.2826 | 15.2826 | 45.9757 | 43.8494 | 41.9267 | 41.5871 | 41.9267 | 0 | 0 | 0 | 0 | 0 | 0 | 426541.8731 | 430214.7207 | 390024.4418 | 398269.9791 | 364508.8242 | [9 empty] | 7.3.9-2021 All EPR in 2021 | WLDFR | HFTD - Distribution - Tier 2 - 2QU CoRE ¦ 2QU LoRE | 2021 | 1 | 0 | 0 | 41.1223 | 41.1223 | 0 | 0 | 41.1223 | 41.1223 | 0 | 0 | 0 | 0 | 0 | 0 | 0 | 0 | 41.1223 | 41.1223 | 0 | 0 | 0 | 0 | 0 | 0 | 0 | 0 | 0 | 0 | [11 empty] | WLDFR | HFTD - Distribution - Tier 2 - 1QU CoRE ¦ 1QU LoRE | Red Flag Warning - Large Fires | 2021 | 0 | 0 | 0 | 0 | 5.2406 | 0.69642 | 2.942 | 1.6022 | 0.36069 | 0.36069 | 0 | 0 | 0.00021666 |  | 0 | 7.8146e-05 | 7.8146e-05 | 0 | 7.8146e-05 | 7.8146e-05 | 0 | 0 | 0 | 0 | 0 | 0 | [40 empty] | All EPR in 2020WLDFRElectric Reliability | WLDFR | HFTD - Distribution - Tier 2 - 1QU CoRE ¦ 1QU LoRE | Non-Red Flag Warning - Large Fires | 2025 | Electric Reliability | 0.71896 | 170.7528 | 2025 | Control | 0.1325 | 3 | 0 | esc | 0 | 0 | 0 | 0 | 0 | 0 | 0.15274 | 0.10981
7.3.9-2021 All EPR in 2021 | HFTD - Distribution - Tier 3 - 3QU CoRE ¦ 4QU LoRE | 14.1753 | 13.5863 | 13.3192 | 12.608 | 0 | 0 | 13.3192 | 13.3192 | 38.5113 | 36.5959 | 35.2608 | 34.9752 | 35.2608 | 0 | 0 | 0 | 0 | 0 | 0 | 368080.9218 | 371250.3765 | 404174.3246 | 412719.0057 | 377733.0137 | [9 empty] | 7.3.9-2021 All EPR in 2021 | WLDFR | HFTD - Distribution - Tier 2 - 2QU CoRE ¦ 2QU LoRE | 2022 | 0.93458 | 0 | 0 | 38.7715 | 38.7715 | 0 | 0 | 38.7715 | 38.7715 | 0 | 0 | 41.4772 | 41.4772 | 0 | 0 | 0 | 0 | 36.2351 | 36.2351 | 38.7637 | 0 | 0 | 0 | 0 | 0 | 41.4772 | 38.7637 | 41.4772 | 38.7637 | [11 empty] | WLDFR | HFTD - Distribution - Tier 2 - 1QU CoRE ¦ 1QU LoRE | Red Flag Warning - Large Fires | 2022 | 0 | 0 | 0 | 0 | 5.2406 | 0.69642 | 2.942 | 1.6022 | 0.36069 | 0.36069 | 0.36069 | 0 | 0.00021666 |  | 0 | 7.8146e-05 | 7.8146e-05 | 0 | 7.8146e-05 | 7.8146e-05 | 0 | 7.8146e-05 | 7.8146e-05 | 0 | 0 | 0 | [40 empty] | All EPR in 2020WLDFRFinancial | WLDFR | HFTD - Distribution - Tier 2 - 1QU CoRE ¦ 1QU LoRE | Non-Red Flag Warning - Large Fires | 2025 | Financial | 3.0715 | 170.7528 | 2025 | Control | 0.053 | 3 | 0 | esc | 0 | 0 | 0 | 0 | 0 | 0 | 0.055966 | 0.1719
7.3.9-2021 All EPR in 2021 | HFTD - Distribution - Tier 3 - 3QU CoRE ¦ 5QU LoRE | 4.5351 | 4.1987 | 4.873 | 4.6128 | 0 | 0 | 4.873 | 4.873 | 24.9583 | 22.9099 | 21.4451 | 21.2714 | 21.4451 | 0 | 0 | 0 | 0 | 0 | 0 | 181707.3331 | 183271.9704 | 243136.4954 | 248276.6631 | 227230.3696 | [9 empty] | 7.3.9-2021 All EPR in 2021 | WLDFR | HFTD - Distribution - Tier 2 - 2QU CoRE ¦ 2QU LoRE | 2023 | 0.87344 | 0 | 0 | 0 | 0 | 0 | 0 | 40.206 | 40.206 | 0 | 0 | 43.0119 | 43.0119 | 0 | 0 | 43.0119 | 43.0119 | 0 | 35.1175 | 37.5683 | 37.5683 | 0 | 0 | 0 | 0 | 43.0119 | 37.5683 | 43.0119 | 37.5683 | [11 empty] | WLDFR | HFTD - Distribution - Tier 2 - 1QU CoRE ¦ 1QU LoRE | Red Flag Warning - Large Fires | 2023 | 0 | 0 | 0 | 0 | 5.475 | 0.71896 | 3.0715 | 1.6846 | 0 | 0.37599 | 0.37599 | 0.37599 | 0.00021666 |  | 0 | 0 | 0 | 0 | 8.1462e-05 | 8.1462e-05 | 0 | 8.1462e-05 | 8.1462e-05 | 0 | 8.1462e-05 | 8.1462e-05 | [40 empty] | All EPR in 2020WLDFRSafety | WLDFR | HFTD - Distribution - Tier 2 - 1QU CoRE ¦ 1QU LoRE | Non-Red Flag Warning - Large Fires | 2025 | Safety | 1.6846 | 170.7528 | 2025 | Control | 0.053 | 3 | 0 | esc | 0 | 0 | 0 | 0 | 0 | 0 | 0.055966 | 0.094279
7.3.9-2021 All EPR in 2021 | HFTD - Distribution - Tier 3 - 4QU CoRE ¦ 1QU LoRE | 31.3491 | 30.2293 | 28.426 | 26.9082 | 0 | 0 | 28.426 | 28.426 | 29.9124 | 28.5978 | 27.6618 | 27.4377 | 27.6618 | 0 | 0 | 0 | 0 | 0 | 0 | 1048027.5281 | 1057051.8364 | 1099560.4766 | 1122806.3707 | 1027626.6137 | [9 empty] | 7.3.9-2021 All EPR in 2021 | WLDFR | HFTD - Distribution - Tier 2 - 2QU CoRE ¦ 2QU LoRE | 2024 | 0.8163 | 0 | 0 | 0 | 0 | 0 | 0 | 0 | 0 | 0 | 0 | 43.0119 | 43.0119 | 0 | 0 | 43.0119 | 43.0119 | 0 | 0 | 35.1106 | 35.1106 | 0 | 0 | 0 | 0 | 43.0119 | 35.1106 | 43.0119 | 35.1106 | [11 empty] | WLDFR | HFTD - Distribution - Tier 2 - 1QU CoRE ¦ 1QU LoRE | Red Flag Warning - Large Fires | 2024 | 0 | 0 | 0 | 0 | 5.475 | 0.71896 | 3.0715 | 1.6846 | 0 | 0 | 0.37599 | 0.37599 | 0.00021666 |  | 0 | 0 | 0 | 0 | 0 | 0 | 0 | 8.1462e-05 | 8.1462e-05 | 0 | 8.1462e-05 | 8.1462e-05 | [40 empty] | All EPR in 2020WLDFRElectric Reliability | WLDFR | HFTD - Distribution - Tier 2 - 1QU CoRE ¦ 1QU LoRE | Non-Red Flag Warning - Small Fires | 2021 | Electric Reliability | 0.036425 | 170.7528 | 2021 | Control | 0.1325 | 3 | 0 | esc | 0.15274 | 0.0055635 | 0.15274 | 0.0055635 | 0 | 0 | 0 | 0
7.3.9-2021 All EPR in 2021 | HFTD - Distribution - Tier 3 - 4QU CoRE ¦ 2QU LoRE | 17.1749 | 16.4499 | 15.9776 | 15.1245 | 0 | 0 | 15.9776 | 15.9776 | 18.0727 | 17.162 | 16.5159 | 16.3821 | 16.5159 | 0 | 0 | 0 | 0 | 0 | 0 | 950320.9922 | 958503.9734 | 1035124.4342 | 1057008.0809 | 967406.0133 | [9 empty] | 7.3.9-2021 All EPR in 2021 | WLDFR | HFTD - Distribution - Tier 2 - 2QU CoRE ¦ 2QU LoRE | 2025 | 0.7629 | 0 | 0 | 0 | 0 | 0 | 0 | 0 | 0 | 0 | 0 | 0 | 0 | 0 | 0 | 43.0119 | 43.0119 | 0 | 0 | 0 | 32.8136 | 0 | 0 | 0 | 0 | 0 | 0 | 0 | 0 | [11 empty] | WLDFR | HFTD - Distribution - Tier 2 - 1QU CoRE ¦ 1QU LoRE | Red Flag Warning - Large Fires | 2025 | 0 | 0 | 0 | 0 | 5.475 | 0.71896 | 3.0715 | 1.6846 | 0 | 0 | 0 | 0.37599 | 0.00021666 |  | 0 | 0 | 0 | 0 | 0 | 0 | 0 | 0 | 0 | 0 | 8.1462e-05 | 8.1462e-05 | [40 empty] | All EPR in 2020WLDFRFinancial | WLDFR | HFTD - Distribution - Tier 2 - 1QU CoRE ¦ 1QU LoRE | Non-Red Flag Warning - Small Fires | 2021 | Financial | 0.0015809 | 170.7528 | 2021 | Control | 0.053 | 3 | 0 | esc | 0.055966 | 8.8475e-05 | 0.055966 | 8.8475e-05 | 0 | 0 | 0 | 0
7.3.9-2021 All EPR in 2021 | HFTD - Distribution - Tier 3 - 4QU CoRE ¦ 3QU LoRE | 9.4159 | 9.1219 | 8.2753 | 7.8334 | 0 | 0 | 8.2753 | 8.2753 | 13.6522 | 13.1129 | 12.7166 | 12.6136 | 12.7166 | 0 | 0 | 0 | 0 | 0 | 0 | 689700.5662 | 695639.4088 | 696295.2997 | 711015.7332 | 650743.2708 | [9 empty] | 7.3.9-2021 All EPR in 2021 | WLDFR | HFTD - Distribution - Tier 2 - 2QU CoRE ¦ 3QU LoRE | 2020 | 1 | 0 | 0 | 61.6893 | 61.6893 | 0 | 0 | 0 | 0 | 0 | 0 | 0 | 0 | 0 | 0 | 0 | 0 | 61.6893 | 0 | 0 | 0 | 0 | 0 | 0 | 0 | 0 | 0 | 0 | 0 | [11 empty] | WLDFR | HFTD - Distribution - Tier 2 - 1QU CoRE ¦ 1QU LoRE | Red Flag Warning - Small Fires | 2020 | 0 | 0 | 0 | 0 | 0.077901 | 0.036425 | 0.0015809 | 0.039895 | 0.0078847 | 0 | 0 | 0 | 0.0010248 |  | 0 | 8.0805e-06 | 8.0805e-06 | 0 | 0 | 0 | 0 | 0 | 0 | 0 | 0 | 0 | [40 empty] | All EPR in 2020WLDFRSafety | WLDFR | HFTD - Distribution - Tier 2 - 1QU CoRE ¦ 1QU LoRE | Non-Red Flag Warning - Small Fires | 2021 | Safety | 0.039895 | 170.7528 | 2021 | Control | 0.053 | 3 | 0 | esc | 0.055966 | 0.0022328 | 0.055966 | 0.0022328 | 0 | 0 | 0 | 0
7.3.9-2021 All EPR in 2021 | HFTD - Distribution - Tier 3 - 4QU CoRE ¦ 4QU LoRE | 4.9289 | 4.7983 | 4.3334 | 4.1021 | 0 | 0 | 4.3334 | 4.3334 | 13.4307 | 12.9631 | 12.6293 | 12.5269 | 12.6293 | 0 | 0 | 0 | 0 | 0 | 0 | 366990.9976 | 370151.0671 | 367146.6019 | 374908.477 | 343127.6653 | [9 empty] | 7.3.9-2021 All EPR in 2021 | WLDFR | HFTD - Distribution - Tier 2 - 2QU CoRE ¦ 3QU LoRE | 2021 | 1 | 0 | 0 | 61.6893 | 61.6893 | 0 | 0 | 61.6893 | 61.6893 | 0 | 0 | 0 | 0 | 0 | 0 | 0 | 0 | 61.6893 | 61.6893 | 0 | 0 | 0 | 0 | 0 | 0 | 0 | 0 | 0 | 0 | [11 empty] | WLDFR | HFTD - Distribution - Tier 2 - 1QU CoRE ¦ 1QU LoRE | Red Flag Warning - Small Fires | 2021 | 0 | 0 | 0 | 0 | 0.077901 | 0.036425 | 0.0015809 | 0.039895 | 0.0078847 | 0.0078847 | 0 | 0 | 0.0010248 |  | 0 | 8.0805e-06 | 8.0805e-06 | 0 | 8.0805e-06 | 8.0805e-06 | 0 | 0 | 0 | 0 | 0 | 0 | [40 empty] | All EPR in 2020WLDFRElectric Reliability | WLDFR | HFTD - Distribution - Tier 2 - 1QU CoRE ¦ 1QU LoRE | Non-Red Flag Warning - Small Fires | 2022 | Electric Reliability | 0.036425 | 170.7528 | 2022 | Control | 0.1325 | 3 | 0 | esc | 0.15274 | 0.0055635 | 0.15274 | 0.0055635 | 0.15274 | 0.0055635 | 0 | 0
7.3.9-2021 All EPR in 2021 | HFTD - Distribution - Tier 3 - 4QU CoRE ¦ 5QU LoRE | 1.6963 | 1.5807 | 1.6037 | 1.518 | 0 | 0 | 1.6037 | 1.6037 | 9.3369 | 8.6267 | 8.0818 | 8.0163 | 8.0818 | 0 | 0 | 0 | 0 | 0 | 0 | 181674.0431 | 183238.3937 | 212320.9221 | 216809.6153 | 198430.7683 | [9 empty] | 7.3.9-2021 All EPR in 2021 | WLDFR | HFTD - Distribution - Tier 2 - 2QU CoRE ¦ 3QU LoRE | 2022 | 0.93458 | 0 | 0 | 61.2429 | 61.2429 | 0 | 0 | 61.2429 | 61.2429 | 0 | 0 | 60.9526 | 60.9526 | 0 | 0 | 0 | 0 | 57.2364 | 57.2364 | 56.965 | 0 | 0 | 0 | 0 | 0 | 60.9526 | 56.965 | 60.9526 | 56.965 | [11 empty] | WLDFR | HFTD - Distribution - Tier 2 - 1QU CoRE ¦ 1QU LoRE | Red Flag Warning - Small Fires | 2022 | 0 | 0 | 0 | 0 | 0.077901 | 0.036425 | 0.0015809 | 0.039895 | 0.0078847 | 0.0078847 | 0.0078847 | 0 | 0.0010248 |  | 0 | 8.0805e-06 | 8.0805e-06 | 0 | 8.0805e-06 | 8.0805e-06 | 0 | 8.0805e-06 | 8.0805e-06 | 0 | 0 | 0 | [40 empty] | All EPR in 2020WLDFRFinancial | WLDFR | HFTD - Distribution - Tier 2 - 1QU CoRE ¦ 1QU LoRE | Non-Red Flag Warning - Small Fires | 2022 | Financial | 0.0015809 | 170.7528 | 2022 | Control | 0.053 | 3 | 0 | esc | 0.055966 | 8.8475e-05 | 0.055966 | 8.8475e-05 | 0.055966 | 8.8475e-05 | 0 | 0
7.3.9-2021 All EPR in 2021 | HFTD - Distribution - Tier 3 - 5QU CoRE ¦ 1QU LoRE | 10.2894 | 9.9147 | 9.4541 | 8.949 | 0 | 0 | 9.4541 | 9.4541 | 4.2298 | 4.041 | 3.9091 | 3.8772 | 3.9091 | 0 | 0 | 0 | 0 | 0 | 0 | 2432572.0311 | 2453518.3129 | 2587804.8803 | 2642513.8659 | 2418509.2339 | [9 empty] | 7.3.9-2021 All EPR in 2021 | WLDFR | HFTD - Distribution - Tier 2 - 2QU CoRE ¦ 3QU LoRE | 2023 | 0.87344 | 0 | 0 | 0 | 0 | 0 | 0 | 63.509 | 63.509 | 0 | 0 | 63.208 | 63.208 | 0 | 0 | 63.208 | 63.208 | 0 | 55.4712 | 55.2083 | 55.2083 | 0 | 0 | 0 | 0 | 63.208 | 55.2083 | 63.208 | 55.2083 | [11 empty] | WLDFR | HFTD - Distribution - Tier 2 - 1QU CoRE ¦ 1QU LoRE | Red Flag Warning - Small Fires | 2023 | 0 | 0 | 0 | 0 | 0.080408 | 0.03759 | 0.0016314 | 0.041187 | 0 | 0.0081378 | 0.0081378 | 0.0081378 | 0.0010248 |  | 0 | 0 | 0 | 0 | 8.3399e-06 | 8.3399e-06 | 0 | 8.3399e-06 | 8.3399e-06 | 0 | 8.3399e-06 | 8.3399e-06 | [40 empty] | All EPR in 2020WLDFRSafety | WLDFR | HFTD - Distribution - Tier 2 - 1QU CoRE ¦ 1QU LoRE | Non-Red Flag Warning - Small Fires | 2022 | Safety | 0.039895 | 170.7528 | 2022 | Control | 0.053 | 3 | 0 | esc | 0.055966 | 0.0022328 | 0.055966 | 0.0022328 | 0.055966 | 0.0022328 | 0 | 0
7.3.9-2021 All EPR in 2021 | HFTD - Distribution - Tier 3 - 5QU CoRE ¦ 2QU LoRE | 2.9632 | 2.8663 | 2.5446 | 2.4087 | 0 | 0 | 2.5446 | 2.5446 | 3.0779 | 2.9519 | 2.8543 | 2.8311 | 2.8543 | 0 | 0 | 0 | 0 | 0 | 0 | 962710.6685 | 971000.3342 | 953910.0132 | 974076.6995 | 891504.6853 | [9 empty] | 7.3.9-2021 All EPR in 2021 | WLDFR | HFTD - Distribution - Tier 2 - 2QU CoRE ¦ 3QU LoRE | 2024 | 0.8163 | 0 | 0 | 0 | 0 | 0 | 0 | 0 | 0 | 0 | 0 | 63.208 | 63.208 | 0 | 0 | 63.208 | 63.208 | 0 | 0 | 51.5965 | 51.5965 | 0 | 0 | 0 | 0 | 63.208 | 51.5965 | 63.208 | 51.5965 | [11 empty] | WLDFR | HFTD - Distribution - Tier 2 - 1QU CoRE ¦ 1QU LoRE | Red Flag Warning - Small Fires | 2024 | 0 | 0 | 0 | 0 | 0.080408 | 0.03759 | 0.0016314 | 0.041187 | 0 | 0 | 0.0081378 | 0.0081378 | 0.0010248 |  | 0 | 0 | 0 | 0 | 0 | 0 | 0 | 8.3399e-06 | 8.3399e-06 | 0 | 8.3399e-06 | 8.3399e-06 | [40 empty] | All EPR in 2020WLDFRElectric Reliability | WLDFR | HFTD - Distribution - Tier 2 - 1QU CoRE ¦ 1QU LoRE | Non-Red Flag Warning - Small Fires | 2023 | Electric Reliability | 0.03759 | 170.7528 | 2023 | Control | 0.1325 | 3 | 0 | esc | 0 | 0 | 0.15274 | 0.0057414 | 0.15274 | 0.0057414 | 0.15274 | 0.0057414
7.3.9-2021 All EPR in 2021 | HFTD - Distribution - Tier 3 - 5QU CoRE ¦ 3QU LoRE | 1.1492 | 1.0793 | 0.99549 | 0.94231 | 0 | 0 | 0.99549 | 0.99549 | 3.5262 | 3.2835 | 3.0863 | 3.0612 | 3.0863 | 0 | 0 | 0 | 0 | 0 | 0 | 325889.4293 | 328695.5834 | 345130.0792 | 352426.5012 | 322551.4758 | [9 empty] | 7.3.9-2021 All EPR in 2021 | WLDFR | HFTD - Distribution - Tier 2 - 2QU CoRE ¦ 3QU LoRE | 2025 | 0.7629 | 0 | 0 | 0 | 0 | 0 | 0 | 0 | 0 | 0 | 0 | 0 | 0 | 0 | 0 | 63.208 | 63.208 | 0 | 0 | 0 | 48.221 | 0 | 0 | 0 | 0 | 0 | 0 | 0 | 0 | [11 empty] | WLDFR | HFTD - Distribution - Tier 2 - 1QU CoRE ¦ 1QU LoRE | Red Flag Warning - Small Fires | 2025 | 0 | 0 | 0 | 0 | 0.080408 | 0.03759 | 0.0016314 | 0.041187 | 0 | 0 | 0 | 0.0081378 | 0.0010248 |  | 0 | 0 | 0 | 0 | 0 | 0 | 0 | 0 | 0 | 0 | 8.3399e-06 | 8.3399e-06 | [40 empty] | All EPR in 2020WLDFRFinancial | WLDFR | HFTD - Distribution - Tier 2 - 1QU CoRE ¦ 1QU LoRE | Non-Red Flag Warning - Small Fires | 2023 | Financial | 0.0016314 | 170.7528 | 2023 | Control | 0.053 | 3 | 0 | esc | 0 | 0 | 0.055966 | 9.1305e-05 | 0.055966 | 9.1305e-05 | 0.055966 | 9.1305e-05
7.3.9-2021 All EPR in 2021 | HFTD - Distribution - Tier 3 - 5QU CoRE ¦ 4QU LoRE | 0.34179 | 0.33486 | 0.35653 | 0.33749 | 0 | 0 | 0.35653 | 0.35653 | 2.3048 | 2.2388 | 2.2155 | 2.1974 | 2.2155 | 0 | 0 | 0 | 0 | 0 | 0 | 148296.0779 | 149573.0191 | 172195.5187 | 175835.9177 | 160930.3913 | [9 empty] | 7.3.9-2021 All EPR in 2021 | WLDFR | HFTD - Distribution - Tier 2 - 2QU CoRE ¦ 4QU LoRE | 2020 | 1 | 0 | 0 | 59.2263 | 59.2263 | 0 | 0 | 0 | 0 | 0 | 0 | 0 | 0 | 0 | 0 | 0 | 0 | 59.2263 | 0 | 0 | 0 | 0 | 0 | 0 | 0 | 0 | 0 | 0 | 0 | [11 empty] | WLDFR | HFTD - Distribution - Tier 2 - 1QU CoRE ¦ 1QU LoRE | Seismic - Non-Red Flag Warning - Catastrophic Fires | 2020 | 0 | 0 | 0 | 0 | 21083.8428 | 409.2237 | 13469.0878 | 7205.5313 | 1219.584 | 0 | 0 | 0 | 1.1257e-09 |  | 0 | 1.3729e-06 | 1.3729e-06 | 0 | 0 | 0 | 0 | 0 | 0 | 0 | 0 | 0 | [40 empty] | All EPR in 2020WLDFRSafety | WLDFR | HFTD - Distribution - Tier 2 - 1QU CoRE ¦ 1QU LoRE | Non-Red Flag Warning - Small Fires | 2023 | Safety | 0.041187 | 170.7528 | 2023 | Control | 0.053 | 3 | 0 | esc | 0 | 0 | 0.055966 | 0.0023051 | 0.055966 | 0.0023051 | 0.055966 | 0.0023051
7.3.9-2021 All EPR in 2021 | HFTD - Distribution - Tier 3 - 5QU CoRE ¦ 5QU LoRE | 0.22311 | 0.21549 | 0.21389 | 0.20246 | 0 | 0 | 0.21389 | 0.21389 | 1.3956 | 1.3365 | 1.2989 | 1.2884 | 1.2989 | 0 | 0 | 0 | 0 | 0 | 0 | 159860.6729 | 161237.194 | 176190.8613 | 179915.7261 | 164664.3564 | [9 empty] | 7.3.9-2021 All EPR in 2021 | WLDFR | HFTD - Distribution - Tier 2 - 2QU CoRE ¦ 4QU LoRE | 2021 | 1 | 0 | 0 | 59.2263 | 59.2263 | 0 | 0 | 59.2263 | 59.2263 | 0 | 0 | 0 | 0 | 0 | 0 | 0 | 0 | 59.2263 | 59.2263 | 0 | 0 | 0 | 0 | 0 | 0 | 0 | 0 | 0 | 0 | [11 empty] | WLDFR | HFTD - Distribution - Tier 2 - 1QU CoRE ¦ 1QU LoRE | Seismic - Non-Red Flag Warning - Catastrophic Fires | 2021 | 0 | 0 | 0 | 0 | 21083.8428 | 409.2237 | 13469.0878 | 7205.5313 | 1219.584 | 1219.584 | 0 | 0 | 1.1257e-09 |  | 0 | 1.3729e-06 | 1.3729e-06 | 0 | 1.3729e-06 | 1.3729e-06 | 0 | 0 | 0 | 0 | 0 | 0 | [40 empty] | All EPR in 2020WLDFRElectric Reliability | WLDFR | HFTD - Distribution - Tier 2 - 1QU CoRE ¦ 1QU LoRE | Non-Red Flag Warning - Small Fires | 2024 | Electric Reliability | 0.03759 | 170.7528 | 2024 | Control | 0.1325 | 3 | 0 | esc | 0 | 0 | 0 | 0 | 0.15274 | 0.0057414 | 0.15274 | 0.0057414
7.3.9-2021 All EPR in 2021 | HFTD - Distribution - Zone 1 - 1QU CoRE ¦ 5QU LoRE | 7.3424e-05 | 7.0932e-05 | 6.6963e-05 | 6.3368e-05 | 0 | 0 | 6.6963e-05 | 6.6963e-05 | 0.22705 | 0.21747 | 0.21079 | 0.20902 | 0.21079 | 0 | 0 | 0 | 0 | 0 | 0 | 323.3828 | 326.1674 | 339.908 | 347.094 | 317.671 | [9 empty] | 7.3.9-2021 All EPR in 2021 | WLDFR | HFTD - Distribution - Tier 2 - 2QU CoRE ¦ 4QU LoRE | 2022 | 0.93458 | 0 | 0 | 56.2221 | 56.2221 | 0 | 0 | 56.2221 | 56.2221 | 0 | 0 | 53.2994 | 53.2994 | 0 | 0 | 0 | 0 | 52.544 | 52.544 | 49.8125 | 0 | 0 | 0 | 0 | 0 | 53.2994 | 49.8125 | 53.2994 | 49.8125 | [11 empty] | WLDFR | HFTD - Distribution - Tier 2 - 1QU CoRE ¦ 1QU LoRE | Seismic - Non-Red Flag Warning - Catastrophic Fires | 2022 | 0 | 0 | 0 | 0 | 21083.8428 | 409.2237 | 13469.0878 | 7205.5313 | 1219.584 | 1219.584 | 1219.584 | 0 | 1.1257e-09 |  | 0 | 1.3729e-06 | 1.3729e-06 | 0 | 1.3729e-06 | 1.3729e-06 | 0 | 1.3729e-06 | 1.3729e-06 | 0 | 0 | 0 | [40 empty] | All EPR in 2020WLDFRFinancial | WLDFR | HFTD - Distribution - Tier 2 - 1QU CoRE ¦ 1QU LoRE | Non-Red Flag Warning - Small Fires | 2024 | Financial | 0.0016314 | 170.7528 | 2024 | Control | 0.053 | 3 | 0 | esc | 0 | 0 | 0 | 0 | 0.055966 | 9.1305e-05 | 0.055966 | 9.1305e-05
7.3.9-2021 All EPR in 2021 | HFTD - Distribution - Zone 1 - 4QU CoRE ¦ 1QU LoRE | 0.015589 | 0.015055 | 0.014208 | 0.01345 | 0 | 0 | 0.014208 | 0.014208 | 67.3636 | 64.5013 | 62.4997 | 61.9934 | 62.4997 | 0 | 0 | 0 | 0 | 0 | 0 | 231.4203 | 233.413 | 243.2461 | 248.3886 | 227.3328 | [9 empty] | 7.3.9-2021 All EPR in 2021 | WLDFR | HFTD - Distribution - Tier 2 - 2QU CoRE ¦ 4QU LoRE | 2023 | 0.87344 | 0 | 0 | 0 | 0 | 0 | 0 | 58.3026 | 58.3026 | 0 | 0 | 55.2716 | 55.2716 | 0 | 0 | 55.2716 | 55.2716 | 0 | 50.9238 | 48.2764 | 48.2764 | 0 | 0 | 0 | 0 | 55.2716 | 48.2764 | 55.2716 | 48.2764 | [11 empty] | WLDFR | HFTD - Distribution - Tier 2 - 1QU CoRE ¦ 1QU LoRE | Seismic - Non-Red Flag Warning - Catastrophic Fires | 2023 | 0 | 0 | 0 | 0 | 21835.9781 | 428.6023 | 13939.561 | 7467.8148 | 0 | 1263.5534 | 1263.5534 | 1263.5534 | 1.1257e-09 |  | 0 | 0 | 0 | 0 | 1.4224e-06 | 1.4224e-06 | 0 | 1.4224e-06 | 1.4224e-06 | 0 | 1.4224e-06 | 1.4224e-06 | [40 empty] | All EPR in 2020WLDFRSafety | WLDFR | HFTD - Distribution - Tier 2 - 1QU CoRE ¦ 1QU LoRE | Non-Red Flag Warning - Small Fires | 2024 | Safety | 0.041187 | 170.7528 | 2024 | Control | 0.053 | 3 | 0 | esc | 0 | 0 | 0 | 0 | 0.055966 | 0.0023051 | 0.055966 | 0.0023051
7.3.9-2021 All EPR in 2021 | HFTD - Distribution - Zone 1 - 5QU CoRE ¦ 1QU LoRE | 0.022954 | 0.022157 | 0.020899 | 0.019779 | 0 | 0 | 0.020899 | 0.020899 | 1.3312 | 1.274 | 1.2338 | 1.2235 | 1.2338 | 0 | 0 | 0 | 0 | 0 | 0 | 17243.0987 | 17391.5748 | 18124.2372 | 18507.4031 | 16938.5394 | [9 empty] | 7.3.9-2021 All EPR in 2021 | WLDFR | HFTD - Distribution - Tier 2 - 2QU CoRE ¦ 4QU LoRE | 2024 | 0.8163 | 0 | 0 | 0 | 0 | 0 | 0 | 0 | 0 | 0 | 0 | 55.2716 | 55.2716 | 0 | 0 | 55.2716 | 55.2716 | 0 | 0 | 45.1181 | 45.1181 | 0 | 0 | 0 | 0 | 55.2716 | 45.1181 | 55.2716 | 45.1181 | [11 empty] | WLDFR | HFTD - Distribution - Tier 2 - 1QU CoRE ¦ 1QU LoRE | Seismic - Non-Red Flag Warning - Catastrophic Fires | 2024 | 0 | 0 | 0 | 0 | 21835.9781 | 428.6023 | 13939.561 | 7467.8148 | 0 | 0 | 1263.5534 | 1263.5534 | 1.1257e-09 |  | 0 | 0 | 0 | 0 | 0 | 0 | 0 | 1.4224e-06 | 1.4224e-06 | 0 | 1.4224e-06 | 1.4224e-06 | [40 empty] | All EPR in 2020WLDFRElectric Reliability | WLDFR | HFTD - Distribution - Tier 2 - 1QU CoRE ¦ 1QU LoRE | Non-Red Flag Warning - Small Fires | 2025 | Electric Reliability | 0.03759 | 170.7528 | 2025 | Control | 0.1325 | 3 | 0 | esc | 0 | 0 | 0 | 0 | 0 | 0 | 0.15274 | 0.0057414
7.3.9-2021 All EPR in 2021 | HFTD - Distribution - Zone 1 - 5QU CoRE ¦ 4QU LoRE | 5.5444e-05 | 5.3579e-05 | 5.06e-05 | 4.786e-05 | 0 | 0 | 5.06e-05 | 5.06e-05 | 0.11575 | 0.1109 | 0.10754 | 0.10658 | 0.10754 | 0 | 0 | 0 | 0 | 0 | 0 | 478.9967 | 483.1212 | 503.4739 | 514.1179 | 470.5364 | [9 empty] | 7.3.9-2021 All EPR in 2021 | WLDFR | HFTD - Distribution - Tier 2 - 2QU CoRE ¦ 4QU LoRE | 2025 | 0.7629 | 0 | 0 | 0 | 0 | 0 | 0 | 0 | 0 | 0 | 0 | 0 | 0 | 0 | 0 | 55.2716 | 55.2716 | 0 | 0 | 0 | 42.1664 | 0 | 0 | 0 | 0 | 0 | 0 | 0 | 0 | [11 empty] | WLDFR | HFTD - Distribution - Tier 2 - 1QU CoRE ¦ 1QU LoRE | Seismic - Non-Red Flag Warning - Catastrophic Fires | 2025 | 0 | 0 | 0 | 0 | 21835.9781 | 428.6023 | 13939.561 | 7467.8148 | 0 | 0 | 0 | 1263.5534 | 1.1257e-09 |  | 0 | 0 | 0 | 0 | 0 | 0 | 0 | 0 | 0 | 0 | 1.4224e-06 | 1.4224e-06 | [40 empty] | All EPR in 2020WLDFRFinancial | WLDFR | HFTD - Distribution - Tier 2 - 1QU CoRE ¦ 1QU LoRE | Non-Red Flag Warning - Small Fires | 2025 | Financial | 0.0016314 | 170.7528 | 2025 | Control | 0.053 | 3 | 0 | esc | 0 | 0 | 0 | 0 | 0 | 0 | 0.055966 | 9.1305e-05
7.3.9-2021 All EPR in 2021 | HFTD - Substation | 2.3941 | 2.3172 | 2.192 | 2.0749 | 0 | 0 | 2.192 | 2.192 | 1390.5749 | 1334.4264 | 1296.0722 | 1285.5743 | 1296.0722 | 0 | 0 | 0 | 0 | 0 | 0 | 1721.6597 | 1736.4845 | 1809.6381 | 1847.8958 | 1691.2506 | [9 empty] | 7.3.9-2021 All EPR in 2021 | WLDFR | HFTD - Distribution - Tier 2 - 2QU CoRE ¦ 5QU LoRE | 2020 | 1 | 0 | 0 | 57.4408 | 57.4408 | 0 | 0 | 0 | 0 | 0 | 0 | 0 | 0 | 0 | 0 | 0 | 0 | 57.4408 | 0 | 0 | 0 | 0 | 0 | 0 | 0 | 0 | 0 | 0 | 0 | [11 empty] | WLDFR | HFTD - Distribution - Tier 2 - 1QU CoRE ¦ 1QU LoRE | Seismic - Red Flag Warning - Catastrophic Fires | 2020 | 0 | 0 | 0 | 0 | 21083.8428 | 409.2237 | 13469.0878 | 7205.5313 | 1219.584 | 0 | 0 | 0 | 4.855e-08 |  | 0 | 5.9211e-05 | 5.9211e-05 | 0 | 0 | 0 | 0 | 0 | 0 | 0 | 0 | 0 | [40 empty] | All EPR in 2020WLDFRSafety | WLDFR | HFTD - Distribution - Tier 2 - 1QU CoRE ¦ 1QU LoRE | Non-Red Flag Warning - Small Fires | 2025 | Safety | 0.041187 | 170.7528 | 2025 | Control | 0.053 | 3 | 0 | esc | 0 | 0 | 0 | 0 | 0 | 0 | 0.055966 | 0.0023051
7.3.9-2021 All EPR in 2021 | HFTD - Transmission - Tier 2 - 115 kV or Lower | 35.8756 | 34.7235 | 32.8469 | 31.0931 | 0 | 0 | 32.8469 | 32.8469 | 16.0377 | 15.3901 | 14.9478 | 14.8267 | 14.9478 | 0 | 0 | 0 | 0 | 0 | 0 | 2236952.4788 | 2256214.3286 | 2351262.842 | 2400971.0738 | 2197441.9084 | [9 empty] | 7.3.9-2021 All EPR in 2021 | WLDFR | HFTD - Distribution - Tier 2 - 2QU CoRE ¦ 5QU LoRE | 2021 | 1 | 0 | 0 | 57.4408 | 57.4408 | 0 | 0 | 57.4408 | 57.4408 | 0 | 0 | 0 | 0 | 0 | 0 | 0 | 0 | 57.4408 | 57.4408 | 0 | 0 | 0 | 0 | 0 | 0 | 0 | 0 | 0 | 0 | [11 empty] | WLDFR | HFTD - Distribution - Tier 2 - 1QU CoRE ¦ 1QU LoRE | Seismic - Red Flag Warning - Catastrophic Fires | 2021 | 0 | 0 | 0 | 0 | 21083.8428 | 409.2237 | 13469.0878 | 7205.5313 | 1219.584 | 1219.584 | 0 | 0 | 4.855e-08 |  | 0 | 5.9211e-05 | 5.9211e-05 | 0 | 5.9211e-05 | 5.9211e-05 | 0 | 0 | 0 | 0 | 0 | 0 | [40 empty] | All EPR in 2020WLDFRElectric Reliability | WLDFR | HFTD - Distribution - Tier 2 - 1QU CoRE ¦ 1QU LoRE | Red Flag Warning - Catastrophic Fires | 2021 | Electric Reliability | 222.2294 | 170.7528 | 2021 | Control | 0.1325 | 3 | 0 | esc | 0.15274 | 33.9428 | 0.15274 | 33.9428 | 0 | 0 | 0 | 0
7.3.9-2021 All EPR in 2021 | HFTD - Transmission - Tier 2 - 230 kV or Higher | 10.7988 | 10.452 | 9.8872 | 9.3593 | 0 | 0 | 9.8872 | 9.8872 | 3.5648 | 3.4208 | 3.3225 | 3.2956 | 3.3225 | 0 | 0 | 0 | 0 | 0 | 0 | 3029311.9334 | 3055396.5964 | 3184112.6055 | 3251428.1794 | 2975806.1734 | [9 empty] | 7.3.9-2021 All EPR in 2021 | WLDFR | HFTD - Distribution - Tier 2 - 2QU CoRE ¦ 5QU LoRE | 2022 | 0.93458 | 0 | 0 | 56.1067 | 56.1067 | 0 | 0 | 56.1067 | 56.1067 | 0 | 0 | 56.1691 | 56.1691 | 0 | 0 | 0 | 0 | 52.4362 | 52.4362 | 52.4945 | 0 | 0 | 0 | 0 | 0 | 56.1691 | 52.4945 | 56.1691 | 52.4945 | [11 empty] | WLDFR | HFTD - Distribution - Tier 2 - 1QU CoRE ¦ 1QU LoRE | Seismic - Red Flag Warning - Catastrophic Fires | 2022 | 0 | 0 | 0 | 0 | 21083.8428 | 409.2237 | 13469.0878 | 7205.5313 | 1219.584 | 1219.584 | 1219.584 | 0 | 4.855e-08 |  | 0 | 5.9211e-05 | 5.9211e-05 | 0 | 5.9211e-05 | 5.9211e-05 | 0 | 5.9211e-05 | 5.9211e-05 | 0 | 0 | 0 | [40 empty] | All EPR in 2020WLDFRFinancial | WLDFR | HFTD - Distribution - Tier 2 - 1QU CoRE ¦ 1QU LoRE | Red Flag Warning - Catastrophic Fires | 2021 | Financial | 8585.7228 | 170.7528 | 2021 | Control | 0.053 | 3 | 0 | esc | 0.055966 | 480.5104 | 0.055966 | 480.5104 | 0 | 0 | 0 | 0
7.3.9-2021 All EPR in 2021 | HFTD - Transmission - Tier 2 - 60/70 kV | 49.6701 | 48.0749 | 45.4768 | 43.0487 | 0 | 0 | 45.4768 | 45.4768 | 20.324 | 19.5034 | 18.9428 | 18.7894 | 18.9428 | 0 | 0 | 0 | 0 | 0 | 0 | 2443913.1942 | 2464957.132 | 2568799.4434 | 2623106.6335 | 2400747.1433 | [9 empty] | 7.3.9-2021 All EPR in 2021 | WLDFR | HFTD - Distribution - Tier 2 - 2QU CoRE ¦ 5QU LoRE | 2023 | 0.87344 | 0 | 0 | 0 | 0 | 0 | 0 | 58.1828 | 58.1828 | 0 | 0 | 58.2475 | 58.2475 | 0 | 0 | 58.2475 | 58.2475 | 0 | 50.8191 | 50.8756 | 50.8756 | 0 | 0 | 0 | 0 | 58.2475 | 50.8756 | 58.2475 | 50.8756 | [11 empty] | WLDFR | HFTD - Distribution - Tier 2 - 1QU CoRE ¦ 1QU LoRE | Seismic - Red Flag Warning - Catastrophic Fires | 2023 | 0 | 0 | 0 | 0 | 21835.9781 | 428.6023 | 13939.561 | 7467.8148 | 0 | 1263.5534 | 1263.5534 | 1263.5534 | 4.855e-08 |  | 0 | 0 | 0 | 0 | 6.1345e-05 | 6.1345e-05 | 0 | 6.1345e-05 | 6.1345e-05 | 0 | 6.1345e-05 | 6.1345e-05 | [40 empty] | All EPR in 2020WLDFRSafety | WLDFR | HFTD - Distribution - Tier 2 - 1QU CoRE ¦ 1QU LoRE | Red Flag Warning - Catastrophic Fires | 2021 | Safety | 5338.1784 | 170.7528 | 2021 | Control | 0.053 | 3 | 0 | esc | 0.055966 | 298.7576 | 0.055966 | 298.7576 | 0 | 0 | 0 | 0
7.3.9-2021 All EPR in 2021 | HFTD - Transmission - Tier 3 - 115 kV or Lower | 14.2658 | 13.8076 | 13.0614 | 12.3641 | 0 | 0 | 13.0614 | 13.0614 | 18.5391 | 17.7906 | 17.2792 | 17.1393 | 17.2792 | 0 | 0 | 0 | 0 | 0 | 0 | 769495.8134 | 776121.7534 | 808817.769 | 825917.0487 | 755904.457 | [9 empty] | 7.3.9-2021 All EPR in 2021 | WLDFR | HFTD - Distribution - Tier 2 - 2QU CoRE ¦ 5QU LoRE | 2024 | 0.8163 | 0 | 0 | 0 | 0 | 0 | 0 | 0 | 0 | 0 | 0 | 58.2475 | 58.2475 | 0 | 0 | 58.2475 | 58.2475 | 0 | 0 | 47.5473 | 47.5473 | 0 | 0 | 0 | 0 | 58.2475 | 47.5473 | 58.2475 | 47.5473 | [11 empty] | WLDFR | HFTD - Distribution - Tier 2 - 1QU CoRE ¦ 1QU LoRE | Seismic - Red Flag Warning - Catastrophic Fires | 2024 | 0 | 0 | 0 | 0 | 21835.9781 | 428.6023 | 13939.561 | 7467.8148 | 0 | 0 | 1263.5534 | 1263.5534 | 4.855e-08 |  | 0 | 0 | 0 | 0 | 0 | 0 | 0 | 6.1345e-05 | 6.1345e-05 | 0 | 6.1345e-05 | 6.1345e-05 | [40 empty] | All EPR in 2020WLDFRElectric Reliability | WLDFR | HFTD - Distribution - Tier 2 - 1QU CoRE ¦ 1QU LoRE | Red Flag Warning - Catastrophic Fires | 2022 | Electric Reliability | 222.2294 | 170.7528 | 2022 | Control | 0.1325 | 3 | 0 | esc | 0.15274 | 33.9428 | 0.15274 | 33.9428 | 0.15274 | 33.9428 | 0 | 0
7.3.9-2021 All EPR in 2021 | HFTD - Transmission - Tier 3 - 230 kV or Higher | 3.9286 | 3.8024 | 3.5969 | 3.4049 | 0 | 0 | 3.5969 | 3.5969 | 4.0923 | 3.9271 | 3.8142 | 3.7833 | 3.8142 | 0 | 0 | 0 | 0 | 0 | 0 | 959997.4619 | 968263.7648 | 1009054.2297 | 1030386.7242 | 943041.3362 | [9 empty] | 7.3.9-2021 All EPR in 2021 | WLDFR | HFTD - Distribution - Tier 2 - 2QU CoRE ¦ 5QU LoRE | 2025 | 0.7629 | 0 | 0 | 0 | 0 | 0 | 0 | 0 | 0 | 0 | 0 | 0 | 0 | 0 | 0 | 58.2475 | 58.2475 | 0 | 0 | 0 | 44.4367 | 0 | 0 | 0 | 0 | 0 | 0 | 0 | 0 | [11 empty] | WLDFR | HFTD - Distribution - Tier 2 - 1QU CoRE ¦ 1QU LoRE | Seismic - Red Flag Warning - Catastrophic Fires | 2025 | 0 | 0 | 0 | 0 | 21835.9781 | 428.6023 | 13939.561 | 7467.8148 | 0 | 0 | 0 | 1263.5534 | 4.855e-08 |  | 0 | 0 | 0 | 0 | 0 | 0 | 0 | 0 | 0 | 0 | 6.1345e-05 | 6.1345e-05 | [40 empty] | All EPR in 2020WLDFRFinancial | WLDFR | HFTD - Distribution - Tier 2 - 1QU CoRE ¦ 1QU LoRE | Red Flag Warning - Catastrophic Fires | 2022 | Financial | 8585.7228 | 170.7528 | 2022 | Control | 0.053 | 3 | 0 | esc | 0.055966 | 480.5104 | 0.055966 | 480.5104 | 0.055966 | 480.5104 | 0 | 0
7.3.9-2021 All EPR in 2021 | HFTD - Transmission - Tier 3 - 60/70 kV | 15.0627 | 14.5789 | 13.7911 | 13.0547 | 0 | 0 | 13.7911 | 13.7911 | 23.2419 | 22.3034 | 21.6624 | 21.4869 | 21.6624 | 0 | 0 | 0 | 0 | 0 | 0 | 648084.3697 | 653664.8655 | 681202.087 | 695603.4336 | 636637.4645 | [9 empty] | 7.3.9-2021 All EPR in 2021 | WLDFR | HFTD - Distribution - Tier 2 - 3QU CoRE ¦ 1QU LoRE | 2020 | 1 | 0 | 0 | 27.9471 | 27.9471 | 0 | 0 | 0 | 0 | 0 | 0 | 0 | 0 | 0 | 0 | 0 | 0 | 27.9471 | 0 | 0 | 0 | 0 | 0 | 0 | 0 | 0 | 0 | 0 | 0 | [11 empty] | WLDFR | HFTD - Distribution - Tier 2 - 1QU CoRE ¦ 2QU LoRE | Non-Red Flag Warning - Catastrophic Fires | 2020 | 0 | 0 | 0 | 0 | 14146.1306 | 222.2294 | 8585.7228 | 5338.1784 | 813.2108 | 0 | 0 | 0 | 1.6639e-05 |  | 0 | 0.013531 | 0.013531 | 0 | 0 | 0 | 0 | 0 | 0 | 0 | 0 | 0 | [40 empty] | All EPR in 2020WLDFRSafety | WLDFR | HFTD - Distribution - Tier 2 - 1QU CoRE ¦ 1QU LoRE | Red Flag Warning - Catastrophic Fires | 2022 | Safety | 5338.1784 | 170.7528 | 2022 | Control | 0.053 | 3 | 0 | esc | 0.055966 | 298.7576 | 0.055966 | 298.7576 | 0.055966 | 298.7576 | 0 | 0
7.3.9-2021 All EPR in 2021 | HFTD - Transmission - Zone 1 - 115 kV or Lower | 0.031385 | 0.030377 | 0.028735 | 0.027201 | 0 | 0 | 0.028735 | 0.028735 | 14.3539 | 13.7743 | 13.3784 | 13.2701 | 13.3784 | 0 | 0 | 0 | 0 | 0 | 0 | 2186.5078 | 2205.3353 | 2298.2404 | 2346.8277 | 2147.8883 | [9 empty] | 7.3.9-2021 All EPR in 2021 | WLDFR | HFTD - Distribution - Tier 2 - 3QU CoRE ¦ 1QU LoRE | 2021 | 1 | 0 | 0 | 27.9471 | 27.9471 | 0 | 0 | 27.9471 | 27.9471 | 0 | 0 | 0 | 0 | 0 | 0 | 0 | 0 | 27.9471 | 27.9471 | 0 | 0 | 0 | 0 | 0 | 0 | 0 | 0 | 0 | 0 | [11 empty] | WLDFR | HFTD - Distribution - Tier 2 - 1QU CoRE ¦ 2QU LoRE | Non-Red Flag Warning - Catastrophic Fires | 2021 | 0 | 0 | 0 | 0 | 14146.1306 | 222.2294 | 8585.7228 | 5338.1784 | 813.2108 | 813.2108 | 0 | 0 | 1.6639e-05 |  | 0 | 0.013531 | 0.013531 | 0 | 0.013531 | 0.013531 | 0 | 0 | 0 | 0 | 0 | 0 | [40 empty] | All EPR in 2020WLDFRElectric Reliability | WLDFR | HFTD - Distribution - Tier 2 - 1QU CoRE ¦ 1QU LoRE | Red Flag Warning - Catastrophic Fires | 2023 | Electric Reliability | 233.2301 | 170.7528 | 2023 | Control | 0.1325 | 3 | 0 | esc | 0 | 0 | 0.15274 | 35.623 | 0.15274 | 35.623 | 0.15274 | 35.623
7.3.9-2021 All EPR in 2021 | HFTD - Transmission - Zone 1 - 230 kV or Higher | 0.017131 | 0.01658 | 0.015684 | 0.014847 | 0 | 0 | 0.015684 | 0.015684 | 3.2097 | 3.0801 | 2.9916 | 2.9673 | 2.9916 | 0 | 0 | 0 | 0 | 0 | 0 | 5337.1451 | 5383.102 | 5609.8782 | 5728.4771 | 5242.8769 | [9 empty] | 7.3.9-2021 All EPR in 2021 | WLDFR | HFTD - Distribution - Tier 2 - 3QU CoRE ¦ 1QU LoRE | 2022 | 0.93458 | 0 | 0 | 27.6219 | 27.6219 | 0 | 0 | 27.6219 | 27.6219 | 0 | 0 | 27.3313 | 27.3313 | 0 | 0 | 0 | 0 | 25.8149 | 25.8149 | 25.5433 | 0 | 0 | 0 | 0 | 0 | 27.3313 | 25.5433 | 27.3313 | 25.5433 | [11 empty] | WLDFR | HFTD - Distribution - Tier 2 - 1QU CoRE ¦ 2QU LoRE | Non-Red Flag Warning - Catastrophic Fires | 2022 | 0 | 0 | 0 | 0 | 14146.1306 | 222.2294 | 8585.7228 | 5338.1784 | 813.2108 | 813.2108 | 813.2108 | 0 | 1.6639e-05 |  | 0 | 0.013531 | 0.013531 | 0 | 0.013531 | 0.013531 | 0 | 0.013531 | 0.013531 | 0 | 0 | 0 | [40 empty] | All EPR in 2020WLDFRFinancial | WLDFR | HFTD - Distribution - Tier 2 - 1QU CoRE ¦ 1QU LoRE | Red Flag Warning - Catastrophic Fires | 2023 | Financial | 8896.516 | 170.7528 | 2023 | Control | 0.053 | 3 | 0 | esc | 0 | 0 | 0.055966 | 497.9043 | 0.055966 | 497.9043 | 0.055966 | 497.9043
7.3.9-2021 All EPR in 2021 | HFTD - Transmission - Zone 1 - 60/70 kV | 0.056897 | 0.05507 | 0.052094 | 0.049312 | 0 | 0 | 0.052094 | 0.052094 | 18.3599 | 17.6186 | 17.1122 | 16.9736 | 17.1122 | 0 | 0 | 0 | 0 | 0 | 0 | 3098.9875 | 3125.6721 | 3257.3487 | 3326.2125 | 3044.2511 | [9 empty] | 7.3.9-2021 All EPR in 2021 | WLDFR | HFTD - Distribution - Tier 2 - 3QU CoRE ¦ 1QU LoRE | 2023 | 0.87344 | 0 | 0 | 0 | 0 | 0 | 0 | 28.644 | 28.644 | 0 | 0 | 28.3425 | 28.3425 | 0 | 0 | 28.3425 | 28.3425 | 0 | 25.0187 | 24.7555 | 24.7555 | 0 | 0 | 0 | 0 | 28.3425 | 24.7555 | 28.3425 | 24.7555 | [11 empty] | WLDFR | HFTD - Distribution - Tier 2 - 1QU CoRE ¦ 2QU LoRE | Non-Red Flag Warning - Catastrophic Fires | 2023 | 0 | 0 | 0 | 0 | 14664.6376 | 233.2301 | 8896.516 | 5534.8915 | 0 | 843.2942 | 843.2942 | 843.2942 | 1.6639e-05 |  | 0 | 0 | 0 | 0 | 0.014032 | 0.014032 | 0 | 0.014032 | 0.014032 | 0 | 0.014032 | 0.014032 | [40 empty] | All EPR in 2020WLDFRSafety | WLDFR | HFTD - Distribution - Tier 2 - 1QU CoRE ¦ 1QU LoRE | Red Flag Warning - Catastrophic Fires | 2023 | Safety | 5534.8915 | 170.7528 | 2023 | Control | 0.053 | 3 | 0 | esc | 0 | 0 | 0.055966 | 309.7669 | 0.055966 | 309.7669 | 0.055966 | 309.7669
[35 empty] | 7.3.9-2021 All EPR in 2021 | WLDFR | HFTD - Distribution - Tier 2 - 3QU CoRE ¦ 1QU LoRE | 2024 | 0.8163 | 0 | 0 | 0 | 0 | 0 | 0 | 0 | 0 | 0 | 0 | 28.3425 | 28.3425 | 0 | 0 | 28.3425 | 28.3425 | 0 | 0 | 23.136 | 23.136 | 0 | 0 | 0 | 0 | 28.3425 | 23.136 | 28.3425 | 23.136 | [11 empty] | WLDFR | HFTD - Distribution - Tier 2 - 1QU CoRE ¦ 2QU LoRE | Non-Red Flag Warning - Catastrophic Fires | 2024 | 0 | 0 | 0 | 0 | 14664.6376 | 233.2301 | 8896.516 | 5534.8915 | 0 | 0 | 843.2942 | 843.2942 | 1.6639e-05 |  | 0 | 0 | 0 | 0 | 0 | 0 | 0 | 0.014032 | 0.014032 | 0 | 0.014032 | 0.014032 | [40 empty] | All EPR in 2020WLDFRElectric Reliability | WLDFR | HFTD - Distribution - Tier 2 - 1QU CoRE ¦ 1QU LoRE | Red Flag Warning - Catastrophic Fires | 2024 | Electric Reliability | 233.2301 | 170.7528 | 2024 | Control | 0.1325 | 3 | 0 | esc | 0 | 0 | 0 | 0 | 0.15274 | 35.623 | 0.15274 | 35.623
[35 empty] | 7.3.9-2021 All EPR in 2021 | WLDFR | HFTD - Distribution - Tier 2 - 3QU CoRE ¦ 1QU LoRE | 2025 | 0.7629 | 0 | 0 | 0 | 0 | 0 | 0 | 0 | 0 | 0 | 0 | 0 | 0 | 0 | 0 | 28.3425 | 28.3425 | 0 | 0 | 0 | 21.6224 | 0 | 0 | 0 | 0 | 0 | 0 | 0 | 0 | [11 empty] | WLDFR | HFTD - Distribution - Tier 2 - 1QU CoRE ¦ 2QU LoRE | Non-Red Flag Warning - Catastrophic Fires | 2025 | 0 | 0 | 0 | 0 | 14664.6376 | 233.2301 | 8896.516 | 5534.8915 | 0 | 0 | 0 | 843.2942 | 1.6639e-05 |  | 0 | 0 | 0 | 0 | 0 | 0 | 0 | 0 | 0 | 0 | 0.014032 | 0.014032 | [40 empty] | All EPR in 2020WLDFRFinancial | WLDFR | HFTD - Distribution - Tier 2 - 1QU CoRE ¦ 1QU LoRE | Red Flag Warning - Catastrophic Fires | 2024 | Financial | 8896.516 | 170.7528 | 2024 | Control | 0.053 | 3 | 0 | esc | 0 | 0 | 0 | 0 | 0.055966 | 497.9043 | 0.055966 | 497.9043
[35 empty] | 7.3.9-2021 All EPR in 2021 | WLDFR | HFTD - Distribution - Tier 2 - 3QU CoRE ¦ 2QU LoRE | 2020 | 1 | 0 | 0 | 26.9471 | 26.9471 | 0 | 0 | 0 | 0 | 0 | 0 | 0 | 0 | 0 | 0 | 0 | 0 | 26.9471 | 0 | 0 | 0 | 0 | 0 | 0 | 0 | 0 | 0 | 0 | 0 | [11 empty] | WLDFR | HFTD - Distribution - Tier 2 - 1QU CoRE ¦ 2QU LoRE | Non-Red Flag Warning - Destructive Fires | 2020 | 0 | 0 | 0 | 0 | 8807.9522 | 222.2294 | 8585.7228 | 0 | 514.4532 | 0 | 0 | 0 | 1.6684e-05 |  | 0 | 0.0085834 | 0.0085834 | 0 | 0 | 0 | 0 | 0 | 0 | 0 | 0 | 0 | [40 empty] | All EPR in 2020WLDFRSafety | WLDFR | HFTD - Distribution - Tier 2 - 1QU CoRE ¦ 1QU LoRE | Red Flag Warning - Catastrophic Fires | 2024 | Safety | 5534.8915 | 170.7528 | 2024 | Control | 0.053 | 3 | 0 | esc | 0 | 0 | 0 | 0 | 0.055966 | 309.7669 | 0.055966 | 309.7669
[35 empty] | 7.3.9-2021 All EPR in 2021 | WLDFR | HFTD - Distribution - Tier 2 - 3QU CoRE ¦ 2QU LoRE | 2021 | 1 | 0 | 0 | 26.9471 | 26.9471 | 0 | 0 | 26.9471 | 26.9471 | 0 | 0 | 0 | 0 | 0 | 0 | 0 | 0 | 26.9471 | 26.9471 | 0 | 0 | 0 | 0 | 0 | 0 | 0 | 0 | 0 | 0 | [11 empty] | WLDFR | HFTD - Distribution - Tier 2 - 1QU CoRE ¦ 2QU LoRE | Non-Red Flag Warning - Destructive Fires | 2021 | 0 | 0 | 0 | 0 | 8807.9522 | 222.2294 | 8585.7228 | 0 | 514.4532 | 514.4532 | 0 | 0 | 1.6684e-05 |  | 0 | 0.0085834 | 0.0085834 | 0 | 0.0085834 | 0.0085834 | 0 | 0 | 0 | 0 | 0 | 0 | [40 empty] | All EPR in 2020WLDFRElectric Reliability | WLDFR | HFTD - Distribution - Tier 2 - 1QU CoRE ¦ 1QU LoRE | Red Flag Warning - Catastrophic Fires | 2025 | Electric Reliability | 233.2301 | 170.7528 | 2025 | Control | 0.1325 | 3 | 0 | esc | 0 | 0 | 0 | 0 | 0 | 0 | 0.15274 | 35.623
[35 empty] | 7.3.9-2021 All EPR in 2021 | WLDFR | HFTD - Distribution - Tier 2 - 3QU CoRE ¦ 2QU LoRE | 2022 | 0.93458 | 0 | 0 | 26.5909 | 26.5909 | 0 | 0 | 26.5909 | 26.5909 | 0 | 0 | 28.5787 | 28.5787 | 0 | 0 | 0 | 0 | 24.8513 | 24.8513 | 26.7091 | 0 | 0 | 0 | 0 | 0 | 28.5787 | 26.7091 | 28.5787 | 26.7091 | [11 empty] | WLDFR | HFTD - Distribution - Tier 2 - 1QU CoRE ¦ 2QU LoRE | Non-Red Flag Warning - Destructive Fires | 2022 | 0 | 0 | 0 | 0 | 8807.9522 | 222.2294 | 8585.7228 | 0 | 514.4532 | 514.4532 | 514.4532 | 0 | 1.6684e-05 |  | 0 | 0.0085834 | 0.0085834 | 0 | 0.0085834 | 0.0085834 | 0 | 0.0085834 | 0.0085834 | 0 | 0 | 0 | [40 empty] | All EPR in 2020WLDFRFinancial | WLDFR | HFTD - Distribution - Tier 2 - 1QU CoRE ¦ 1QU LoRE | Red Flag Warning - Catastrophic Fires | 2025 | Financial | 8896.516 | 170.7528 | 2025 | Control | 0.053 | 3 | 0 | esc | 0 | 0 | 0 | 0 | 0 | 0 | 0.055966 | 497.9043
[35 empty] | 7.3.9-2021 All EPR in 2021 | WLDFR | HFTD - Distribution - Tier 2 - 3QU CoRE ¦ 2QU LoRE | 2023 | 0.87344 | 0 | 0 | 0 | 0 | 0 | 0 | 27.5746 | 27.5746 | 0 | 0 | 29.6361 | 29.6361 | 0 | 0 | 29.6361 | 29.6361 | 0 | 24.0848 | 25.8853 | 25.8853 | 0 | 0 | 0 | 0 | 29.6361 | 25.8853 | 29.6361 | 25.8853 | [11 empty] | WLDFR | HFTD - Distribution - Tier 2 - 1QU CoRE ¦ 2QU LoRE | Non-Red Flag Warning - Destructive Fires | 2023 | 0 | 0 | 0 | 0 | 9129.7461 | 233.2301 | 8896.516 | 0 | 0 | 533.5273 | 533.5273 | 533.5273 | 1.6684e-05 |  | 0 | 0 | 0 | 0 | 0.0089016 | 0.0089016 | 0 | 0.0089016 | 0.0089016 | 0 | 0.0089016 | 0.0089016 | [40 empty] | All EPR in 2020WLDFRSafety | WLDFR | HFTD - Distribution - Tier 2 - 1QU CoRE ¦ 1QU LoRE | Red Flag Warning - Catastrophic Fires | 2025 | Safety | 5534.8915 | 170.7528 | 2025 | Control | 0.053 | 3 | 0 | esc | 0 | 0 | 0 | 0 | 0 | 0 | 0.055966 | 309.7669
[35 empty] | 7.3.9-2021 All EPR in 2021 | WLDFR | HFTD - Distribution - Tier 2 - 3QU CoRE ¦ 2QU LoRE | 2024 | 0.8163 | 0 | 0 | 0 | 0 | 0 | 0 | 0 | 0 | 0 | 0 | 29.6361 | 29.6361 | 0 | 0 | 29.6361 | 29.6361 | 0 | 0 | 24.1919 | 24.1919 | 0 | 0 | 0 | 0 | 29.6361 | 24.1919 | 29.6361 | 24.1919 | [11 empty] | WLDFR | HFTD - Distribution - Tier 2 - 1QU CoRE ¦ 2QU LoRE | Non-Red Flag Warning - Destructive Fires | 2024 | 0 | 0 | 0 | 0 | 9129.7461 | 233.2301 | 8896.516 | 0 | 0 | 0 | 533.5273 | 533.5273 | 1.6684e-05 |  | 0 | 0 | 0 | 0 | 0 | 0 | 0 | 0.0089016 | 0.0089016 | 0 | 0.0089016 | 0.0089016 | [40 empty] | All EPR in 2020WLDFRElectric Reliability | WLDFR | HFTD - Distribution - Tier 2 - 1QU CoRE ¦ 1QU LoRE | Red Flag Warning - Destructive Fires | 2021 | Electric Reliability | 222.2294 | 170.7528 | 2021 | Control | 0.1325 | 3 | 0 | esc | 0.15274 | 33.9428 | 0.15274 | 33.9428 | 0 | 0 | 0 | 0
[35 empty] | 7.3.9-2021 All EPR in 2021 | WLDFR | HFTD - Distribution - Tier 2 - 3QU CoRE ¦ 2QU LoRE | 2025 | 0.7629 | 0 | 0 | 0 | 0 | 0 | 0 | 0 | 0 | 0 | 0 | 0 | 0 | 0 | 0 | 29.6361 | 29.6361 | 0 | 0 | 0 | 22.6092 | 0 | 0 | 0 | 0 | 0 | 0 | 0 | 0 | [11 empty] | WLDFR | HFTD - Distribution - Tier 2 - 1QU CoRE ¦ 2QU LoRE | Non-Red Flag Warning - Destructive Fires | 2025 | 0 | 0 | 0 | 0 | 9129.7461 | 233.2301 | 8896.516 | 0 | 0 | 0 | 0 | 533.5273 | 1.6684e-05 |  | 0 | 0 | 0 | 0 | 0 | 0 | 0 | 0 | 0 | 0 | 0.0089016 | 0.0089016 | [40 empty] | All EPR in 2020WLDFRFinancial | WLDFR | HFTD - Distribution - Tier 2 - 1QU CoRE ¦ 1QU LoRE | Red Flag Warning - Destructive Fires | 2021 | Financial | 8585.7228 | 170.7528 | 2021 | Control | 0.053 | 3 | 0 | esc | 0.055966 | 480.5104 | 0.055966 | 480.5104 | 0 | 0 | 0 | 0
[35 empty] | 7.3.9-2021 All EPR in 2021 | WLDFR | HFTD - Distribution - Tier 2 - 3QU CoRE ¦ 3QU LoRE | 2020 | 1 | 0 | 0 | 22.7363 | 22.7363 | 0 | 0 | 0 | 0 | 0 | 0 | 0 | 0 | 0 | 0 | 0 | 0 | 22.7363 | 0 | 0 | 0 | 0 | 0 | 0 | 0 | 0 | 0 | 0 | 0 | [11 empty] | WLDFR | HFTD - Distribution - Tier 2 - 1QU CoRE ¦ 2QU LoRE | Non-Red Flag Warning - Large Fires | 2020 | 0 | 0 | 0 | 0 | 5.2406 | 0.69642 | 2.942 | 1.6022 | 0.36069 | 0 | 0 | 0 | 7.8852e-05 |  | 0 | 2.8441e-05 | 2.8441e-05 | 0 | 0 | 0 | 0 | 0 | 0 | 0 | 0 | 0 | [40 empty] | All EPR in 2020WLDFRElectric Reliability | WLDFR | HFTD - Distribution - Tier 2 - 1QU CoRE ¦ 1QU LoRE | Red Flag Warning - Destructive Fires | 2022 | Electric Reliability | 222.2294 | 170.7528 | 2022 | Control | 0.1325 | 3 | 0 | esc | 0.15274 | 33.9428 | 0.15274 | 33.9428 | 0.15274 | 33.9428 | 0 | 0
[35 empty] | 7.3.9-2021 All EPR in 2021 | WLDFR | HFTD - Distribution - Tier 2 - 3QU CoRE ¦ 3QU LoRE | 2021 | 1 | 0 | 0 | 22.7363 | 22.7363 | 0 | 0 | 22.7363 | 22.7363 | 0 | 0 | 0 | 0 | 0 | 0 | 0 | 0 | 22.7363 | 22.7363 | 0 | 0 | 0 | 0 | 0 | 0 | 0 | 0 | 0 | 0 | [11 empty] | WLDFR | HFTD - Distribution - Tier 2 - 1QU CoRE ¦ 2QU LoRE | Non-Red Flag Warning - Large Fires | 2021 | 0 | 0 | 0 | 0 | 5.2406 | 0.69642 | 2.942 | 1.6022 | 0.36069 | 0.36069 | 0 | 0 | 7.8852e-05 |  | 0 | 2.8441e-05 | 2.8441e-05 | 0 | 2.8441e-05 | 2.8441e-05 | 0 | 0 | 0 | 0 | 0 | 0 | [40 empty] | All EPR in 2020WLDFRFinancial | WLDFR | HFTD - Distribution - Tier 2 - 1QU CoRE ¦ 1QU LoRE | Red Flag Warning - Destructive Fires | 2022 | Financial | 8585.7228 | 170.7528 | 2022 | Control | 0.053 | 3 | 0 | esc | 0.055966 | 480.5104 | 0.055966 | 480.5104 | 0.055966 | 480.5104 | 0 | 0
[35 empty] | 7.3.9-2021 All EPR in 2021 | WLDFR | HFTD - Distribution - Tier 2 - 3QU CoRE ¦ 3QU LoRE | 2022 | 0.93458 | 0 | 0 | 22.6574 | 22.6574 | 0 | 0 | 22.6574 | 22.6574 | 0 | 0 | 22.5054 | 22.5054 | 0 | 0 | 0 | 0 | 21.1751 | 21.1751 | 21.0331 | 0 | 0 | 0 | 0 | 0 | 22.5054 | 21.0331 | 22.5054 | 21.0331 | [11 empty] | WLDFR | HFTD - Distribution - Tier 2 - 1QU CoRE ¦ 2QU LoRE | Non-Red Flag Warning - Large Fires | 2022 | 0 | 0 | 0 | 0 | 5.2406 | 0.69642 | 2.942 | 1.6022 | 0.36069 | 0.36069 | 0.36069 | 0 | 7.8852e-05 |  | 0 | 2.8441e-05 | 2.8441e-05 | 0 | 2.8441e-05 | 2.8441e-05 | 0 | 2.8441e-05 | 2.8441e-05 | 0 | 0 | 0 | [40 empty] | All EPR in 2020WLDFRElectric Reliability | WLDFR | HFTD - Distribution - Tier 2 - 1QU CoRE ¦ 1QU LoRE | Red Flag Warning - Destructive Fires | 2023 | Electric Reliability | 233.2301 | 170.7528 | 2023 | Control | 0.1325 | 3 | 0 | esc | 0 | 0 | 0.15274 | 35.623 | 0.15274 | 35.623 | 0.15274 | 35.623
[35 empty] | 7.3.9-2021 All EPR in 2021 | WLDFR | HFTD - Distribution - Tier 2 - 3QU CoRE ¦ 3QU LoRE | 2023 | 0.87344 | 0 | 0 | 0 | 0 | 0 | 0 | 23.4957 | 23.4957 | 0 | 0 | 23.3381 | 23.3381 | 0 | 0 | 23.3381 | 23.3381 | 0 | 20.522 | 20.3844 | 20.3844 | 0 | 0 | 0 | 0 | 23.3381 | 20.3844 | 23.3381 | 20.3844 | [11 empty] | WLDFR | HFTD - Distribution - Tier 2 - 1QU CoRE ¦ 2QU LoRE | Non-Red Flag Warning - Large Fires | 2023 | 0 | 0 | 0 | 0 | 5.475 | 0.71896 | 3.0715 | 1.6846 | 0 | 0.37599 | 0.37599 | 0.37599 | 7.8852e-05 |  | 0 | 0 | 0 | 0 | 2.9648e-05 | 2.9648e-05 | 0 | 2.9648e-05 | 2.9648e-05 | 0 | 2.9648e-05 | 2.9648e-05 | [40 empty] | All EPR in 2020WLDFRFinancial | WLDFR | HFTD - Distribution - Tier 2 - 1QU CoRE ¦ 1QU LoRE | Red Flag Warning - Destructive Fires | 2023 | Financial | 8896.516 | 170.7528 | 2023 | Control | 0.053 | 3 | 0 | esc | 0 | 0 | 0.055966 | 497.9043 | 0.055966 | 497.9043 | 0.055966 | 497.9043
[35 empty] | 7.3.9-2021 All EPR in 2021 | WLDFR | HFTD - Distribution - Tier 2 - 3QU CoRE ¦ 3QU LoRE | 2024 | 0.8163 | 0 | 0 | 0 | 0 | 0 | 0 | 0 | 0 | 0 | 0 | 23.3381 | 23.3381 | 0 | 0 | 23.3381 | 23.3381 | 0 | 0 | 19.0508 | 19.0508 | 0 | 0 | 0 | 0 | 23.3381 | 19.0508 | 23.3381 | 19.0508 | [11 empty] | WLDFR | HFTD - Distribution - Tier 2 - 1QU CoRE ¦ 2QU LoRE | Non-Red Flag Warning - Large Fires | 2024 | 0 | 0 | 0 | 0 | 5.475 | 0.71896 | 3.0715 | 1.6846 | 0 | 0 | 0.37599 | 0.37599 | 7.8852e-05 |  | 0 | 0 | 0 | 0 | 0 | 0 | 0 | 2.9648e-05 | 2.9648e-05 | 0 | 2.9648e-05 | 2.9648e-05 | [40 empty] | All EPR in 2020WLDFRElectric Reliability | WLDFR | HFTD - Distribution - Tier 2 - 1QU CoRE ¦ 1QU LoRE | Red Flag Warning - Destructive Fires | 2024 | Electric Reliability | 233.2301 | 170.7528 | 2024 | Control | 0.1325 | 3 | 0 | esc | 0 | 0 | 0 | 0 | 0.15274 | 35.623 | 0.15274 | 35.623
[35 empty] | 7.3.9-2021 All EPR in 2021 | WLDFR | HFTD - Distribution - Tier 2 - 3QU CoRE ¦ 3QU LoRE | 2025 | 0.7629 | 0 | 0 | 0 | 0 | 0 | 0 | 0 | 0 | 0 | 0 | 0 | 0 | 0 | 0 | 23.3381 | 23.3381 | 0 | 0 | 0 | 17.8045 | 0 | 0 | 0 | 0 | 0 | 0 | 0 | 0 | [11 empty] | WLDFR | HFTD - Distribution - Tier 2 - 1QU CoRE ¦ 2QU LoRE | Non-Red Flag Warning - Large Fires | 2025 | 0 | 0 | 0 | 0 | 5.475 | 0.71896 | 3.0715 | 1.6846 | 0 | 0 | 0 | 0.37599 | 7.8852e-05 |  | 0 | 0 | 0 | 0 | 0 | 0 | 0 | 0 | 0 | 0 | 2.9648e-05 | 2.9648e-05 | [40 empty] | All EPR in 2020WLDFRFinancial | WLDFR | HFTD - Distribution - Tier 2 - 1QU CoRE ¦ 1QU LoRE | Red Flag Warning - Destructive Fires | 2024 | Financial | 8896.516 | 170.7528 | 2024 | Control | 0.053 | 3 | 0 | esc | 0 | 0 | 0 | 0 | 0.055966 | 497.9043 | 0.055966 | 497.9043
[35 empty] | 7.3.9-2021 All EPR in 2021 | WLDFR | HFTD - Distribution - Tier 2 - 3QU CoRE ¦ 4QU LoRE | 2020 | 1 | 0 | 0 | 16.4119 | 16.4119 | 0 | 0 | 0 | 0 | 0 | 0 | 0 | 0 | 0 | 0 | 0 | 0 | 16.4119 | 0 | 0 | 0 | 0 | 0 | 0 | 0 | 0 | 0 | 0 | 0 | [11 empty] | WLDFR | HFTD - Distribution - Tier 2 - 1QU CoRE ¦ 2QU LoRE | Non-Red Flag Warning - Small Fires | 2020 | 0 | 0 | 0 | 0 | 0.077901 | 0.036425 | 0.0015809 | 0.039895 | 0.0078847 | 0 | 0 | 0 | 0.0052408 |  | 0 | 4.1322e-05 | 4.1322e-05 | 0 | 0 | 0 | 0 | 0 | 0 | 0 | 0 | 0 | [40 empty] | All EPR in 2020WLDFRElectric Reliability | WLDFR | HFTD - Distribution - Tier 2 - 1QU CoRE ¦ 1QU LoRE | Red Flag Warning - Destructive Fires | 2025 | Electric Reliability | 233.2301 | 170.7528 | 2025 | Control | 0.1325 | 3 | 0 | esc | 0 | 0 | 0 | 0 | 0 | 0 | 0.15274 | 35.623
[35 empty] | 7.3.9-2021 All EPR in 2021 | WLDFR | HFTD - Distribution - Tier 2 - 3QU CoRE ¦ 4QU LoRE | 2021 | 1 | 0 | 0 | 16.4119 | 16.4119 | 0 | 0 | 16.4119 | 16.4119 | 0 | 0 | 0 | 0 | 0 | 0 | 0 | 0 | 16.4119 | 16.4119 | 0 | 0 | 0 | 0 | 0 | 0 | 0 | 0 | 0 | 0 | [11 empty] | WLDFR | HFTD - Distribution - Tier 2 - 1QU CoRE ¦ 2QU LoRE | Non-Red Flag Warning - Small Fires | 2021 | 0 | 0 | 0 | 0 | 0.077901 | 0.036425 | 0.0015809 | 0.039895 | 0.0078847 | 0.0078847 | 0 | 0 | 0.0052408 |  | 0 | 4.1322e-05 | 4.1322e-05 | 0 | 4.1322e-05 | 4.1322e-05 | 0 | 0 | 0 | 0 | 0 | 0 | [40 empty] | All EPR in 2020WLDFRFinancial | WLDFR | HFTD - Distribution - Tier 2 - 1QU CoRE ¦ 1QU LoRE | Red Flag Warning - Destructive Fires | 2025 | Financial | 8896.516 | 170.7528 | 2025 | Control | 0.053 | 3 | 0 | esc | 0 | 0 | 0 | 0 | 0 | 0 | 0.055966 | 497.9043
[35 empty] | 7.3.9-2021 All EPR in 2021 | WLDFR | HFTD - Distribution - Tier 2 - 3QU CoRE ¦ 4QU LoRE | 2022 | 0.93458 | 0 | 0 | 15.953 | 15.953 | 0 | 0 | 15.953 | 15.953 | 0 | 0 | 15.5944 | 15.5944 | 0 | 0 | 0 | 0 | 14.9094 | 14.9094 | 14.5742 | 0 | 0 | 0 | 0 | 0 | 15.5944 | 14.5742 | 15.5944 | 14.5742 | [11 empty] | WLDFR | HFTD - Distribution - Tier 2 - 1QU CoRE ¦ 2QU LoRE | Non-Red Flag Warning - Small Fires | 2022 | 0 | 0 | 0 | 0 | 0.077901 | 0.036425 | 0.0015809 | 0.039895 | 0.0078847 | 0.0078847 | 0.0078847 | 0 | 0.0052408 |  | 0 | 4.1322e-05 | 4.1322e-05 | 0 | 4.1322e-05 | 4.1322e-05 | 0 | 4.1322e-05 | 4.1322e-05 | 0 | 0 | 0 | [40 empty] | All EPR in 2020WLDFRElectric Reliability | WLDFR | HFTD - Distribution - Tier 2 - 1QU CoRE ¦ 1QU LoRE | Red Flag Warning - Large Fires | 2021 | Electric Reliability | 0.69642 | 170.7528 | 2021 | Control | 0.1325 | 3 | 0 | esc | 0.15274 | 0.10637 | 0.15274 | 0.10637 | 0 | 0 | 0 | 0
[35 empty] | 7.3.9-2021 All EPR in 2021 | WLDFR | HFTD - Distribution - Tier 2 - 3QU CoRE ¦ 4QU LoRE | 2023 | 0.87344 | 0 | 0 | 0 | 0 | 0 | 0 | 16.5433 | 16.5433 | 0 | 0 | 16.1714 | 16.1714 | 0 | 0 | 16.1714 | 16.1714 | 0 | 14.4496 | 14.1248 | 14.1248 | 0 | 0 | 0 | 0 | 16.1714 | 14.1248 | 16.1714 | 14.1248 | [11 empty] | WLDFR | HFTD - Distribution - Tier 2 - 1QU CoRE ¦ 2QU LoRE | Non-Red Flag Warning - Small Fires | 2023 | 0 | 0 | 0 | 0 | 0.080408 | 0.03759 | 0.0016314 | 0.041187 | 0 | 0.0081378 | 0.0081378 | 0.0081378 | 0.0052408 |  | 0 | 0 | 0 | 0 | 4.2648e-05 | 4.2648e-05 | 0 | 4.2648e-05 | 4.2648e-05 | 0 | 4.2648e-05 | 4.2648e-05 | [40 empty] | All EPR in 2020WLDFRFinancial | WLDFR | HFTD - Distribution - Tier 2 - 1QU CoRE ¦ 1QU LoRE | Red Flag Warning - Large Fires | 2021 | Financial | 2.942 | 170.7528 | 2021 | Control | 0.053 | 3 | 0 | esc | 0.055966 | 0.16465 | 0.055966 | 0.16465 | 0 | 0 | 0 | 0
[35 empty] | 7.3.9-2021 All EPR in 2021 | WLDFR | HFTD - Distribution - Tier 2 - 3QU CoRE ¦ 4QU LoRE | 2024 | 0.8163 | 0 | 0 | 0 | 0 | 0 | 0 | 0 | 0 | 0 | 0 | 16.1714 | 16.1714 | 0 | 0 | 16.1714 | 16.1714 | 0 | 0 | 13.2007 | 13.2007 | 0 | 0 | 0 | 0 | 16.1714 | 13.2007 | 16.1714 | 13.2007 | [11 empty] | WLDFR | HFTD - Distribution - Tier 2 - 1QU CoRE ¦ 2QU LoRE | Non-Red Flag Warning - Small Fires | 2024 | 0 | 0 | 0 | 0 | 0.080408 | 0.03759 | 0.0016314 | 0.041187 | 0 | 0 | 0.0081378 | 0.0081378 | 0.0052408 |  | 0 | 0 | 0 | 0 | 0 | 0 | 0 | 4.2648e-05 | 4.2648e-05 | 0 | 4.2648e-05 | 4.2648e-05 | [40 empty] | All EPR in 2020WLDFRSafety | WLDFR | HFTD - Distribution - Tier 2 - 1QU CoRE ¦ 1QU LoRE | Red Flag Warning - Large Fires | 2021 | Safety | 1.6022 | 170.7528 | 2021 | Control | 0.053 | 3 | 0 | esc | 0.055966 | 0.089668 | 0.055966 | 0.089668 | 0 | 0 | 0 | 0
[35 empty] | 7.3.9-2021 All EPR in 2021 | WLDFR | HFTD - Distribution - Tier 2 - 3QU CoRE ¦ 4QU LoRE | 2025 | 0.7629 | 0 | 0 | 0 | 0 | 0 | 0 | 0 | 0 | 0 | 0 | 0 | 0 | 0 | 0 | 16.1714 | 16.1714 | 0 | 0 | 0 | 12.3371 | 0 | 0 | 0 | 0 | 0 | 0 | 0 | 0 | [11 empty] | WLDFR | HFTD - Distribution - Tier 2 - 1QU CoRE ¦ 2QU LoRE | Non-Red Flag Warning - Small Fires | 2025 | 0 | 0 | 0 | 0 | 0.080408 | 0.03759 | 0.0016314 | 0.041187 | 0 | 0 | 0 | 0.0081378 | 0.0052408 |  | 0 | 0 | 0 | 0 | 0 | 0 | 0 | 0 | 0 | 0 | 4.2648e-05 | 4.2648e-05 | [40 empty] | All EPR in 2020WLDFRElectric Reliability | WLDFR | HFTD - Distribution - Tier 2 - 1QU CoRE ¦ 1QU LoRE | Red Flag Warning - Large Fires | 2022 | Electric Reliability | 0.69642 | 170.7528 | 2022 | Control | 0.1325 | 3 | 0 | esc | 0.15274 | 0.10637 | 0.15274 | 0.10637 | 0.15274 | 0.10637 | 0 | 0
[35 empty] | 7.3.9-2021 All EPR in 2021 | WLDFR | HFTD - Distribution - Tier 2 - 3QU CoRE ¦ 5QU LoRE | 2020 | 1 | 0 | 0 | 10.9013 | 10.9013 | 0 | 0 | 0 | 0 | 0 | 0 | 0 | 0 | 0 | 0 | 0 | 0 | 10.9013 | 0 | 0 | 0 | 0 | 0 | 0 | 0 | 0 | 0 | 0 | 0 | [11 empty] | WLDFR | HFTD - Distribution - Tier 2 - 1QU CoRE ¦ 2QU LoRE | Red Flag Warning - Catastrophic Fires | 2020 | 0 | 0 | 0 | 0 | 14146.1306 | 222.2294 | 8585.7228 | 5338.1784 | 813.2108 | 0 | 0 | 0 | 0.00024551 |  | 0 | 0.19965 | 0.19965 | 0 | 0 | 0 | 0 | 0 | 0 | 0 | 0 | 0 | [40 empty] | All EPR in 2020WLDFRFinancial | WLDFR | HFTD - Distribution - Tier 2 - 1QU CoRE ¦ 1QU LoRE | Red Flag Warning - Large Fires | 2022 | Financial | 2.942 | 170.7528 | 2022 | Control | 0.053 | 3 | 0 | esc | 0.055966 | 0.16465 | 0.055966 | 0.16465 | 0.055966 | 0.16465 | 0 | 0
[35 empty] | 7.3.9-2021 All EPR in 2021 | WLDFR | HFTD - Distribution - Tier 2 - 3QU CoRE ¦ 5QU LoRE | 2021 | 1 | 0 | 0 | 10.9013 | 10.9013 | 0 | 0 | 10.9013 | 10.9013 | 0 | 0 | 0 | 0 | 0 | 0 | 0 | 0 | 10.9013 | 10.9013 | 0 | 0 | 0 | 0 | 0 | 0 | 0 | 0 | 0 | 0 | [11 empty] | WLDFR | HFTD - Distribution - Tier 2 - 1QU CoRE ¦ 2QU LoRE | Red Flag Warning - Catastrophic Fires | 2021 | 0 | 0 | 0 | 0 | 14146.1306 | 222.2294 | 8585.7228 | 5338.1784 | 813.2108 | 813.2108 | 0 | 0 | 0.00024551 |  | 0 | 0.19965 | 0.19965 | 0 | 0.19965 | 0.19965 | 0 | 0 | 0 | 0 | 0 | 0 | [40 empty] | All EPR in 2020WLDFRSafety | WLDFR | HFTD - Distribution - Tier 2 - 1QU CoRE ¦ 1QU LoRE | Red Flag Warning - Large Fires | 2022 | Safety | 1.6022 | 170.7528 | 2022 | Control | 0.053 | 3 | 0 | esc | 0.055966 | 0.089668 | 0.055966 | 0.089668 | 0.055966 | 0.089668 | 0 | 0
[35 empty] | 7.3.9-2021 All EPR in 2021 | WLDFR | HFTD - Distribution - Tier 2 - 3QU CoRE ¦ 5QU LoRE | 2022 | 0.93458 | 0 | 0 | 10.7104 | 10.7104 | 0 | 0 | 10.7104 | 10.7104 | 0 | 0 | 10.6209 | 10.6209 | 0 | 0 | 0 | 0 | 10.0097 | 10.0097 | 9.9261 | 0 | 0 | 0 | 0 | 0 | 10.6209 | 9.9261 | 10.6209 | 9.9261 | [11 empty] | WLDFR | HFTD - Distribution - Tier 2 - 1QU CoRE ¦ 2QU LoRE | Red Flag Warning - Catastrophic Fires | 2022 | 0 | 0 | 0 | 0 | 14146.1306 | 222.2294 | 8585.7228 | 5338.1784 | 813.2108 | 813.2108 | 813.2108 | 0 | 0.00024551 |  | 0 | 0.19965 | 0.19965 | 0 | 0.19965 | 0.19965 | 0 | 0.19965 | 0.19965 | 0 | 0 | 0 | [40 empty] | All EPR in 2020WLDFRElectric Reliability | WLDFR | HFTD - Distribution - Tier 2 - 1QU CoRE ¦ 1QU LoRE | Red Flag Warning - Large Fires | 2023 | Electric Reliability | 0.71896 | 170.7528 | 2023 | Control | 0.1325 | 3 | 0 | esc | 0 | 0 | 0.15274 | 0.10981 | 0.15274 | 0.10981 | 0.15274 | 0.10981
[35 empty] | 7.3.9-2021 All EPR in 2021 | WLDFR | HFTD - Distribution - Tier 2 - 3QU CoRE ¦ 5QU LoRE | 2023 | 0.87344 | 0 | 0 | 0 | 0 | 0 | 0 | 11.1067 | 11.1067 | 0 | 0 | 11.0139 | 11.0139 | 0 | 0 | 11.0139 | 11.0139 | 0 | 9.701 | 9.62 | 9.62 | 0 | 0 | 0 | 0 | 11.0139 | 9.62 | 11.0139 | 9.62 | [11 empty] | WLDFR | HFTD - Distribution - Tier 2 - 1QU CoRE ¦ 2QU LoRE | Red Flag Warning - Catastrophic Fires | 2023 | 0 | 0 | 0 | 0 | 14664.6376 | 233.2301 | 8896.516 | 5534.8915 | 0 | 843.2942 | 843.2942 | 843.2942 | 0.00024551 |  | 0 | 0 | 0 | 0 | 0.20704 | 0.20704 | 0 | 0.20704 | 0.20704 | 0 | 0.20704 | 0.20704 | [40 empty] | All EPR in 2020WLDFRFinancial | WLDFR | HFTD - Distribution - Tier 2 - 1QU CoRE ¦ 1QU LoRE | Red Flag Warning - Large Fires | 2023 | Financial | 3.0715 | 170.7528 | 2023 | Control | 0.053 | 3 | 0 | esc | 0 | 0 | 0.055966 | 0.1719 | 0.055966 | 0.1719 | 0.055966 | 0.1719
[35 empty] | 7.3.9-2021 All EPR in 2021 | WLDFR | HFTD - Distribution - Tier 2 - 3QU CoRE ¦ 5QU LoRE | 2024 | 0.8163 | 0 | 0 | 0 | 0 | 0 | 0 | 0 | 0 | 0 | 0 | 11.0139 | 11.0139 | 0 | 0 | 11.0139 | 11.0139 | 0 | 0 | 8.9906 | 8.9906 | 0 | 0 | 0 | 0 | 11.0139 | 8.9906 | 11.0139 | 8.9906 | [11 empty] | WLDFR | HFTD - Distribution - Tier 2 - 1QU CoRE ¦ 2QU LoRE | Red Flag Warning - Catastrophic Fires | 2024 | 0 | 0 | 0 | 0 | 14664.6376 | 233.2301 | 8896.516 | 5534.8915 | 0 | 0 | 843.2942 | 843.2942 | 0.00024551 |  | 0 | 0 | 0 | 0 | 0 | 0 | 0 | 0.20704 | 0.20704 | 0 | 0.20704 | 0.20704 | [40 empty] | All EPR in 2020WLDFRSafety | WLDFR | HFTD - Distribution - Tier 2 - 1QU CoRE ¦ 1QU LoRE | Red Flag Warning - Large Fires | 2023 | Safety | 1.6846 | 170.7528 | 2023 | Control | 0.053 | 3 | 0 | esc | 0 | 0 | 0.055966 | 0.094279 | 0.055966 | 0.094279 | 0.055966 | 0.094279
[35 empty] | 7.3.9-2021 All EPR in 2021 | WLDFR | HFTD - Distribution - Tier 2 - 3QU CoRE ¦ 5QU LoRE | 2025 | 0.7629 | 0 | 0 | 0 | 0 | 0 | 0 | 0 | 0 | 0 | 0 | 0 | 0 | 0 | 0 | 11.0139 | 11.0139 | 0 | 0 | 0 | 8.4025 | 0 | 0 | 0 | 0 | 0 | 0 | 0 | 0 | [11 empty] | WLDFR | HFTD - Distribution - Tier 2 - 1QU CoRE ¦ 2QU LoRE | Red Flag Warning - Catastrophic Fires | 2025 | 0 | 0 | 0 | 0 | 14664.6376 | 233.2301 | 8896.516 | 5534.8915 | 0 | 0 | 0 | 843.2942 | 0.00024551 |  | 0 | 0 | 0 | 0 | 0 | 0 | 0 | 0 | 0 | 0 | 0.20704 | 0.20704 | [40 empty] | All EPR in 2020WLDFRElectric Reliability | WLDFR | HFTD - Distribution - Tier 2 - 1QU CoRE ¦ 1QU LoRE | Red Flag Warning - Large Fires | 2024 | Electric Reliability | 0.71896 | 170.7528 | 2024 | Control | 0.1325 | 3 | 0 | esc | 0 | 0 | 0 | 0 | 0.15274 | 0.10981 | 0.15274 | 0.10981
[35 empty] | 7.3.9-2021 All EPR in 2021 | WLDFR | HFTD - Distribution - Tier 2 - 4QU CoRE ¦ 1QU LoRE | 2020 | 1 | 0 | 0 | 16.5695 | 16.5695 | 0 | 0 | 0 | 0 | 0 | 0 | 0 | 0 | 0 | 0 | 0 | 0 | 16.5695 | 0 | 0 | 0 | 0 | 0 | 0 | 0 | 0 | 0 | 0 | 0 | [11 empty] | WLDFR | HFTD - Distribution - Tier 2 - 1QU CoRE ¦ 2QU LoRE | Red Flag Warning - Destructive Fires | 2020 | 0 | 0 | 0 | 0 | 8807.9522 | 222.2294 | 8585.7228 | 0 | 514.4532 | 0 | 0 | 0 | 3.7888e-05 |  | 0 | 0.019491 | 0.019491 | 0 | 0 | 0 | 0 | 0 | 0 | 0 | 0 | 0 | [40 empty] | All EPR in 2020WLDFRFinancial | WLDFR | HFTD - Distribution - Tier 2 - 1QU CoRE ¦ 1QU LoRE | Red Flag Warning - Large Fires | 2024 | Financial | 3.0715 | 170.7528 | 2024 | Control | 0.053 | 3 | 0 | esc | 0 | 0 | 0 | 0 | 0.055966 | 0.1719 | 0.055966 | 0.1719
[35 empty] | 7.3.9-2021 All EPR in 2021 | WLDFR | HFTD - Distribution - Tier 2 - 4QU CoRE ¦ 1QU LoRE | 2021 | 1 | 0 | 0 | 16.5695 | 16.5695 | 0 | 0 | 16.5695 | 16.5695 | 0 | 0 | 0 | 0 | 0 | 0 | 0 | 0 | 16.5695 | 16.5695 | 0 | 0 | 0 | 0 | 0 | 0 | 0 | 0 | 0 | 0 | [11 empty] | WLDFR | HFTD - Distribution - Tier 2 - 1QU CoRE ¦ 2QU LoRE | Red Flag Warning - Destructive Fires | 2021 | 0 | 0 | 0 | 0 | 8807.9522 | 222.2294 | 8585.7228 | 0 | 514.4532 | 514.4532 | 0 | 0 | 3.7888e-05 |  | 0 | 0.019491 | 0.019491 | 0 | 0.019491 | 0.019491 | 0 | 0 | 0 | 0 | 0 | 0 | [40 empty] | All EPR in 2020WLDFRSafety | WLDFR | HFTD - Distribution - Tier 2 - 1QU CoRE ¦ 1QU LoRE | Red Flag Warning - Large Fires | 2024 | Safety | 1.6846 | 170.7528 | 2024 | Control | 0.053 | 3 | 0 | esc | 0 | 0 | 0 | 0 | 0.055966 | 0.094279 | 0.055966 | 0.094279
[35 empty] | 7.3.9-2021 All EPR in 2021 | WLDFR | HFTD - Distribution - Tier 2 - 4QU CoRE ¦ 1QU LoRE | 2022 | 0.93458 | 0 | 0 | 15.8733 | 15.8733 | 0 | 0 | 15.8733 | 15.8733 | 0 | 0 | 16.7461 | 16.7461 | 0 | 0 | 0 | 0 | 14.8349 | 14.8349 | 15.6505 | 0 | 0 | 0 | 0 | 0 | 16.7461 | 15.6505 | 16.7461 | 15.6505 | [11 empty] | WLDFR | HFTD - Distribution - Tier 2 - 1QU CoRE ¦ 2QU LoRE | Red Flag Warning - Destructive Fires | 2022 | 0 | 0 | 0 | 0 | 8807.9522 | 222.2294 | 8585.7228 | 0 | 514.4532 | 514.4532 | 514.4532 | 0 | 3.7888e-05 |  | 0 | 0.019491 | 0.019491 | 0 | 0.019491 | 0.019491 | 0 | 0.019491 | 0.019491 | 0 | 0 | 0 | [40 empty] | All EPR in 2020WLDFRElectric Reliability | WLDFR | HFTD - Distribution - Tier 2 - 1QU CoRE ¦ 1QU LoRE | Red Flag Warning - Large Fires | 2025 | Electric Reliability | 0.71896 | 170.7528 | 2025 | Control | 0.1325 | 3 | 0 | esc | 0 | 0 | 0 | 0 | 0 | 0 | 0.15274 | 0.10981
[35 empty] | 7.3.9-2021 All EPR in 2021 | WLDFR | HFTD - Distribution - Tier 2 - 4QU CoRE ¦ 1QU LoRE | 2023 | 0.87344 | 0 | 0 | 0 | 0 | 0 | 0 | 16.4604 | 16.4604 | 0 | 0 | 17.3655 | 17.3655 | 0 | 0 | 17.3655 | 17.3655 | 0 | 14.3771 | 15.1677 | 15.1677 | 0 | 0 | 0 | 0 | 17.3655 | 15.1677 | 17.3655 | 15.1677 | [11 empty] | WLDFR | HFTD - Distribution - Tier 2 - 1QU CoRE ¦ 2QU LoRE | Red Flag Warning - Destructive Fires | 2023 | 0 | 0 | 0 | 0 | 9129.7461 | 233.2301 | 8896.516 | 0 | 0 | 533.5273 | 533.5273 | 533.5273 | 3.7888e-05 |  | 0 | 0 | 0 | 0 | 0.020214 | 0.020214 | 0 | 0.020214 | 0.020214 | 0 | 0.020214 | 0.020214 | [40 empty] | All EPR in 2020WLDFRFinancial | WLDFR | HFTD - Distribution - Tier 2 - 1QU CoRE ¦ 1QU LoRE | Red Flag Warning - Large Fires | 2025 | Financial | 3.0715 | 170.7528 | 2025 | Control | 0.053 | 3 | 0 | esc | 0 | 0 | 0 | 0 | 0 | 0 | 0.055966 | 0.1719
[35 empty] | 7.3.9-2021 All EPR in 2021 | WLDFR | HFTD - Distribution - Tier 2 - 4QU CoRE ¦ 1QU LoRE | 2024 | 0.8163 | 0 | 0 | 0 | 0 | 0 | 0 | 0 | 0 | 0 | 0 | 17.3655 | 17.3655 | 0 | 0 | 17.3655 | 17.3655 | 0 | 0 | 14.1754 | 14.1754 | 0 | 0 | 0 | 0 | 17.3655 | 14.1754 | 17.3655 | 14.1754 | [11 empty] | WLDFR | HFTD - Distribution - Tier 2 - 1QU CoRE ¦ 2QU LoRE | Red Flag Warning - Destructive Fires | 2024 | 0 | 0 | 0 | 0 | 9129.7461 | 233.2301 | 8896.516 | 0 | 0 | 0 | 533.5273 | 533.5273 | 3.7888e-05 |  | 0 | 0 | 0 | 0 | 0 | 0 | 0 | 0.020214 | 0.020214 | 0 | 0.020214 | 0.020214 | [40 empty] | All EPR in 2020WLDFRSafety | WLDFR | HFTD - Distribution - Tier 2 - 1QU CoRE ¦ 1QU LoRE | Red Flag Warning - Large Fires | 2025 | Safety | 1.6846 | 170.7528 | 2025 | Control | 0.053 | 3 | 0 | esc | 0 | 0 | 0 | 0 | 0 | 0 | 0.055966 | 0.094279
[35 empty] | 7.3.9-2021 All EPR in 2021 | WLDFR | HFTD - Distribution - Tier 2 - 4QU CoRE ¦ 1QU LoRE | 2025 | 0.7629 | 0 | 0 | 0 | 0 | 0 | 0 | 0 | 0 | 0 | 0 | 0 | 0 | 0 | 0 | 17.3655 | 17.3655 | 0 | 0 | 0 | 13.248 | 0 | 0 | 0 | 0 | 0 | 0 | 0 | 0 | [11 empty] | WLDFR | HFTD - Distribution - Tier 2 - 1QU CoRE ¦ 2QU LoRE | Red Flag Warning - Destructive Fires | 2025 | 0 | 0 | 0 | 0 | 9129.7461 | 233.2301 | 8896.516 | 0 | 0 | 0 | 0 | 533.5273 | 3.7888e-05 |  | 0 | 0 | 0 | 0 | 0 | 0 | 0 | 0 | 0 | 0 | 0.020214 | 0.020214 | [40 empty] | All EPR in 2020WLDFRElectric Reliability | WLDFR | HFTD - Distribution - Tier 2 - 1QU CoRE ¦ 1QU LoRE | Red Flag Warning - Small Fires | 2021 | Electric Reliability | 0.036425 | 170.7528 | 2021 | Control | 0.1325 | 3 | 0 | esc | 0.15274 | 0.0055635 | 0.15274 | 0.0055635 | 0 | 0 | 0 | 0
[35 empty] | 7.3.9-2021 All EPR in 2021 | WLDFR | HFTD - Distribution - Tier 2 - 4QU CoRE ¦ 2QU LoRE | 2020 | 1 | 0 | 0 | 7.1426 | 7.1426 | 0 | 0 | 0 | 0 | 0 | 0 | 0 | 0 | 0 | 0 | 0 | 0 | 7.1426 | 0 | 0 | 0 | 0 | 0 | 0 | 0 | 0 | 0 | 0 | 0 | [11 empty] | WLDFR | HFTD - Distribution - Tier 2 - 1QU CoRE ¦ 2QU LoRE | Red Flag Warning - Large Fires | 2020 | 0 | 0 | 0 | 0 | 5.2406 | 0.69642 | 2.942 | 1.6022 | 0.36069 | 0 | 0 | 0 | 0.00013372 |  | 0 | 4.823e-05 | 4.823e-05 | 0 | 0 | 0 | 0 | 0 | 0 | 0 | 0 | 0 | [40 empty] | All EPR in 2020WLDFRFinancial | WLDFR | HFTD - Distribution - Tier 2 - 1QU CoRE ¦ 1QU LoRE | Red Flag Warning - Small Fires | 2021 | Financial | 0.0015809 | 170.7528 | 2021 | Control | 0.053 | 3 | 0 | esc | 0.055966 | 8.8475e-05 | 0.055966 | 8.8475e-05 | 0 | 0 | 0 | 0
[35 empty] | 7.3.9-2021 All EPR in 2021 | WLDFR | HFTD - Distribution - Tier 2 - 4QU CoRE ¦ 2QU LoRE | 2021 | 1 | 0 | 0 | 7.1426 | 7.1426 | 0 | 0 | 7.1426 | 7.1426 | 0 | 0 | 0 | 0 | 0 | 0 | 0 | 0 | 7.1426 | 7.1426 | 0 | 0 | 0 | 0 | 0 | 0 | 0 | 0 | 0 | 0 | [11 empty] | WLDFR | HFTD - Distribution - Tier 2 - 1QU CoRE ¦ 2QU LoRE | Red Flag Warning - Large Fires | 2021 | 0 | 0 | 0 | 0 | 5.2406 | 0.69642 | 2.942 | 1.6022 | 0.36069 | 0.36069 | 0 | 0 | 0.00013372 |  | 0 | 4.823e-05 | 4.823e-05 | 0 | 4.823e-05 | 4.823e-05 | 0 | 0 | 0 | 0 | 0 | 0 | [40 empty] | All EPR in 2020WLDFRSafety | WLDFR | HFTD - Distribution - Tier 2 - 1QU CoRE ¦ 1QU LoRE | Red Flag Warning - Small Fires | 2021 | Safety | 0.039895 | 170.7528 | 2021 | Control | 0.053 | 3 | 0 | esc | 0.055966 | 0.0022328 | 0.055966 | 0.0022328 | 0 | 0 | 0 | 0
[35 empty] | 7.3.9-2021 All EPR in 2021 | WLDFR | HFTD - Distribution - Tier 2 - 4QU CoRE ¦ 2QU LoRE | 2022 | 0.93458 | 0 | 0 | 6.9671 | 6.9671 | 0 | 0 | 6.9671 | 6.9671 | 0 | 0 | 6.6058 | 6.6058 | 0 | 0 | 0 | 0 | 6.5113 | 6.5113 | 6.1736 | 0 | 0 | 0 | 0 | 0 | 6.6058 | 6.1736 | 6.6058 | 6.1736 | [11 empty] | WLDFR | HFTD - Distribution - Tier 2 - 1QU CoRE ¦ 2QU LoRE | Red Flag Warning - Large Fires | 2022 | 0 | 0 | 0 | 0 | 5.2406 | 0.69642 | 2.942 | 1.6022 | 0.36069 | 0.36069 | 0.36069 | 0 | 0.00013372 |  | 0 | 4.823e-05 | 4.823e-05 | 0 | 4.823e-05 | 4.823e-05 | 0 | 4.823e-05 | 4.823e-05 | 0 | 0 | 0 | [40 empty] | All EPR in 2020WLDFRElectric Reliability | WLDFR | HFTD - Distribution - Tier 2 - 1QU CoRE ¦ 1QU LoRE | Red Flag Warning - Small Fires | 2022 | Electric Reliability | 0.036425 | 170.7528 | 2022 | Control | 0.1325 | 3 | 0 | esc | 0.15274 | 0.0055635 | 0.15274 | 0.0055635 | 0.15274 | 0.0055635 | 0 | 0
[35 empty] | 7.3.9-2021 All EPR in 2021 | WLDFR | HFTD - Distribution - Tier 2 - 4QU CoRE ¦ 2QU LoRE | 2023 | 0.87344 | 0 | 0 | 0 | 0 | 0 | 0 | 7.2248 | 7.2248 | 0 | 0 | 6.8501 | 6.8501 | 0 | 0 | 6.8501 | 6.8501 | 0 | 6.3105 | 5.9832 | 5.9832 | 0 | 0 | 0 | 0 | 6.8501 | 5.9832 | 6.8501 | 5.9832 | [11 empty] | WLDFR | HFTD - Distribution - Tier 2 - 1QU CoRE ¦ 2QU LoRE | Red Flag Warning - Large Fires | 2023 | 0 | 0 | 0 | 0 | 5.475 | 0.71896 | 3.0715 | 1.6846 | 0 | 0.37599 | 0.37599 | 0.37599 | 0.00013372 |  | 0 | 0 | 0 | 0 | 5.0277e-05 | 5.0277e-05 | 0 | 5.0277e-05 | 5.0277e-05 | 0 | 5.0277e-05 | 5.0277e-05 | [40 empty] | All EPR in 2020WLDFRFinancial | WLDFR | HFTD - Distribution - Tier 2 - 1QU CoRE ¦ 1QU LoRE | Red Flag Warning - Small Fires | 2022 | Financial | 0.0015809 | 170.7528 | 2022 | Control | 0.053 | 3 | 0 | esc | 0.055966 | 8.8475e-05 | 0.055966 | 8.8475e-05 | 0.055966 | 8.8475e-05 | 0 | 0
[35 empty] | 7.3.9-2021 All EPR in 2021 | WLDFR | HFTD - Distribution - Tier 2 - 4QU CoRE ¦ 2QU LoRE | 2024 | 0.8163 | 0 | 0 | 0 | 0 | 0 | 0 | 0 | 0 | 0 | 0 | 6.8501 | 6.8501 | 0 | 0 | 6.8501 | 6.8501 | 0 | 0 | 5.5917 | 5.5917 | 0 | 0 | 0 | 0 | 6.8501 | 5.5917 | 6.8501 | 5.5917 | [11 empty] | WLDFR | HFTD - Distribution - Tier 2 - 1QU CoRE ¦ 2QU LoRE | Red Flag Warning - Large Fires | 2024 | 0 | 0 | 0 | 0 | 5.475 | 0.71896 | 3.0715 | 1.6846 | 0 | 0 | 0.37599 | 0.37599 | 0.00013372 |  | 0 | 0 | 0 | 0 | 0 | 0 | 0 | 5.0277e-05 | 5.0277e-05 | 0 | 5.0277e-05 | 5.0277e-05 | [40 empty] | All EPR in 2020WLDFRSafety | WLDFR | HFTD - Distribution - Tier 2 - 1QU CoRE ¦ 1QU LoRE | Red Flag Warning - Small Fires | 2022 | Safety | 0.039895 | 170.7528 | 2022 | Control | 0.053 | 3 | 0 | esc | 0.055966 | 0.0022328 | 0.055966 | 0.0022328 | 0.055966 | 0.0022328 | 0 | 0
[35 empty] | 7.3.9-2021 All EPR in 2021 | WLDFR | HFTD - Distribution - Tier 2 - 4QU CoRE ¦ 2QU LoRE | 2025 | 0.7629 | 0 | 0 | 0 | 0 | 0 | 0 | 0 | 0 | 0 | 0 | 0 | 0 | 0 | 0 | 6.8501 | 6.8501 | 0 | 0 | 0 | 5.2259 | 0 | 0 | 0 | 0 | 0 | 0 | 0 | 0 | [11 empty] | WLDFR | HFTD - Distribution - Tier 2 - 1QU CoRE ¦ 2QU LoRE | Red Flag Warning - Large Fires | 2025 | 0 | 0 | 0 | 0 | 5.475 | 0.71896 | 3.0715 | 1.6846 | 0 | 0 | 0 | 0.37599 | 0.00013372 |  | 0 | 0 | 0 | 0 | 0 | 0 | 0 | 0 | 0 | 0 | 5.0277e-05 | 5.0277e-05 | [40 empty] | All EPR in 2020WLDFRElectric Reliability | WLDFR | HFTD - Distribution - Tier 2 - 1QU CoRE ¦ 1QU LoRE | Red Flag Warning - Small Fires | 2023 | Electric Reliability | 0.03759 | 170.7528 | 2023 | Control | 0.1325 | 3 | 0 | esc | 0 | 0 | 0.15274 | 0.0057414 | 0.15274 | 0.0057414 | 0.15274 | 0.0057414
[35 empty] | 7.3.9-2021 All EPR in 2021 | WLDFR | HFTD - Distribution - Tier 2 - 4QU CoRE ¦ 3QU LoRE | 2020 | 1 | 0 | 0 | 7.592 | 7.592 | 0 | 0 | 0 | 0 | 0 | 0 | 0 | 0 | 0 | 0 | 0 | 0 | 7.592 | 0 | 0 | 0 | 0 | 0 | 0 | 0 | 0 | 0 | 0 | 0 | [11 empty] | WLDFR | HFTD - Distribution - Tier 2 - 1QU CoRE ¦ 2QU LoRE | Red Flag Warning - Small Fires | 2020 | 0 | 0 | 0 | 0 | 0.077901 | 0.036425 | 0.0015809 | 0.039895 | 0.0078847 | 0 | 0 | 0 | 0.00060092 |  | 0 | 4.7381e-06 | 4.7381e-06 | 0 | 0 | 0 | 0 | 0 | 0 | 0 | 0 | 0 | [40 empty] | All EPR in 2020WLDFRFinancial | WLDFR | HFTD - Distribution - Tier 2 - 1QU CoRE ¦ 1QU LoRE | Red Flag Warning - Small Fires | 2023 | Financial | 0.0016314 | 170.7528 | 2023 | Control | 0.053 | 3 | 0 | esc | 0 | 0 | 0.055966 | 9.1305e-05 | 0.055966 | 9.1305e-05 | 0.055966 | 9.1305e-05
[35 empty] | 7.3.9-2021 All EPR in 2021 | WLDFR | HFTD - Distribution - Tier 2 - 4QU CoRE ¦ 3QU LoRE | 2021 | 1 | 0 | 0 | 7.592 | 7.592 | 0 | 0 | 7.592 | 7.592 | 0 | 0 | 0 | 0 | 0 | 0 | 0 | 0 | 7.592 | 7.592 | 0 | 0 | 0 | 0 | 0 | 0 | 0 | 0 | 0 | 0 | [11 empty] | WLDFR | HFTD - Distribution - Tier 2 - 1QU CoRE ¦ 2QU LoRE | Red Flag Warning - Small Fires | 2021 | 0 | 0 | 0 | 0 | 0.077901 | 0.036425 | 0.0015809 | 0.039895 | 0.0078847 | 0.0078847 | 0 | 0 | 0.00060092 |  | 0 | 4.7381e-06 | 4.7381e-06 | 0 | 4.7381e-06 | 4.7381e-06 | 0 | 0 | 0 | 0 | 0 | 0 | [40 empty] | All EPR in 2020WLDFRSafety | WLDFR | HFTD - Distribution - Tier 2 - 1QU CoRE ¦ 1QU LoRE | Red Flag Warning - Small Fires | 2023 | Safety | 0.041187 | 170.7528 | 2023 | Control | 0.053 | 3 | 0 | esc | 0 | 0 | 0.055966 | 0.0023051 | 0.055966 | 0.0023051 | 0.055966 | 0.0023051
[35 empty] | 7.3.9-2021 All EPR in 2021 | WLDFR | HFTD - Distribution - Tier 2 - 4QU CoRE ¦ 3QU LoRE | 2022 | 0.93458 | 0 | 0 | 7.4631 | 7.4631 | 0 | 0 | 7.4631 | 7.4631 | 0 | 0 | 7.3818 | 7.3818 | 0 | 0 | 0 | 0 | 6.9749 | 6.9749 | 6.8989 | 0 | 0 | 0 | 0 | 0 | 7.3818 | 6.8989 | 7.3818 | 6.8989 | [11 empty] | WLDFR | HFTD - Distribution - Tier 2 - 1QU CoRE ¦ 2QU LoRE | Red Flag Warning - Small Fires | 2022 | 0 | 0 | 0 | 0 | 0.077901 | 0.036425 | 0.0015809 | 0.039895 | 0.0078847 | 0.0078847 | 0.0078847 | 0 | 0.00060092 |  | 0 | 4.7381e-06 | 4.7381e-06 | 0 | 4.7381e-06 | 4.7381e-06 | 0 | 4.7381e-06 | 4.7381e-06 | 0 | 0 | 0 | [40 empty] | All EPR in 2020WLDFRElectric Reliability | WLDFR | HFTD - Distribution - Tier 2 - 1QU CoRE ¦ 1QU LoRE | Red Flag Warning - Small Fires | 2024 | Electric Reliability | 0.03759 | 170.7528 | 2024 | Control | 0.1325 | 3 | 0 | esc | 0 | 0 | 0 | 0 | 0.15274 | 0.0057414 | 0.15274 | 0.0057414
[35 empty] | 7.3.9-2021 All EPR in 2021 | WLDFR | HFTD - Distribution - Tier 2 - 4QU CoRE ¦ 3QU LoRE | 2023 | 0.87344 | 0 | 0 | 0 | 0 | 0 | 0 | 7.7392 | 7.7392 | 0 | 0 | 7.6549 | 7.6549 | 0 | 0 | 7.6549 | 7.6549 | 0 | 6.7597 | 6.6861 | 6.6861 | 0 | 0 | 0 | 0 | 7.6549 | 6.6861 | 7.6549 | 6.6861 | [11 empty] | WLDFR | HFTD - Distribution - Tier 2 - 1QU CoRE ¦ 2QU LoRE | Red Flag Warning - Small Fires | 2023 | 0 | 0 | 0 | 0 | 0.080408 | 0.03759 | 0.0016314 | 0.041187 | 0 | 0.0081378 | 0.0081378 | 0.0081378 | 0.00060092 |  | 0 | 0 | 0 | 0 | 4.8902e-06 | 4.8902e-06 | 0 | 4.8902e-06 | 4.8902e-06 | 0 | 4.8902e-06 | 4.8902e-06 | [40 empty] | All EPR in 2020WLDFRFinancial | WLDFR | HFTD - Distribution - Tier 2 - 1QU CoRE ¦ 1QU LoRE | Red Flag Warning - Small Fires | 2024 | Financial | 0.0016314 | 170.7528 | 2024 | Control | 0.053 | 3 | 0 | esc | 0 | 0 | 0 | 0 | 0.055966 | 9.1305e-05 | 0.055966 | 9.1305e-05
[35 empty] | 7.3.9-2021 All EPR in 2021 | WLDFR | HFTD - Distribution - Tier 2 - 4QU CoRE ¦ 3QU LoRE | 2024 | 0.8163 | 0 | 0 | 0 | 0 | 0 | 0 | 0 | 0 | 0 | 0 | 7.6549 | 7.6549 | 0 | 0 | 7.6549 | 7.6549 | 0 | 0 | 6.2487 | 6.2487 | 0 | 0 | 0 | 0 | 7.6549 | 6.2487 | 7.6549 | 6.2487 | [11 empty] | WLDFR | HFTD - Distribution - Tier 2 - 1QU CoRE ¦ 2QU LoRE | Red Flag Warning - Small Fires | 2024 | 0 | 0 | 0 | 0 | 0.080408 | 0.03759 | 0.0016314 | 0.041187 | 0 | 0 | 0.0081378 | 0.0081378 | 0.00060092 |  | 0 | 0 | 0 | 0 | 0 | 0 | 0 | 4.8902e-06 | 4.8902e-06 | 0 | 4.8902e-06 | 4.8902e-06 | [40 empty] | All EPR in 2020WLDFRSafety | WLDFR | HFTD - Distribution - Tier 2 - 1QU CoRE ¦ 1QU LoRE | Red Flag Warning - Small Fires | 2024 | Safety | 0.041187 | 170.7528 | 2024 | Control | 0.053 | 3 | 0 | esc | 0 | 0 | 0 | 0 | 0.055966 | 0.0023051 | 0.055966 | 0.0023051
[35 empty] | 7.3.9-2021 All EPR in 2021 | WLDFR | HFTD - Distribution - Tier 2 - 4QU CoRE ¦ 3QU LoRE | 2025 | 0.7629 | 0 | 0 | 0 | 0 | 0 | 0 | 0 | 0 | 0 | 0 | 0 | 0 | 0 | 0 | 7.6549 | 7.6549 | 0 | 0 | 0 | 5.8399 | 0 | 0 | 0 | 0 | 0 | 0 | 0 | 0 | [11 empty] | WLDFR | HFTD - Distribution - Tier 2 - 1QU CoRE ¦ 2QU LoRE | Red Flag Warning - Small Fires | 2025 | 0 | 0 | 0 | 0 | 0.080408 | 0.03759 | 0.0016314 | 0.041187 | 0 | 0 | 0 | 0.0081378 | 0.00060092 |  | 0 | 0 | 0 | 0 | 0 | 0 | 0 | 0 | 0 | 0 | 4.8902e-06 | 4.8902e-06 | [40 empty] | All EPR in 2020WLDFRElectric Reliability | WLDFR | HFTD - Distribution - Tier 2 - 1QU CoRE ¦ 1QU LoRE | Red Flag Warning - Small Fires | 2025 | Electric Reliability | 0.03759 | 170.7528 | 2025 | Control | 0.1325 | 3 | 0 | esc | 0 | 0 | 0 | 0 | 0 | 0 | 0.15274 | 0.0057414
[35 empty] | 7.3.9-2021 All EPR in 2021 | WLDFR | HFTD - Distribution - Tier 2 - 4QU CoRE ¦ 4QU LoRE | 2020 | 1 | 0 | 0 | 5.0094 | 5.0094 | 0 | 0 | 0 | 0 | 0 | 0 | 0 | 0 | 0 | 0 | 0 | 0 | 5.0094 | 0 | 0 | 0 | 0 | 0 | 0 | 0 | 0 | 0 | 0 | 0 | [11 empty] | WLDFR | HFTD - Distribution - Tier 2 - 1QU CoRE ¦ 2QU LoRE | Seismic - Non-Red Flag Warning - Catastrophic Fires | 2020 | 0 | 0 | 0 | 0 | 21083.8428 | 409.2237 | 13469.0878 | 7205.5313 | 1219.584 | 0 | 0 | 0 | 5.4822e-10 |  | 0 | 6.686e-07 | 6.686e-07 | 0 | 0 | 0 | 0 | 0 | 0 | 0 | 0 | 0 | [40 empty] | All EPR in 2020WLDFRFinancial | WLDFR | HFTD - Distribution - Tier 2 - 1QU CoRE ¦ 1QU LoRE | Red Flag Warning - Small Fires | 2025 | Financial | 0.0016314 | 170.7528 | 2025 | Control | 0.053 | 3 | 0 | esc | 0 | 0 | 0 | 0 | 0 | 0 | 0.055966 | 9.1305e-05
[35 empty] | 7.3.9-2021 All EPR in 2021 | WLDFR | HFTD - Distribution - Tier 2 - 4QU CoRE ¦ 4QU LoRE | 2021 | 1 | 0 | 0 | 5.0094 | 5.0094 | 0 | 0 | 5.0094 | 5.0094 | 0 | 0 | 0 | 0 | 0 | 0 | 0 | 0 | 5.0094 | 5.0094 | 0 | 0 | 0 | 0 | 0 | 0 | 0 | 0 | 0 | 0 | [11 empty] | WLDFR | HFTD - Distribution - Tier 2 - 1QU CoRE ¦ 2QU LoRE | Seismic - Non-Red Flag Warning - Catastrophic Fires | 2021 | 0 | 0 | 0 | 0 | 21083.8428 | 409.2237 | 13469.0878 | 7205.5313 | 1219.584 | 1219.584 | 0 | 0 | 5.4822e-10 |  | 0 | 6.686e-07 | 6.686e-07 | 0 | 6.686e-07 | 6.686e-07 | 0 | 0 | 0 | 0 | 0 | 0 | [40 empty] | All EPR in 2020WLDFRSafety | WLDFR | HFTD - Distribution - Tier 2 - 1QU CoRE ¦ 1QU LoRE | Red Flag Warning - Small Fires | 2025 | Safety | 0.041187 | 170.7528 | 2025 | Control | 0.053 | 3 | 0 | esc | 0 | 0 | 0 | 0 | 0 | 0 | 0.055966 | 0.0023051
[35 empty] | 7.3.9-2021 All EPR in 2021 | WLDFR | HFTD - Distribution - Tier 2 - 4QU CoRE ¦ 4QU LoRE | 2022 | 0.93458 | 0 | 0 | 4.9377 | 4.9377 | 0 | 0 | 4.9377 | 4.9377 | 0 | 0 | 5.045 | 5.045 | 0 | 0 | 0 | 0 | 4.6146 | 4.6146 | 4.715 | 0 | 0 | 0 | 0 | 0 | 5.045 | 4.715 | 5.045 | 4.715 | [11 empty] | WLDFR | HFTD - Distribution - Tier 2 - 1QU CoRE ¦ 2QU LoRE | Seismic - Non-Red Flag Warning - Catastrophic Fires | 2022 | 0 | 0 | 0 | 0 | 21083.8428 | 409.2237 | 13469.0878 | 7205.5313 | 1219.584 | 1219.584 | 1219.584 | 0 | 5.4822e-10 |  | 0 | 6.686e-07 | 6.686e-07 | 0 | 6.686e-07 | 6.686e-07 | 0 | 6.686e-07 | 6.686e-07 | 0 | 0 | 0 | [40 empty] | All EPR in 2020WLDFRElectric Reliability | WLDFR | HFTD - Distribution - Tier 2 - 1QU CoRE ¦ 1QU LoRE | Seismic - Non-Red Flag Warning - Catastrophic Fires | 2021 | Electric Reliability | 409.2237 | 170.7528 | 2021 | Control | 0.1325 | 3 | 0 | esc | 0.15274 | 62.5039 | 0.15274 | 62.5039 | 0 | 0 | 0 | 0
[35 empty] | 7.3.9-2021 All EPR in 2021 | WLDFR | HFTD - Distribution - Tier 2 - 4QU CoRE ¦ 4QU LoRE | 2023 | 0.87344 | 0 | 0 | 0 | 0 | 0 | 0 | 5.1203 | 5.1203 | 0 | 0 | 5.2317 | 5.2317 | 0 | 0 | 5.2317 | 5.2317 | 0 | 4.4723 | 4.5695 | 4.5695 | 0 | 0 | 0 | 0 | 5.2317 | 4.5695 | 5.2317 | 4.5695 | [11 empty] | WLDFR | HFTD - Distribution - Tier 2 - 1QU CoRE ¦ 2QU LoRE | Seismic - Non-Red Flag Warning - Catastrophic Fires | 2023 | 0 | 0 | 0 | 0 | 21835.9781 | 428.6023 | 13939.561 | 7467.8148 | 0 | 1263.5534 | 1263.5534 | 1263.5534 | 5.4822e-10 |  | 0 | 0 | 0 | 0 | 6.927e-07 | 6.927e-07 | 0 | 6.927e-07 | 6.927e-07 | 0 | 6.927e-07 | 6.927e-07 | [40 empty] | All EPR in 2020WLDFRFinancial | WLDFR | HFTD - Distribution - Tier 2 - 1QU CoRE ¦ 1QU LoRE | Seismic - Non-Red Flag Warning - Catastrophic Fires | 2021 | Financial | 13469.0878 | 170.7528 | 2021 | Control | 0.053 | 3 | 0 | esc | 0.055966 | 753.8138 | 0.055966 | 753.8138 | 0 | 0 | 0 | 0
[35 empty] | 7.3.9-2021 All EPR in 2021 | WLDFR | HFTD - Distribution - Tier 2 - 4QU CoRE ¦ 4QU LoRE | 2024 | 0.8163 | 0 | 0 | 0 | 0 | 0 | 0 | 0 | 0 | 0 | 0 | 5.2317 | 5.2317 | 0 | 0 | 5.2317 | 5.2317 | 0 | 0 | 4.2706 | 4.2706 | 0 | 0 | 0 | 0 | 5.2317 | 4.2706 | 5.2317 | 4.2706 | [11 empty] | WLDFR | HFTD - Distribution - Tier 2 - 1QU CoRE ¦ 2QU LoRE | Seismic - Non-Red Flag Warning - Catastrophic Fires | 2024 | 0 | 0 | 0 | 0 | 21835.9781 | 428.6023 | 13939.561 | 7467.8148 | 0 | 0 | 1263.5534 | 1263.5534 | 5.4822e-10 |  | 0 | 0 | 0 | 0 | 0 | 0 | 0 | 6.927e-07 | 6.927e-07 | 0 | 6.927e-07 | 6.927e-07 | [40 empty] | All EPR in 2020WLDFRSafety | WLDFR | HFTD - Distribution - Tier 2 - 1QU CoRE ¦ 1QU LoRE | Seismic - Non-Red Flag Warning - Catastrophic Fires | 2021 | Safety | 7205.5313 | 170.7528 | 2021 | Control | 0.053 | 3 | 0 | esc | 0.055966 | 403.2663 | 0.055966 | 403.2663 | 0 | 0 | 0 | 0
[35 empty] | 7.3.9-2021 All EPR in 2021 | WLDFR | HFTD - Distribution - Tier 2 - 4QU CoRE ¦ 4QU LoRE | 2025 | 0.7629 | 0 | 0 | 0 | 0 | 0 | 0 | 0 | 0 | 0 | 0 | 0 | 0 | 0 | 0 | 5.2317 | 5.2317 | 0 | 0 | 0 | 3.9912 | 0 | 0 | 0 | 0 | 0 | 0 | 0 | 0 | [11 empty] | WLDFR | HFTD - Distribution - Tier 2 - 1QU CoRE ¦ 2QU LoRE | Seismic - Non-Red Flag Warning - Catastrophic Fires | 2025 | 0 | 0 | 0 | 0 | 21835.9781 | 428.6023 | 13939.561 | 7467.8148 | 0 | 0 | 0 | 1263.5534 | 5.4822e-10 |  | 0 | 0 | 0 | 0 | 0 | 0 | 0 | 0 | 0 | 0 | 6.927e-07 | 6.927e-07 | [40 empty] | All EPR in 2020WLDFRElectric Reliability | WLDFR | HFTD - Distribution - Tier 2 - 1QU CoRE ¦ 1QU LoRE | Seismic - Non-Red Flag Warning - Catastrophic Fires | 2022 | Electric Reliability | 409.2237 | 170.7528 | 2022 | Control | 0.1325 | 3 | 0 | esc | 0.15274 | 62.5039 | 0.15274 | 62.5039 | 0.15274 | 62.5039 | 0 | 0
[35 empty] | 7.3.9-2021 All EPR in 2021 | WLDFR | HFTD - Distribution - Tier 2 - 4QU CoRE ¦ 5QU LoRE | 2020 | 1 | 0 | 0 | 2.6589 | 2.6589 | 0 | 0 | 0 | 0 | 0 | 0 | 0 | 0 | 0 | 0 | 0 | 0 | 2.6589 | 0 | 0 | 0 | 0 | 0 | 0 | 0 | 0 | 0 | 0 | 0 | [11 empty] | WLDFR | HFTD - Distribution - Tier 2 - 1QU CoRE ¦ 2QU LoRE | Seismic - Red Flag Warning - Catastrophic Fires | 2020 | 0 | 0 | 0 | 0 | 21083.8428 | 409.2237 | 13469.0878 | 7205.5313 | 1219.584 | 0 | 0 | 0 | 2.3644e-08 |  | 0 | 2.8836e-05 | 2.8836e-05 | 0 | 0 | 0 | 0 | 0 | 0 | 0 | 0 | 0 | [40 empty] | All EPR in 2020WLDFRFinancial | WLDFR | HFTD - Distribution - Tier 2 - 1QU CoRE ¦ 1QU LoRE | Seismic - Non-Red Flag Warning - Catastrophic Fires | 2022 | Financial | 13469.0878 | 170.7528 | 2022 | Control | 0.053 | 3 | 0 | esc | 0.055966 | 753.8138 | 0.055966 | 753.8138 | 0.055966 | 753.8138 | 0 | 0
[35 empty] | 7.3.9-2021 All EPR in 2021 | WLDFR | HFTD - Distribution - Tier 2 - 4QU CoRE ¦ 5QU LoRE | 2021 | 1 | 0 | 0 | 2.6589 | 2.6589 | 0 | 0 | 2.6589 | 2.6589 | 0 | 0 | 0 | 0 | 0 | 0 | 0 | 0 | 2.6589 | 2.6589 | 0 | 0 | 0 | 0 | 0 | 0 | 0 | 0 | 0 | 0 | [11 empty] | WLDFR | HFTD - Distribution - Tier 2 - 1QU CoRE ¦ 2QU LoRE | Seismic - Red Flag Warning - Catastrophic Fires | 2021 | 0 | 0 | 0 | 0 | 21083.8428 | 409.2237 | 13469.0878 | 7205.5313 | 1219.584 | 1219.584 | 0 | 0 | 2.3644e-08 |  | 0 | 2.8836e-05 | 2.8836e-05 | 0 | 2.8836e-05 | 2.8836e-05 | 0 | 0 | 0 | 0 | 0 | 0 | [40 empty] | All EPR in 2020WLDFRSafety | WLDFR | HFTD - Distribution - Tier 2 - 1QU CoRE ¦ 1QU LoRE | Seismic - Non-Red Flag Warning - Catastrophic Fires | 2022 | Safety | 7205.5313 | 170.7528 | 2022 | Control | 0.053 | 3 | 0 | esc | 0.055966 | 403.2663 | 0.055966 | 403.2663 | 0.055966 | 403.2663 | 0 | 0
[35 empty] | 7.3.9-2021 All EPR in 2021 | WLDFR | HFTD - Distribution - Tier 2 - 4QU CoRE ¦ 5QU LoRE | 2022 | 0.93458 | 0 | 0 | 2.6185 | 2.6185 | 0 | 0 | 2.6185 | 2.6185 | 0 | 0 | 2.5241 | 2.5241 | 0 | 0 | 0 | 0 | 2.4472 | 2.4472 | 2.359 | 0 | 0 | 0 | 0 | 0 | 2.5241 | 2.359 | 2.5241 | 2.359 | [11 empty] | WLDFR | HFTD - Distribution - Tier 2 - 1QU CoRE ¦ 2QU LoRE | Seismic - Red Flag Warning - Catastrophic Fires | 2022 | 0 | 0 | 0 | 0 | 21083.8428 | 409.2237 | 13469.0878 | 7205.5313 | 1219.584 | 1219.584 | 1219.584 | 0 | 2.3644e-08 |  | 0 | 2.8836e-05 | 2.8836e-05 | 0 | 2.8836e-05 | 2.8836e-05 | 0 | 2.8836e-05 | 2.8836e-05 | 0 | 0 | 0 | [40 empty] | All EPR in 2020WLDFRElectric Reliability | WLDFR | HFTD - Distribution - Tier 2 - 1QU CoRE ¦ 1QU LoRE | Seismic - Non-Red Flag Warning - Catastrophic Fires | 2023 | Electric Reliability | 428.6023 | 170.7528 | 2023 | Control | 0.1325 | 3 | 0 | esc | 0 | 0 | 0.15274 | 65.4638 | 0.15274 | 65.4638 | 0.15274 | 65.4638
[35 empty] | 7.3.9-2021 All EPR in 2021 | WLDFR | HFTD - Distribution - Tier 2 - 4QU CoRE ¦ 5QU LoRE | 2023 | 0.87344 | 0 | 0 | 0 | 0 | 0 | 0 | 2.7153 | 2.7153 | 0 | 0 | 2.6175 | 2.6175 | 0 | 0 | 2.6175 | 2.6175 | 0 | 2.3717 | 2.2862 | 2.2862 | 0 | 0 | 0 | 0 | 2.6175 | 2.2862 | 2.6175 | 2.2862 | [11 empty] | WLDFR | HFTD - Distribution - Tier 2 - 1QU CoRE ¦ 2QU LoRE | Seismic - Red Flag Warning - Catastrophic Fires | 2023 | 0 | 0 | 0 | 0 | 21835.9781 | 428.6023 | 13939.561 | 7467.8148 | 0 | 1263.5534 | 1263.5534 | 1263.5534 | 2.3644e-08 |  | 0 | 0 | 0 | 0 | 2.9875e-05 | 2.9875e-05 | 0 | 2.9875e-05 | 2.9875e-05 | 0 | 2.9875e-05 | 2.9875e-05 | [40 empty] | All EPR in 2020WLDFRFinancial | WLDFR | HFTD - Distribution - Tier 2 - 1QU CoRE ¦ 1QU LoRE | Seismic - Non-Red Flag Warning - Catastrophic Fires | 2023 | Financial | 13939.561 | 170.7528 | 2023 | Control | 0.053 | 3 | 0 | esc | 0 | 0 | 0.055966 | 780.1444 | 0.055966 | 780.1444 | 0.055966 | 780.1444
[35 empty] | 7.3.9-2021 All EPR in 2021 | WLDFR | HFTD - Distribution - Tier 2 - 4QU CoRE ¦ 5QU LoRE | 2024 | 0.8163 | 0 | 0 | 0 | 0 | 0 | 0 | 0 | 0 | 0 | 0 | 2.6175 | 2.6175 | 0 | 0 | 2.6175 | 2.6175 | 0 | 0 | 2.1367 | 2.1367 | 0 | 0 | 0 | 0 | 2.6175 | 2.1367 | 2.6175 | 2.1367 | [11 empty] | WLDFR | HFTD - Distribution - Tier 2 - 1QU CoRE ¦ 2QU LoRE | Seismic - Red Flag Warning - Catastrophic Fires | 2024 | 0 | 0 | 0 | 0 | 21835.9781 | 428.6023 | 13939.561 | 7467.8148 | 0 | 0 | 1263.5534 | 1263.5534 | 2.3644e-08 |  | 0 | 0 | 0 | 0 | 0 | 0 | 0 | 2.9875e-05 | 2.9875e-05 | 0 | 2.9875e-05 | 2.9875e-05 | [40 empty] | All EPR in 2020WLDFRSafety | WLDFR | HFTD - Distribution - Tier 2 - 1QU CoRE ¦ 1QU LoRE | Seismic - Non-Red Flag Warning - Catastrophic Fires | 2023 | Safety | 7467.8148 | 170.7528 | 2023 | Control | 0.053 | 3 | 0 | esc | 0 | 0 | 0.055966 | 417.9453 | 0.055966 | 417.9453 | 0.055966 | 417.9453
[35 empty] | 7.3.9-2021 All EPR in 2021 | WLDFR | HFTD - Distribution - Tier 2 - 4QU CoRE ¦ 5QU LoRE | 2025 | 0.7629 | 0 | 0 | 0 | 0 | 0 | 0 | 0 | 0 | 0 | 0 | 0 | 0 | 0 | 0 | 2.6175 | 2.6175 | 0 | 0 | 0 | 1.9969 | 0 | 0 | 0 | 0 | 0 | 0 | 0 | 0 | [11 empty] | WLDFR | HFTD - Distribution - Tier 2 - 1QU CoRE ¦ 2QU LoRE | Seismic - Red Flag Warning - Catastrophic Fires | 2025 | 0 | 0 | 0 | 0 | 21835.9781 | 428.6023 | 13939.561 | 7467.8148 | 0 | 0 | 0 | 1263.5534 | 2.3644e-08 |  | 0 | 0 | 0 | 0 | 0 | 0 | 0 | 0 | 0 | 0 | 2.9875e-05 | 2.9875e-05 | [40 empty] | All EPR in 2020WLDFRElectric Reliability | WLDFR | HFTD - Distribution - Tier 2 - 1QU CoRE ¦ 1QU LoRE | Seismic - Non-Red Flag Warning - Catastrophic Fires | 2024 | Electric Reliability | 428.6023 | 170.7528 | 2024 | Control | 0.1325 | 3 | 0 | esc | 0 | 0 | 0 | 0 | 0.15274 | 65.4638 | 0.15274 | 65.4638
[35 empty] | 7.3.9-2021 All EPR in 2021 | WLDFR | HFTD - Distribution - Tier 2 - 5QU CoRE ¦ 1QU LoRE | 2020 | 1 | 0 | 0 | 2.1058 | 2.1058 | 0 | 0 | 0 | 0 | 0 | 0 | 0 | 0 | 0 | 0 | 0 | 0 | 2.1058 | 0 | 0 | 0 | 0 | 0 | 0 | 0 | 0 | 0 | 0 | 0 | [11 empty] | WLDFR | HFTD - Distribution - Tier 2 - 1QU CoRE ¦ 3QU LoRE | Non-Red Flag Warning - Catastrophic Fires | 2020 | 0 | 0 | 0 | 0 | 14146.1306 | 222.2294 | 8585.7228 | 5338.1784 | 813.2108 | 0 | 0 | 0 | 1.1912e-05 |  | 0 | 0.0096873 | 0.0096873 | 0 | 0 | 0 | 0 | 0 | 0 | 0 | 0 | 0 | [40 empty] | All EPR in 2020WLDFRFinancial | WLDFR | HFTD - Distribution - Tier 2 - 1QU CoRE ¦ 1QU LoRE | Seismic - Non-Red Flag Warning - Catastrophic Fires | 2024 | Financial | 13939.561 | 170.7528 | 2024 | Control | 0.053 | 3 | 0 | esc | 0 | 0 | 0 | 0 | 0.055966 | 780.1444 | 0.055966 | 780.1444
[35 empty] | 7.3.9-2021 All EPR in 2021 | WLDFR | HFTD - Distribution - Tier 2 - 5QU CoRE ¦ 1QU LoRE | 2021 | 1 | 0 | 0 | 2.1058 | 2.1058 | 0 | 0 | 2.1058 | 2.1058 | 0 | 0 | 0 | 0 | 0 | 0 | 0 | 0 | 2.1058 | 2.1058 | 0 | 0 | 0 | 0 | 0 | 0 | 0 | 0 | 0 | 0 | [11 empty] | WLDFR | HFTD - Distribution - Tier 2 - 1QU CoRE ¦ 3QU LoRE | Non-Red Flag Warning - Catastrophic Fires | 2021 | 0 | 0 | 0 | 0 | 14146.1306 | 222.2294 | 8585.7228 | 5338.1784 | 813.2108 | 813.2108 | 0 | 0 | 1.1912e-05 |  | 0 | 0.0096873 | 0.0096873 | 0 | 0.0096873 | 0.0096873 | 0 | 0 | 0 | 0 | 0 | 0 | [40 empty] | All EPR in 2020WLDFRSafety | WLDFR | HFTD - Distribution - Tier 2 - 1QU CoRE ¦ 1QU LoRE | Seismic - Non-Red Flag Warning - Catastrophic Fires | 2024 | Safety | 7467.8148 | 170.7528 | 2024 | Control | 0.053 | 3 | 0 | esc | 0 | 0 | 0 | 0 | 0.055966 | 417.9453 | 0.055966 | 417.9453
[35 empty] | 7.3.9-2021 All EPR in 2021 | WLDFR | HFTD - Distribution - Tier 2 - 5QU CoRE ¦ 1QU LoRE | 2022 | 0.93458 | 0 | 0 | 2.0592 | 2.0592 | 0 | 0 | 2.0592 | 2.0592 | 0 | 0 | 2.1755 | 2.1755 | 0 | 0 | 0 | 0 | 1.9245 | 1.9245 | 2.0332 | 0 | 0 | 0 | 0 | 0 | 2.1755 | 2.0332 | 2.1755 | 2.0332 | [11 empty] | WLDFR | HFTD - Distribution - Tier 2 - 1QU CoRE ¦ 3QU LoRE | Non-Red Flag Warning - Catastrophic Fires | 2022 | 0 | 0 | 0 | 0 | 14146.1306 | 222.2294 | 8585.7228 | 5338.1784 | 813.2108 | 813.2108 | 813.2108 | 0 | 1.1912e-05 |  | 0 | 0.0096873 | 0.0096873 | 0 | 0.0096873 | 0.0096873 | 0 | 0.0096873 | 0.0096873 | 0 | 0 | 0 | [40 empty] | All EPR in 2020WLDFRElectric Reliability | WLDFR | HFTD - Distribution - Tier 2 - 1QU CoRE ¦ 1QU LoRE | Seismic - Non-Red Flag Warning - Catastrophic Fires | 2025 | Electric Reliability | 428.6023 | 170.7528 | 2025 | Control | 0.1325 | 3 | 0 | esc | 0 | 0 | 0 | 0 | 0 | 0 | 0.15274 | 65.4638
[35 empty] | 7.3.9-2021 All EPR in 2021 | WLDFR | HFTD - Distribution - Tier 2 - 5QU CoRE ¦ 1QU LoRE | 2023 | 0.87344 | 0 | 0 | 0 | 0 | 0 | 0 | 2.1351 | 2.1351 | 0 | 0 | 2.2557 | 2.2557 | 0 | 0 | 2.2557 | 2.2557 | 0 | 1.8649 | 1.9702 | 1.9702 | 0 | 0 | 0 | 0 | 2.2557 | 1.9702 | 2.2557 | 1.9702 | [11 empty] | WLDFR | HFTD - Distribution - Tier 2 - 1QU CoRE ¦ 3QU LoRE | Non-Red Flag Warning - Catastrophic Fires | 2023 | 0 | 0 | 0 | 0 | 14664.6376 | 233.2301 | 8896.516 | 5534.8915 | 0 | 843.2942 | 843.2942 | 843.2942 | 1.1912e-05 |  | 0 | 0 | 0 | 0 | 0.010046 | 0.010046 | 0 | 0.010046 | 0.010046 | 0 | 0.010046 | 0.010046 | [40 empty] | All EPR in 2020WLDFRFinancial | WLDFR | HFTD - Distribution - Tier 2 - 1QU CoRE ¦ 1QU LoRE | Seismic - Non-Red Flag Warning - Catastrophic Fires | 2025 | Financial | 13939.561 | 170.7528 | 2025 | Control | 0.053 | 3 | 0 | esc | 0 | 0 | 0 | 0 | 0 | 0 | 0.055966 | 780.1444
[35 empty] | 7.3.9-2021 All EPR in 2021 | WLDFR | HFTD - Distribution - Tier 2 - 5QU CoRE ¦ 1QU LoRE | 2024 | 0.8163 | 0 | 0 | 0 | 0 | 0 | 0 | 0 | 0 | 0 | 0 | 2.2557 | 2.2557 | 0 | 0 | 2.2557 | 2.2557 | 0 | 0 | 1.8413 | 1.8413 | 0 | 0 | 0 | 0 | 2.2557 | 1.8413 | 2.2557 | 1.8413 | [11 empty] | WLDFR | HFTD - Distribution - Tier 2 - 1QU CoRE ¦ 3QU LoRE | Non-Red Flag Warning - Catastrophic Fires | 2024 | 0 | 0 | 0 | 0 | 14664.6376 | 233.2301 | 8896.516 | 5534.8915 | 0 | 0 | 843.2942 | 843.2942 | 1.1912e-05 |  | 0 | 0 | 0 | 0 | 0 | 0 | 0 | 0.010046 | 0.010046 | 0 | 0.010046 | 0.010046 | [40 empty] | All EPR in 2020WLDFRSafety | WLDFR | HFTD - Distribution - Tier 2 - 1QU CoRE ¦ 1QU LoRE | Seismic - Non-Red Flag Warning - Catastrophic Fires | 2025 | Safety | 7467.8148 | 170.7528 | 2025 | Control | 0.053 | 3 | 0 | esc | 0 | 0 | 0 | 0 | 0 | 0 | 0.055966 | 417.9453
[35 empty] | 7.3.9-2021 All EPR in 2021 | WLDFR | HFTD - Distribution - Tier 2 - 5QU CoRE ¦ 1QU LoRE | 2025 | 0.7629 | 0 | 0 | 0 | 0 | 0 | 0 | 0 | 0 | 0 | 0 | 0 | 0 | 0 | 0 | 2.2557 | 2.2557 | 0 | 0 | 0 | 1.7209 | 0 | 0 | 0 | 0 | 0 | 0 | 0 | 0 | [11 empty] | WLDFR | HFTD - Distribution - Tier 2 - 1QU CoRE ¦ 3QU LoRE | Non-Red Flag Warning - Catastrophic Fires | 2025 | 0 | 0 | 0 | 0 | 14664.6376 | 233.2301 | 8896.516 | 5534.8915 | 0 | 0 | 0 | 843.2942 | 1.1912e-05 |  | 0 | 0 | 0 | 0 | 0 | 0 | 0 | 0 | 0 | 0 | 0.010046 | 0.010046 | [40 empty] | All EPR in 2020WLDFRElectric Reliability | WLDFR | HFTD - Distribution - Tier 2 - 1QU CoRE ¦ 1QU LoRE | Seismic - Red Flag Warning - Catastrophic Fires | 2021 | Electric Reliability | 409.2237 | 170.7528 | 2021 | Control | 0.1325 | 3 | 0 | esc | 0.15274 | 62.5039 | 0.15274 | 62.5039 | 0 | 0 | 0 | 0
[35 empty] | 7.3.9-2021 All EPR in 2021 | WLDFR | HFTD - Distribution - Tier 2 - 5QU CoRE ¦ 2QU LoRE | 2020 | 1 | 0 | 0 | 1.7841 | 1.7841 | 0 | 0 | 0 | 0 | 0 | 0 | 0 | 0 | 0 | 0 | 0 | 0 | 1.7841 | 0 | 0 | 0 | 0 | 0 | 0 | 0 | 0 | 0 | 0 | 0 | [11 empty] | WLDFR | HFTD - Distribution - Tier 2 - 1QU CoRE ¦ 3QU LoRE | Non-Red Flag Warning - Destructive Fires | 2020 | 0 | 0 | 0 | 0 | 8807.9522 | 222.2294 | 8585.7228 | 0 | 514.4532 | 0 | 0 | 0 | 1.1305e-05 |  | 0 | 0.0058159 | 0.0058159 | 0 | 0 | 0 | 0 | 0 | 0 | 0 | 0 | 0 | [40 empty] | All EPR in 2020WLDFRFinancial | WLDFR | HFTD - Distribution - Tier 2 - 1QU CoRE ¦ 1QU LoRE | Seismic - Red Flag Warning - Catastrophic Fires | 2021 | Financial | 13469.0878 | 170.7528 | 2021 | Control | 0.053 | 3 | 0 | esc | 0.055966 | 753.8138 | 0.055966 | 753.8138 | 0 | 0 | 0 | 0
[35 empty] | 7.3.9-2021 All EPR in 2021 | WLDFR | HFTD - Distribution - Tier 2 - 5QU CoRE ¦ 2QU LoRE | 2021 | 1 | 0 | 0 | 1.7841 | 1.7841 | 0 | 0 | 1.7841 | 1.7841 | 0 | 0 | 0 | 0 | 0 | 0 | 0 | 0 | 1.7841 | 1.7841 | 0 | 0 | 0 | 0 | 0 | 0 | 0 | 0 | 0 | 0 | [11 empty] | WLDFR | HFTD - Distribution - Tier 2 - 1QU CoRE ¦ 3QU LoRE | Non-Red Flag Warning - Destructive Fires | 2021 | 0 | 0 | 0 | 0 | 8807.9522 | 222.2294 | 8585.7228 | 0 | 514.4532 | 514.4532 | 0 | 0 | 1.1305e-05 |  | 0 | 0.0058159 | 0.0058159 | 0 | 0.0058159 | 0.0058159 | 0 | 0 | 0 | 0 | 0 | 0 | [40 empty] | All EPR in 2020WLDFRSafety | WLDFR | HFTD - Distribution - Tier 2 - 1QU CoRE ¦ 1QU LoRE | Seismic - Red Flag Warning - Catastrophic Fires | 2021 | Safety | 7205.5313 | 170.7528 | 2021 | Control | 0.053 | 3 | 0 | esc | 0.055966 | 403.2663 | 0.055966 | 403.2663 | 0 | 0 | 0 | 0
[35 empty] | 7.3.9-2021 All EPR in 2021 | WLDFR | HFTD - Distribution - Tier 2 - 5QU CoRE ¦ 2QU LoRE | 2022 | 0.93458 | 0 | 0 | 1.7301 | 1.7301 | 0 | 0 | 1.7301 | 1.7301 | 0 | 0 | 1.6696 | 1.6696 | 0 | 0 | 0 | 0 | 1.617 | 1.617 | 1.5603 | 0 | 0 | 0 | 0 | 0 | 1.6696 | 1.5603 | 1.6696 | 1.5603 | [11 empty] | WLDFR | HFTD - Distribution - Tier 2 - 1QU CoRE ¦ 3QU LoRE | Non-Red Flag Warning - Destructive Fires | 2022 | 0 | 0 | 0 | 0 | 8807.9522 | 222.2294 | 8585.7228 | 0 | 514.4532 | 514.4532 | 514.4532 | 0 | 1.1305e-05 |  | 0 | 0.0058159 | 0.0058159 | 0 | 0.0058159 | 0.0058159 | 0 | 0.0058159 | 0.0058159 | 0 | 0 | 0 | [40 empty] | All EPR in 2020WLDFRElectric Reliability | WLDFR | HFTD - Distribution - Tier 2 - 1QU CoRE ¦ 1QU LoRE | Seismic - Red Flag Warning - Catastrophic Fires | 2022 | Electric Reliability | 409.2237 | 170.7528 | 2022 | Control | 0.1325 | 3 | 0 | esc | 0.15274 | 62.5039 | 0.15274 | 62.5039 | 0.15274 | 62.5039 | 0 | 0
[35 empty] | 7.3.9-2021 All EPR in 2021 | WLDFR | HFTD - Distribution - Tier 2 - 5QU CoRE ¦ 2QU LoRE | 2023 | 0.87344 | 0 | 0 | 0 | 0 | 0 | 0 | 1.794 | 1.794 | 0 | 0 | 1.7312 | 1.7312 | 0 | 0 | 1.7312 | 1.7312 | 0 | 1.5669 | 1.5121 | 1.5121 | 0 | 0 | 0 | 0 | 1.7312 | 1.5121 | 1.7312 | 1.5121 | [11 empty] | WLDFR | HFTD - Distribution - Tier 2 - 1QU CoRE ¦ 3QU LoRE | Non-Red Flag Warning - Destructive Fires | 2023 | 0 | 0 | 0 | 0 | 9129.7461 | 233.2301 | 8896.516 | 0 | 0 | 533.5273 | 533.5273 | 533.5273 | 1.1305e-05 |  | 0 | 0 | 0 | 0 | 0.0060315 | 0.0060315 | 0 | 0.0060315 | 0.0060315 | 0 | 0.0060315 | 0.0060315 | [40 empty] | All EPR in 2020WLDFRFinancial | WLDFR | HFTD - Distribution - Tier 2 - 1QU CoRE ¦ 1QU LoRE | Seismic - Red Flag Warning - Catastrophic Fires | 2022 | Financial | 13469.0878 | 170.7528 | 2022 | Control | 0.053 | 3 | 0 | esc | 0.055966 | 753.8138 | 0.055966 | 753.8138 | 0.055966 | 753.8138 | 0 | 0
[35 empty] | 7.3.9-2021 All EPR in 2021 | WLDFR | HFTD - Distribution - Tier 2 - 5QU CoRE ¦ 2QU LoRE | 2024 | 0.8163 | 0 | 0 | 0 | 0 | 0 | 0 | 0 | 0 | 0 | 0 | 1.7312 | 1.7312 | 0 | 0 | 1.7312 | 1.7312 | 0 | 0 | 1.4132 | 1.4132 | 0 | 0 | 0 | 0 | 1.7312 | 1.4132 | 1.7312 | 1.4132 | [11 empty] | WLDFR | HFTD - Distribution - Tier 2 - 1QU CoRE ¦ 3QU LoRE | Non-Red Flag Warning - Destructive Fires | 2024 | 0 | 0 | 0 | 0 | 9129.7461 | 233.2301 | 8896.516 | 0 | 0 | 0 | 533.5273 | 533.5273 | 1.1305e-05 |  | 0 | 0 | 0 | 0 | 0 | 0 | 0 | 0.0060315 | 0.0060315 | 0 | 0.0060315 | 0.0060315 | [40 empty] | All EPR in 2020WLDFRSafety | WLDFR | HFTD - Distribution - Tier 2 - 1QU CoRE ¦ 1QU LoRE | Seismic - Red Flag Warning - Catastrophic Fires | 2022 | Safety | 7205.5313 | 170.7528 | 2022 | Control | 0.053 | 3 | 0 | esc | 0.055966 | 403.2663 | 0.055966 | 403.2663 | 0.055966 | 403.2663 | 0 | 0
[35 empty] | 7.3.9-2021 All EPR in 2021 | WLDFR | HFTD - Distribution - Tier 2 - 5QU CoRE ¦ 2QU LoRE | 2025 | 0.7629 | 0 | 0 | 0 | 0 | 0 | 0 | 0 | 0 | 0 | 0 | 0 | 0 | 0 | 0 | 1.7312 | 1.7312 | 0 | 0 | 0 | 1.3207 | 0 | 0 | 0 | 0 | 0 | 0 | 0 | 0 | [11 empty] | WLDFR | HFTD - Distribution - Tier 2 - 1QU CoRE ¦ 3QU LoRE | Non-Red Flag Warning - Destructive Fires | 2025 | 0 | 0 | 0 | 0 | 9129.7461 | 233.2301 | 8896.516 | 0 | 0 | 0 | 0 | 533.5273 | 1.1305e-05 |  | 0 | 0 | 0 | 0 | 0 | 0 | 0 | 0 | 0 | 0 | 0.0060315 | 0.0060315 | [40 empty] | All EPR in 2020WLDFRElectric Reliability | WLDFR | HFTD - Distribution - Tier 2 - 1QU CoRE ¦ 1QU LoRE | Seismic - Red Flag Warning - Catastrophic Fires | 2023 | Electric Reliability | 428.6023 | 170.7528 | 2023 | Control | 0.1325 | 3 | 0 | esc | 0 | 0 | 0.15274 | 65.4638 | 0.15274 | 65.4638 | 0.15274 | 65.4638
[35 empty] | 7.3.9-2021 All EPR in 2021 | WLDFR | HFTD - Distribution - Tier 2 - 5QU CoRE ¦ 3QU LoRE | 2020 | 1 | 0 | 0 | 0.60563 | 0.60563 | 0 | 0 | 0 | 0 | 0 | 0 | 0 | 0 | 0 | 0 | 0 | 0 | 0.60563 | 0 | 0 | 0 | 0 | 0 | 0 | 0 | 0 | 0 | 0 | 0 | [11 empty] | WLDFR | HFTD - Distribution - Tier 2 - 1QU CoRE ¦ 3QU LoRE | Non-Red Flag Warning - Large Fires | 2020 | 0 | 0 | 0 | 0 | 5.2406 | 0.69642 | 2.942 | 1.6022 | 0.36069 | 0 | 0 | 0 | 6.8332e-05 |  | 0 | 2.4646e-05 | 2.4646e-05 | 0 | 0 | 0 | 0 | 0 | 0 | 0 | 0 | 0 | [40 empty] | All EPR in 2020WLDFRFinancial | WLDFR | HFTD - Distribution - Tier 2 - 1QU CoRE ¦ 1QU LoRE | Seismic - Red Flag Warning - Catastrophic Fires | 2023 | Financial | 13939.561 | 170.7528 | 2023 | Control | 0.053 | 3 | 0 | esc | 0 | 0 | 0.055966 | 780.1444 | 0.055966 | 780.1444 | 0.055966 | 780.1444
[35 empty] | 7.3.9-2021 All EPR in 2021 | WLDFR | HFTD - Distribution - Tier 2 - 5QU CoRE ¦ 3QU LoRE | 2021 | 1 | 0 | 0 | 0.60563 | 0.60563 | 0 | 0 | 0.60563 | 0.60563 | 0 | 0 | 0 | 0 | 0 | 0 | 0 | 0 | 0.60563 | 0.60563 | 0 | 0 | 0 | 0 | 0 | 0 | 0 | 0 | 0 | 0 | [11 empty] | WLDFR | HFTD - Distribution - Tier 2 - 1QU CoRE ¦ 3QU LoRE | Non-Red Flag Warning - Large Fires | 2021 | 0 | 0 | 0 | 0 | 5.2406 | 0.69642 | 2.942 | 1.6022 | 0.36069 | 0.36069 | 0 | 0 | 6.8332e-05 |  | 0 | 2.4646e-05 | 2.4646e-05 | 0 | 2.4646e-05 | 2.4646e-05 | 0 | 0 | 0 | 0 | 0 | 0 | [40 empty] | All EPR in 2020WLDFRSafety | WLDFR | HFTD - Distribution - Tier 2 - 1QU CoRE ¦ 1QU LoRE | Seismic - Red Flag Warning - Catastrophic Fires | 2023 | Safety | 7467.8148 | 170.7528 | 2023 | Control | 0.053 | 3 | 0 | esc | 0 | 0 | 0.055966 | 417.9453 | 0.055966 | 417.9453 | 0.055966 | 417.9453
[35 empty] | 7.3.9-2021 All EPR in 2021 | WLDFR | HFTD - Distribution - Tier 2 - 5QU CoRE ¦ 3QU LoRE | 2022 | 0.93458 | 0 | 0 | 0.62672 | 0.62672 | 0 | 0 | 0.62672 | 0.62672 | 0 | 0 | 0.66877 | 0.66877 | 0 | 0 | 0 | 0 | 0.58572 | 0.58572 | 0.62502 | 0 | 0 | 0 | 0 | 0 | 0.66877 | 0.62502 | 0.66877 | 0.62502 | [11 empty] | WLDFR | HFTD - Distribution - Tier 2 - 1QU CoRE ¦ 3QU LoRE | Non-Red Flag Warning - Large Fires | 2022 | 0 | 0 | 0 | 0 | 5.2406 | 0.69642 | 2.942 | 1.6022 | 0.36069 | 0.36069 | 0.36069 | 0 | 6.8332e-05 |  | 0 | 2.4646e-05 | 2.4646e-05 | 0 | 2.4646e-05 | 2.4646e-05 | 0 | 2.4646e-05 | 2.4646e-05 | 0 | 0 | 0 | [40 empty] | All EPR in 2020WLDFRElectric Reliability | WLDFR | HFTD - Distribution - Tier 2 - 1QU CoRE ¦ 1QU LoRE | Seismic - Red Flag Warning - Catastrophic Fires | 2024 | Electric Reliability | 428.6023 | 170.7528 | 2024 | Control | 0.1325 | 3 | 0 | esc | 0 | 0 | 0 | 0 | 0.15274 | 65.4638 | 0.15274 | 65.4638
[35 empty] | 7.3.9-2021 All EPR in 2021 | WLDFR | HFTD - Distribution - Tier 2 - 5QU CoRE ¦ 3QU LoRE | 2023 | 0.87344 | 0 | 0 | 0 | 0 | 0 | 0 | 0.64983 | 0.64983 | 0 | 0 | 0.69343 | 0.69343 | 0 | 0 | 0.69343 | 0.69343 | 0 | 0.56759 | 0.60567 | 0.60567 | 0 | 0 | 0 | 0 | 0.69343 | 0.60567 | 0.69343 | 0.60567 | [11 empty] | WLDFR | HFTD - Distribution - Tier 2 - 1QU CoRE ¦ 3QU LoRE | Non-Red Flag Warning - Large Fires | 2023 | 0 | 0 | 0 | 0 | 5.475 | 0.71896 | 3.0715 | 1.6846 | 0 | 0.37599 | 0.37599 | 0.37599 | 6.8332e-05 |  | 0 | 0 | 0 | 0 | 2.5692e-05 | 2.5692e-05 | 0 | 2.5692e-05 | 2.5692e-05 | 0 | 2.5692e-05 | 2.5692e-05 | [40 empty] | All EPR in 2020WLDFRFinancial | WLDFR | HFTD - Distribution - Tier 2 - 1QU CoRE ¦ 1QU LoRE | Seismic - Red Flag Warning - Catastrophic Fires | 2024 | Financial | 13939.561 | 170.7528 | 2024 | Control | 0.053 | 3 | 0 | esc | 0 | 0 | 0 | 0 | 0.055966 | 780.1444 | 0.055966 | 780.1444
[35 empty] | 7.3.9-2021 All EPR in 2021 | WLDFR | HFTD - Distribution - Tier 2 - 5QU CoRE ¦ 3QU LoRE | 2024 | 0.8163 | 0 | 0 | 0 | 0 | 0 | 0 | 0 | 0 | 0 | 0 | 0.69343 | 0.69343 | 0 | 0 | 0.69343 | 0.69343 | 0 | 0 | 0.56604 | 0.56604 | 0 | 0 | 0 | 0 | 0.69343 | 0.56604 | 0.69343 | 0.56604 | [11 empty] | WLDFR | HFTD - Distribution - Tier 2 - 1QU CoRE ¦ 3QU LoRE | Non-Red Flag Warning - Large Fires | 2024 | 0 | 0 | 0 | 0 | 5.475 | 0.71896 | 3.0715 | 1.6846 | 0 | 0 | 0.37599 | 0.37599 | 6.8332e-05 |  | 0 | 0 | 0 | 0 | 0 | 0 | 0 | 2.5692e-05 | 2.5692e-05 | 0 | 2.5692e-05 | 2.5692e-05 | [40 empty] | All EPR in 2020WLDFRSafety | WLDFR | HFTD - Distribution - Tier 2 - 1QU CoRE ¦ 1QU LoRE | Seismic - Red Flag Warning - Catastrophic Fires | 2024 | Safety | 7467.8148 | 170.7528 | 2024 | Control | 0.053 | 3 | 0 | esc | 0 | 0 | 0 | 0 | 0.055966 | 417.9453 | 0.055966 | 417.9453
[35 empty] | 7.3.9-2021 All EPR in 2021 | WLDFR | HFTD - Distribution - Tier 2 - 5QU CoRE ¦ 3QU LoRE | 2025 | 0.7629 | 0 | 0 | 0 | 0 | 0 | 0 | 0 | 0 | 0 | 0 | 0 | 0 | 0 | 0 | 0.69343 | 0.69343 | 0 | 0 | 0 | 0.52901 | 0 | 0 | 0 | 0 | 0 | 0 | 0 | 0 | [11 empty] | WLDFR | HFTD - Distribution - Tier 2 - 1QU CoRE ¦ 3QU LoRE | Non-Red Flag Warning - Large Fires | 2025 | 0 | 0 | 0 | 0 | 5.475 | 0.71896 | 3.0715 | 1.6846 | 0 | 0 | 0 | 0.37599 | 6.8332e-05 |  | 0 | 0 | 0 | 0 | 0 | 0 | 0 | 0 | 0 | 0 | 2.5692e-05 | 2.5692e-05 | [40 empty] | All EPR in 2020WLDFRElectric Reliability | WLDFR | HFTD - Distribution - Tier 2 - 1QU CoRE ¦ 1QU LoRE | Seismic - Red Flag Warning - Catastrophic Fires | 2025 | Electric Reliability | 428.6023 | 170.7528 | 2025 | Control | 0.1325 | 3 | 0 | esc | 0 | 0 | 0 | 0 | 0 | 0 | 0.15274 | 65.4638
[35 empty] | 7.3.9-2021 All EPR in 2021 | WLDFR | HFTD - Distribution - Tier 2 - 5QU CoRE ¦ 4QU LoRE | 2020 | 1 | 0 | 0 | 0.53456 | 0.53456 | 0 | 0 | 0 | 0 | 0 | 0 | 0 | 0 | 0 | 0 | 0 | 0 | 0.53456 | 0 | 0 | 0 | 0 | 0 | 0 | 0 | 0 | 0 | 0 | 0 | [11 empty] | WLDFR | HFTD - Distribution - Tier 2 - 1QU CoRE ¦ 3QU LoRE | Non-Red Flag Warning - Small Fires | 2020 | 0 | 0 | 0 | 0 | 0.077901 | 0.036425 | 0.0015809 | 0.039895 | 0.0078847 | 0 | 0 | 0 | 0.0041861 |  | 0 | 3.3006e-05 | 3.3006e-05 | 0 | 0 | 0 | 0 | 0 | 0 | 0 | 0 | 0 | [40 empty] | All EPR in 2020WLDFRFinancial | WLDFR | HFTD - Distribution - Tier 2 - 1QU CoRE ¦ 1QU LoRE | Seismic - Red Flag Warning - Catastrophic Fires | 2025 | Financial | 13939.561 | 170.7528 | 2025 | Control | 0.053 | 3 | 0 | esc | 0 | 0 | 0 | 0 | 0 | 0 | 0.055966 | 780.1444
[35 empty] | 7.3.9-2021 All EPR in 2021 | WLDFR | HFTD - Distribution - Tier 2 - 5QU CoRE ¦ 4QU LoRE | 2021 | 1 | 0 | 0 | 0.53456 | 0.53456 | 0 | 0 | 0.53456 | 0.53456 | 0 | 0 | 0 | 0 | 0 | 0 | 0 | 0 | 0.53456 | 0.53456 | 0 | 0 | 0 | 0 | 0 | 0 | 0 | 0 | 0 | 0 | [11 empty] | WLDFR | HFTD - Distribution - Tier 2 - 1QU CoRE ¦ 3QU LoRE | Non-Red Flag Warning - Small Fires | 2021 | 0 | 0 | 0 | 0 | 0.077901 | 0.036425 | 0.0015809 | 0.039895 | 0.0078847 | 0.0078847 | 0 | 0 | 0.0041861 |  | 0 | 3.3006e-05 | 3.3006e-05 | 0 | 3.3006e-05 | 3.3006e-05 | 0 | 0 | 0 | 0 | 0 | 0 | [40 empty] | All EPR in 2020WLDFRSafety | WLDFR | HFTD - Distribution - Tier 2 - 1QU CoRE ¦ 1QU LoRE | Seismic - Red Flag Warning - Catastrophic Fires | 2025 | Safety | 7467.8148 | 170.7528 | 2025 | Control | 0.053 | 3 | 0 | esc | 0 | 0 | 0 | 0 | 0 | 0 | 0.055966 | 417.9453
[35 empty] | 7.3.9-2021 All EPR in 2021 | WLDFR | HFTD - Distribution - Tier 2 - 5QU CoRE ¦ 4QU LoRE | 2022 | 0.93458 | 0 | 0 | 0.51846 | 0.51846 | 0 | 0 | 0.51846 | 0.51846 | 0 | 0 | 0.46736 | 0.46736 | 0 | 0 | 0 | 0 | 0.48454 | 0.48454 | 0.43678 | 0 | 0 | 0 | 0 | 0 | 0.46736 | 0.43678 | 0.46736 | 0.43678 | [11 empty] | WLDFR | HFTD - Distribution - Tier 2 - 1QU CoRE ¦ 3QU LoRE | Non-Red Flag Warning - Small Fires | 2022 | 0 | 0 | 0 | 0 | 0.077901 | 0.036425 | 0.0015809 | 0.039895 | 0.0078847 | 0.0078847 | 0.0078847 | 0 | 0.0041861 |  | 0 | 3.3006e-05 | 3.3006e-05 | 0 | 3.3006e-05 | 3.3006e-05 | 0 | 3.3006e-05 | 3.3006e-05 | 0 | 0 | 0 | [40 empty] | All EPR in 2020WLDFRElectric Reliability | WLDFR | HFTD - Distribution - Tier 2 - 1QU CoRE ¦ 2QU LoRE | Non-Red Flag Warning - Catastrophic Fires | 2021 | Electric Reliability | 222.2294 | 306.602 | 2021 | Control | 0.1325 | 3 | 0 | esc | 0.15274 | 33.9428 | 0.15274 | 33.9428 | 0 | 0 | 0 | 0
[35 empty] | 7.3.9-2021 All EPR in 2021 | WLDFR | HFTD - Distribution - Tier 2 - 5QU CoRE ¦ 4QU LoRE | 2023 | 0.87344 | 0 | 0 | 0 | 0 | 0 | 0 | 0.53758 | 0.53758 | 0 | 0 | 0.4846 | 0.4846 | 0 | 0 | 0.4846 | 0.4846 | 0 | 0.46955 | 0.42327 | 0.42327 | 0 | 0 | 0 | 0 | 0.4846 | 0.42327 | 0.4846 | 0.42327 | [11 empty] | WLDFR | HFTD - Distribution - Tier 2 - 1QU CoRE ¦ 3QU LoRE | Non-Red Flag Warning - Small Fires | 2023 | 0 | 0 | 0 | 0 | 0.080408 | 0.03759 | 0.0016314 | 0.041187 | 0 | 0.0081378 | 0.0081378 | 0.0081378 | 0.0041861 |  | 0 | 0 | 0 | 0 | 3.4066e-05 | 3.4066e-05 | 0 | 3.4066e-05 | 3.4066e-05 | 0 | 3.4066e-05 | 3.4066e-05 | [40 empty] | All EPR in 2020WLDFRFinancial | WLDFR | HFTD - Distribution - Tier 2 - 1QU CoRE ¦ 2QU LoRE | Non-Red Flag Warning - Catastrophic Fires | 2021 | Financial | 8585.7228 | 306.602 | 2021 | Control | 0.053 | 3 | 0 | esc | 0.055966 | 480.5104 | 0.055966 | 480.5104 | 0 | 0 | 0 | 0
[35 empty] | 7.3.9-2021 All EPR in 2021 | WLDFR | HFTD - Distribution - Tier 2 - 5QU CoRE ¦ 4QU LoRE | 2024 | 0.8163 | 0 | 0 | 0 | 0 | 0 | 0 | 0 | 0 | 0 | 0 | 0.4846 | 0.4846 | 0 | 0 | 0.4846 | 0.4846 | 0 | 0 | 0.39558 | 0.39558 | 0 | 0 | 0 | 0 | 0.4846 | 0.39558 | 0.4846 | 0.39558 | [11 empty] | WLDFR | HFTD - Distribution - Tier 2 - 1QU CoRE ¦ 3QU LoRE | Non-Red Flag Warning - Small Fires | 2024 | 0 | 0 | 0 | 0 | 0.080408 | 0.03759 | 0.0016314 | 0.041187 | 0 | 0 | 0.0081378 | 0.0081378 | 0.0041861 |  | 0 | 0 | 0 | 0 | 0 | 0 | 0 | 3.4066e-05 | 3.4066e-05 | 0 | 3.4066e-05 | 3.4066e-05 | [40 empty] | All EPR in 2020WLDFRSafety | WLDFR | HFTD - Distribution - Tier 2 - 1QU CoRE ¦ 2QU LoRE | Non-Red Flag Warning - Catastrophic Fires | 2021 | Safety | 5338.1784 | 306.602 | 2021 | Control | 0.053 | 3 | 0 | esc | 0.055966 | 298.7576 | 0.055966 | 298.7576 | 0 | 0 | 0 | 0
[35 empty] | 7.3.9-2021 All EPR in 2021 | WLDFR | HFTD - Distribution - Tier 2 - 5QU CoRE ¦ 4QU LoRE | 2025 | 0.7629 | 0 | 0 | 0 | 0 | 0 | 0 | 0 | 0 | 0 | 0 | 0 | 0 | 0 | 0 | 0.4846 | 0.4846 | 0 | 0 | 0 | 0.3697 | 0 | 0 | 0 | 0 | 0 | 0 | 0 | 0 | [11 empty] | WLDFR | HFTD - Distribution - Tier 2 - 1QU CoRE ¦ 3QU LoRE | Non-Red Flag Warning - Small Fires | 2025 | 0 | 0 | 0 | 0 | 0.080408 | 0.03759 | 0.0016314 | 0.041187 | 0 | 0 | 0 | 0.0081378 | 0.0041861 |  | 0 | 0 | 0 | 0 | 0 | 0 | 0 | 0 | 0 | 0 | 3.4066e-05 | 3.4066e-05 | [40 empty] | All EPR in 2020WLDFRElectric Reliability | WLDFR | HFTD - Distribution - Tier 2 - 1QU CoRE ¦ 2QU LoRE | Non-Red Flag Warning - Catastrophic Fires | 2022 | Electric Reliability | 222.2294 | 306.602 | 2022 | Control | 0.1325 | 3 | 0 | esc | 0.15274 | 33.9428 | 0.15274 | 33.9428 | 0.15274 | 33.9428 | 0 | 0
[35 empty] | 7.3.9-2021 All EPR in 2021 | WLDFR | HFTD - Distribution - Tier 2 - 5QU CoRE ¦ 5QU LoRE | 2020 | 1 | 0 | 0 | 0.30608 | 0.30608 | 0 | 0 | 0 | 0 | 0 | 0 | 0 | 0 | 0 | 0 | 0 | 0 | 0.30608 | 0 | 0 | 0 | 0 | 0 | 0 | 0 | 0 | 0 | 0 | 0 | [11 empty] | WLDFR | HFTD - Distribution - Tier 2 - 1QU CoRE ¦ 3QU LoRE | Red Flag Warning - Catastrophic Fires | 2020 | 0 | 0 | 0 | 0 | 14146.1306 | 222.2294 | 8585.7228 | 5338.1784 | 813.2108 | 0 | 0 | 0 | 0.00018687 |  | 0 | 0.15196 | 0.15196 | 0 | 0 | 0 | 0 | 0 | 0 | 0 | 0 | 0 | [40 empty] | All EPR in 2020WLDFRFinancial | WLDFR | HFTD - Distribution - Tier 2 - 1QU CoRE ¦ 2QU LoRE | Non-Red Flag Warning - Catastrophic Fires | 2022 | Financial | 8585.7228 | 306.602 | 2022 | Control | 0.053 | 3 | 0 | esc | 0.055966 | 480.5104 | 0.055966 | 480.5104 | 0.055966 | 480.5104 | 0 | 0
[35 empty] | 7.3.9-2021 All EPR in 2021 | WLDFR | HFTD - Distribution - Tier 2 - 5QU CoRE ¦ 5QU LoRE | 2021 | 1 | 0 | 0 | 0.30608 | 0.30608 | 0 | 0 | 0.30608 | 0.30608 | 0 | 0 | 0 | 0 | 0 | 0 | 0 | 0 | 0.30608 | 0.30608 | 0 | 0 | 0 | 0 | 0 | 0 | 0 | 0 | 0 | 0 | [11 empty] | WLDFR | HFTD - Distribution - Tier 2 - 1QU CoRE ¦ 3QU LoRE | Red Flag Warning - Catastrophic Fires | 2021 | 0 | 0 | 0 | 0 | 14146.1306 | 222.2294 | 8585.7228 | 5338.1784 | 813.2108 | 813.2108 | 0 | 0 | 0.00018687 |  | 0 | 0.15196 | 0.15196 | 0 | 0.15196 | 0.15196 | 0 | 0 | 0 | 0 | 0 | 0 | [40 empty] | All EPR in 2020WLDFRSafety | WLDFR | HFTD - Distribution - Tier 2 - 1QU CoRE ¦ 2QU LoRE | Non-Red Flag Warning - Catastrophic Fires | 2022 | Safety | 5338.1784 | 306.602 | 2022 | Control | 0.053 | 3 | 0 | esc | 0.055966 | 298.7576 | 0.055966 | 298.7576 | 0.055966 | 298.7576 | 0 | 0
[35 empty] | 7.3.9-2021 All EPR in 2021 | WLDFR | HFTD - Distribution - Tier 2 - 5QU CoRE ¦ 5QU LoRE | 2022 | 0.93458 | 0 | 0 | 0.29614 | 0.29614 | 0 | 0 | 0.29614 | 0.29614 | 0 | 0 | 0.29232 | 0.29232 | 0 | 0 | 0 | 0 | 0.27676 | 0.27676 | 0.2732 | 0 | 0 | 0 | 0 | 0 | 0.29232 | 0.2732 | 0.29232 | 0.2732 | [11 empty] | WLDFR | HFTD - Distribution - Tier 2 - 1QU CoRE ¦ 3QU LoRE | Red Flag Warning - Catastrophic Fires | 2022 | 0 | 0 | 0 | 0 | 14146.1306 | 222.2294 | 8585.7228 | 5338.1784 | 813.2108 | 813.2108 | 813.2108 | 0 | 0.00018687 |  | 0 | 0.15196 | 0.15196 | 0 | 0.15196 | 0.15196 | 0 | 0.15196 | 0.15196 | 0 | 0 | 0 | [40 empty] | All EPR in 2020WLDFRElectric Reliability | WLDFR | HFTD - Distribution - Tier 2 - 1QU CoRE ¦ 2QU LoRE | Non-Red Flag Warning - Catastrophic Fires | 2023 | Electric Reliability | 233.2301 | 306.602 | 2023 | Control | 0.1325 | 3 | 0 | esc | 0 | 0 | 0.15274 | 35.623 | 0.15274 | 35.623 | 0.15274 | 35.623
[35 empty] | 7.3.9-2021 All EPR in 2021 | WLDFR | HFTD - Distribution - Tier 2 - 5QU CoRE ¦ 5QU LoRE | 2023 | 0.87344 | 0 | 0 | 0 | 0 | 0 | 0 | 0.30704 | 0.30704 | 0 | 0 | 0.30308 | 0.30308 | 0 | 0 | 0.30308 | 0.30308 | 0 | 0.26818 | 0.26472 | 0.26472 | 0 | 0 | 0 | 0 | 0.30308 | 0.26472 | 0.30308 | 0.26472 | [11 empty] | WLDFR | HFTD - Distribution - Tier 2 - 1QU CoRE ¦ 3QU LoRE | Red Flag Warning - Catastrophic Fires | 2023 | 0 | 0 | 0 | 0 | 14664.6376 | 233.2301 | 8896.516 | 5534.8915 | 0 | 843.2942 | 843.2942 | 843.2942 | 0.00018687 |  | 0 | 0 | 0 | 0 | 0.15758 | 0.15758 | 0 | 0.15758 | 0.15758 | 0 | 0.15758 | 0.15758 | [40 empty] | All EPR in 2020WLDFRFinancial | WLDFR | HFTD - Distribution - Tier 2 - 1QU CoRE ¦ 2QU LoRE | Non-Red Flag Warning - Catastrophic Fires | 2023 | Financial | 8896.516 | 306.602 | 2023 | Control | 0.053 | 3 | 0 | esc | 0 | 0 | 0.055966 | 497.9043 | 0.055966 | 497.9043 | 0.055966 | 497.9043
[35 empty] | 7.3.9-2021 All EPR in 2021 | WLDFR | HFTD - Distribution - Tier 2 - 5QU CoRE ¦ 5QU LoRE | 2024 | 0.8163 | 0 | 0 | 0 | 0 | 0 | 0 | 0 | 0 | 0 | 0 | 0.30308 | 0.30308 | 0 | 0 | 0.30308 | 0.30308 | 0 | 0 | 0.2474 | 0.2474 | 0 | 0 | 0 | 0 | 0.30308 | 0.2474 | 0.30308 | 0.2474 | [11 empty] | WLDFR | HFTD - Distribution - Tier 2 - 1QU CoRE ¦ 3QU LoRE | Red Flag Warning - Catastrophic Fires | 2024 | 0 | 0 | 0 | 0 | 14664.6376 | 233.2301 | 8896.516 | 5534.8915 | 0 | 0 | 843.2942 | 843.2942 | 0.00018687 |  | 0 | 0 | 0 | 0 | 0 | 0 | 0 | 0.15758 | 0.15758 | 0 | 0.15758 | 0.15758 | [40 empty] | All EPR in 2020WLDFRSafety | WLDFR | HFTD - Distribution - Tier 2 - 1QU CoRE ¦ 2QU LoRE | Non-Red Flag Warning - Catastrophic Fires | 2023 | Safety | 5534.8915 | 306.602 | 2023 | Control | 0.053 | 3 | 0 | esc | 0 | 0 | 0.055966 | 309.7669 | 0.055966 | 309.7669 | 0.055966 | 309.7669
[35 empty] | 7.3.9-2021 All EPR in 2021 | WLDFR | HFTD - Distribution - Tier 2 - 5QU CoRE ¦ 5QU LoRE | 2025 | 0.7629 | 0 | 0 | 0 | 0 | 0 | 0 | 0 | 0 | 0 | 0 | 0 | 0 | 0 | 0 | 0.30308 | 0.30308 | 0 | 0 | 0 | 0.23122 | 0 | 0 | 0 | 0 | 0 | 0 | 0 | 0 | [11 empty] | WLDFR | HFTD - Distribution - Tier 2 - 1QU CoRE ¦ 3QU LoRE | Red Flag Warning - Catastrophic Fires | 2025 | 0 | 0 | 0 | 0 | 14664.6376 | 233.2301 | 8896.516 | 5534.8915 | 0 | 0 | 0 | 843.2942 | 0.00018687 |  | 0 | 0 | 0 | 0 | 0 | 0 | 0 | 0 | 0 | 0 | 0.15758 | 0.15758 | [40 empty] | All EPR in 2020WLDFRElectric Reliability | WLDFR | HFTD - Distribution - Tier 2 - 1QU CoRE ¦ 2QU LoRE | Non-Red Flag Warning - Catastrophic Fires | 2024 | Electric Reliability | 233.2301 | 306.602 | 2024 | Control | 0.1325 | 3 | 0 | esc | 0 | 0 | 0 | 0 | 0.15274 | 35.623 | 0.15274 | 35.623
[35 empty] | 7.3.9-2021 All EPR in 2021 | WLDFR | HFTD - Distribution - Tier 3 - 1QU CoRE ¦ 1QU LoRE | 2020 | 1 | 0 | 0 | 20.3479 | 20.3479 | 0 | 0 | 0 | 0 | 0 | 0 | 0 | 0 | 0 | 0 | 0 | 0 | 20.3479 | 0 | 0 | 0 | 0 | 0 | 0 | 0 | 0 | 0 | 0 | 0 | [11 empty] | WLDFR | HFTD - Distribution - Tier 2 - 1QU CoRE ¦ 3QU LoRE | Red Flag Warning - Destructive Fires | 2020 | 0 | 0 | 0 | 0 | 8807.9522 | 222.2294 | 8585.7228 | 0 | 514.4532 | 0 | 0 | 0 | 2.58e-05 |  | 0 | 0.013273 | 0.013273 | 0 | 0 | 0 | 0 | 0 | 0 | 0 | 0 | 0 | [40 empty] | All EPR in 2020WLDFRFinancial | WLDFR | HFTD - Distribution - Tier 2 - 1QU CoRE ¦ 2QU LoRE | Non-Red Flag Warning - Catastrophic Fires | 2024 | Financial | 8896.516 | 306.602 | 2024 | Control | 0.053 | 3 | 0 | esc | 0 | 0 | 0 | 0 | 0.055966 | 497.9043 | 0.055966 | 497.9043
[35 empty] | 7.3.9-2021 All EPR in 2021 | WLDFR | HFTD - Distribution - Tier 3 - 1QU CoRE ¦ 1QU LoRE | 2021 | 1 | 0 | 0 | 20.3479 | 20.3479 | 0 | 0 | 20.3479 | 20.3479 | 0 | 0 | 0 | 0 | 0 | 0 | 0 | 0 | 20.3479 | 20.3479 | 0 | 0 | 0 | 0 | 0 | 0 | 0 | 0 | 0 | 0 | [11 empty] | WLDFR | HFTD - Distribution - Tier 2 - 1QU CoRE ¦ 3QU LoRE | Red Flag Warning - Destructive Fires | 2021 | 0 | 0 | 0 | 0 | 8807.9522 | 222.2294 | 8585.7228 | 0 | 514.4532 | 514.4532 | 0 | 0 | 2.58e-05 |  | 0 | 0.013273 | 0.013273 | 0 | 0.013273 | 0.013273 | 0 | 0 | 0 | 0 | 0 | 0 | [40 empty] | All EPR in 2020WLDFRSafety | WLDFR | HFTD - Distribution - Tier 2 - 1QU CoRE ¦ 2QU LoRE | Non-Red Flag Warning - Catastrophic Fires | 2024 | Safety | 5534.8915 | 306.602 | 2024 | Control | 0.053 | 3 | 0 | esc | 0 | 0 | 0 | 0 | 0.055966 | 309.7669 | 0.055966 | 309.7669
[35 empty] | 7.3.9-2021 All EPR in 2021 | WLDFR | HFTD - Distribution - Tier 3 - 1QU CoRE ¦ 1QU LoRE | 2022 | 0.93458 | 0 | 0 | 20.8718 | 20.8718 | 0 | 0 | 20.8718 | 20.8718 | 0 | 0 | 17.7572 | 17.7572 | 0 | 0 | 0 | 0 | 19.5063 | 19.5063 | 16.5956 | 0 | 0 | 0 | 0 | 0 | 17.7572 | 16.5956 | 17.7572 | 16.5956 | [11 empty] | WLDFR | HFTD - Distribution - Tier 2 - 1QU CoRE ¦ 3QU LoRE | Red Flag Warning - Destructive Fires | 2022 | 0 | 0 | 0 | 0 | 8807.9522 | 222.2294 | 8585.7228 | 0 | 514.4532 | 514.4532 | 514.4532 | 0 | 2.58e-05 |  | 0 | 0.013273 | 0.013273 | 0 | 0.013273 | 0.013273 | 0 | 0.013273 | 0.013273 | 0 | 0 | 0 | [40 empty] | All EPR in 2020WLDFRElectric Reliability | WLDFR | HFTD - Distribution - Tier 2 - 1QU CoRE ¦ 2QU LoRE | Non-Red Flag Warning - Catastrophic Fires | 2025 | Electric Reliability | 233.2301 | 306.602 | 2025 | Control | 0.1325 | 3 | 0 | esc | 0 | 0 | 0 | 0 | 0 | 0 | 0.15274 | 35.623
[35 empty] | 7.3.9-2021 All EPR in 2021 | WLDFR | HFTD - Distribution - Tier 3 - 1QU CoRE ¦ 1QU LoRE | 2023 | 0.87344 | 0 | 0 | 0 | 0 | 0 | 0 | 21.6443 | 21.6443 | 0 | 0 | 18.4143 | 18.4143 | 0 | 0 | 18.4143 | 18.4143 | 0 | 18.9049 | 16.0838 | 16.0838 | 0 | 0 | 0 | 0 | 18.4143 | 16.0838 | 18.4143 | 16.0838 | [11 empty] | WLDFR | HFTD - Distribution - Tier 2 - 1QU CoRE ¦ 3QU LoRE | Red Flag Warning - Destructive Fires | 2023 | 0 | 0 | 0 | 0 | 9129.7461 | 233.2301 | 8896.516 | 0 | 0 | 533.5273 | 533.5273 | 533.5273 | 2.58e-05 |  | 0 | 0 | 0 | 0 | 0.013765 | 0.013765 | 0 | 0.013765 | 0.013765 | 0 | 0.013765 | 0.013765 | [40 empty] | All EPR in 2020WLDFRFinancial | WLDFR | HFTD - Distribution - Tier 2 - 1QU CoRE ¦ 2QU LoRE | Non-Red Flag Warning - Catastrophic Fires | 2025 | Financial | 8896.516 | 306.602 | 2025 | Control | 0.053 | 3 | 0 | esc | 0 | 0 | 0 | 0 | 0 | 0 | 0.055966 | 497.9043
[35 empty] | 7.3.9-2021 All EPR in 2021 | WLDFR | HFTD - Distribution - Tier 3 - 1QU CoRE ¦ 1QU LoRE | 2024 | 0.8163 | 0 | 0 | 0 | 0 | 0 | 0 | 0 | 0 | 0 | 0 | 18.4143 | 18.4143 | 0 | 0 | 18.4143 | 18.4143 | 0 | 0 | 15.0316 | 15.0316 | 0 | 0 | 0 | 0 | 18.4143 | 15.0316 | 18.4143 | 15.0316 | [11 empty] | WLDFR | HFTD - Distribution - Tier 2 - 1QU CoRE ¦ 3QU LoRE | Red Flag Warning - Destructive Fires | 2024 | 0 | 0 | 0 | 0 | 9129.7461 | 233.2301 | 8896.516 | 0 | 0 | 0 | 533.5273 | 533.5273 | 2.58e-05 |  | 0 | 0 | 0 | 0 | 0 | 0 | 0 | 0.013765 | 0.013765 | 0 | 0.013765 | 0.013765 | [40 empty] | All EPR in 2020WLDFRSafety | WLDFR | HFTD - Distribution - Tier 2 - 1QU CoRE ¦ 2QU LoRE | Non-Red Flag Warning - Catastrophic Fires | 2025 | Safety | 5534.8915 | 306.602 | 2025 | Control | 0.053 | 3 | 0 | esc | 0 | 0 | 0 | 0 | 0 | 0 | 0.055966 | 309.7669
[35 empty] | 7.3.9-2021 All EPR in 2021 | WLDFR | HFTD - Distribution - Tier 3 - 1QU CoRE ¦ 1QU LoRE | 2025 | 0.7629 | 0 | 0 | 0 | 0 | 0 | 0 | 0 | 0 | 0 | 0 | 0 | 0 | 0 | 0 | 18.4143 | 18.4143 | 0 | 0 | 0 | 14.0482 | 0 | 0 | 0 | 0 | 0 | 0 | 0 | 0 | [11 empty] | WLDFR | HFTD - Distribution - Tier 2 - 1QU CoRE ¦ 3QU LoRE | Red Flag Warning - Destructive Fires | 2025 | 0 | 0 | 0 | 0 | 9129.7461 | 233.2301 | 8896.516 | 0 | 0 | 0 | 0 | 533.5273 | 2.58e-05 |  | 0 | 0 | 0 | 0 | 0 | 0 | 0 | 0 | 0 | 0 | 0.013765 | 0.013765 | [40 empty] | All EPR in 2020WLDFRElectric Reliability | WLDFR | HFTD - Distribution - Tier 2 - 1QU CoRE ¦ 2QU LoRE | Non-Red Flag Warning - Destructive Fires | 2021 | Electric Reliability | 222.2294 | 306.602 | 2021 | Control | 0.1325 | 3 | 0 | esc | 0.15274 | 33.9428 | 0.15274 | 33.9428 | 0 | 0 | 0 | 0
[35 empty] | 7.3.9-2021 All EPR in 2021 | WLDFR | HFTD - Distribution - Tier 3 - 1QU CoRE ¦ 2QU LoRE | 2020 | 1 | 0 | 0 | 27.9832 | 27.9832 | 0 | 0 | 0 | 0 | 0 | 0 | 0 | 0 | 0 | 0 | 0 | 0 | 27.9832 | 0 | 0 | 0 | 0 | 0 | 0 | 0 | 0 | 0 | 0 | 0 | [11 empty] | WLDFR | HFTD - Distribution - Tier 2 - 1QU CoRE ¦ 3QU LoRE | Red Flag Warning - Large Fires | 2020 | 0 | 0 | 0 | 0 | 5.2406 | 0.69642 | 2.942 | 1.6022 | 0.36069 | 0 | 0 | 0 | 0.00010539 |  | 0 | 3.8013e-05 | 3.8013e-05 | 0 | 0 | 0 | 0 | 0 | 0 | 0 | 0 | 0 | [40 empty] | All EPR in 2020WLDFRFinancial | WLDFR | HFTD - Distribution - Tier 2 - 1QU CoRE ¦ 2QU LoRE | Non-Red Flag Warning - Destructive Fires | 2021 | Financial | 8585.7228 | 306.602 | 2021 | Control | 0.053 | 3 | 0 | esc | 0.055966 | 480.5104 | 0.055966 | 480.5104 | 0 | 0 | 0 | 0
[35 empty] | 7.3.9-2021 All EPR in 2021 | WLDFR | HFTD - Distribution - Tier 3 - 1QU CoRE ¦ 2QU LoRE | 2021 | 1 | 0 | 0 | 27.9832 | 27.9832 | 0 | 0 | 27.9832 | 27.9832 | 0 | 0 | 0 | 0 | 0 | 0 | 0 | 0 | 27.9832 | 27.9832 | 0 | 0 | 0 | 0 | 0 | 0 | 0 | 0 | 0 | 0 | [11 empty] | WLDFR | HFTD - Distribution - Tier 2 - 1QU CoRE ¦ 3QU LoRE | Red Flag Warning - Large Fires | 2021 | 0 | 0 | 0 | 0 | 5.2406 | 0.69642 | 2.942 | 1.6022 | 0.36069 | 0.36069 | 0 | 0 | 0.00010539 |  | 0 | 3.8013e-05 | 3.8013e-05 | 0 | 3.8013e-05 | 3.8013e-05 | 0 | 0 | 0 | 0 | 0 | 0 | [40 empty] | All EPR in 2020WLDFRElectric Reliability | WLDFR | HFTD - Distribution - Tier 2 - 1QU CoRE ¦ 2QU LoRE | Non-Red Flag Warning - Destructive Fires | 2022 | Electric Reliability | 222.2294 | 306.602 | 2022 | Control | 0.1325 | 3 | 0 | esc | 0.15274 | 33.9428 | 0.15274 | 33.9428 | 0.15274 | 33.9428 | 0 | 0
[35 empty] | 7.3.9-2021 All EPR in 2021 | WLDFR | HFTD - Distribution - Tier 3 - 1QU CoRE ¦ 2QU LoRE | 2022 | 0.93458 | 0 | 0 | 28.3443 | 28.3443 | 0 | 0 | 28.3443 | 28.3443 | 0 | 0 | 27.0136 | 27.0136 | 0 | 0 | 0 | 0 | 26.49 | 26.49 | 25.2463 | 0 | 0 | 0 | 0 | 0 | 27.0136 | 25.2463 | 27.0136 | 25.2463 | [11 empty] | WLDFR | HFTD - Distribution - Tier 2 - 1QU CoRE ¦ 3QU LoRE | Red Flag Warning - Large Fires | 2022 | 0 | 0 | 0 | 0 | 5.2406 | 0.69642 | 2.942 | 1.6022 | 0.36069 | 0.36069 | 0.36069 | 0 | 0.00010539 |  | 0 | 3.8013e-05 | 3.8013e-05 | 0 | 3.8013e-05 | 3.8013e-05 | 0 | 3.8013e-05 | 3.8013e-05 | 0 | 0 | 0 | [40 empty] | All EPR in 2020WLDFRFinancial | WLDFR | HFTD - Distribution - Tier 2 - 1QU CoRE ¦ 2QU LoRE | Non-Red Flag Warning - Destructive Fires | 2022 | Financial | 8585.7228 | 306.602 | 2022 | Control | 0.053 | 3 | 0 | esc | 0.055966 | 480.5104 | 0.055966 | 480.5104 | 0.055966 | 480.5104 | 0 | 0
[35 empty] | 7.3.9-2021 All EPR in 2021 | WLDFR | HFTD - Distribution - Tier 3 - 1QU CoRE ¦ 2QU LoRE | 2023 | 0.87344 | 0 | 0 | 0 | 0 | 0 | 0 | 29.3932 | 29.3932 | 0 | 0 | 28.0131 | 28.0131 | 0 | 0 | 28.0131 | 28.0131 | 0 | 25.6731 | 24.4677 | 24.4677 | 0 | 0 | 0 | 0 | 28.0131 | 24.4677 | 28.0131 | 24.4677 | [11 empty] | WLDFR | HFTD - Distribution - Tier 2 - 1QU CoRE ¦ 3QU LoRE | Red Flag Warning - Large Fires | 2023 | 0 | 0 | 0 | 0 | 5.475 | 0.71896 | 3.0715 | 1.6846 | 0 | 0.37599 | 0.37599 | 0.37599 | 0.00010539 |  | 0 | 0 | 0 | 0 | 3.9625e-05 | 3.9625e-05 | 0 | 3.9625e-05 | 3.9625e-05 | 0 | 3.9625e-05 | 3.9625e-05 | [40 empty] | All EPR in 2020WLDFRElectric Reliability | WLDFR | HFTD - Distribution - Tier 2 - 1QU CoRE ¦ 2QU LoRE | Non-Red Flag Warning - Destructive Fires | 2023 | Electric Reliability | 233.2301 | 306.602 | 2023 | Control | 0.1325 | 3 | 0 | esc | 0 | 0 | 0.15274 | 35.623 | 0.15274 | 35.623 | 0.15274 | 35.623
[35 empty] | 7.3.9-2021 All EPR in 2021 | WLDFR | HFTD - Distribution - Tier 3 - 1QU CoRE ¦ 2QU LoRE | 2024 | 0.8163 | 0 | 0 | 0 | 0 | 0 | 0 | 0 | 0 | 0 | 0 | 28.0131 | 28.0131 | 0 | 0 | 28.0131 | 28.0131 | 0 | 0 | 22.8671 | 22.8671 | 0 | 0 | 0 | 0 | 28.0131 | 22.8671 | 28.0131 | 22.8671 | [11 empty] | WLDFR | HFTD - Distribution - Tier 2 - 1QU CoRE ¦ 3QU LoRE | Red Flag Warning - Large Fires | 2024 | 0 | 0 | 0 | 0 | 5.475 | 0.71896 | 3.0715 | 1.6846 | 0 | 0 | 0.37599 | 0.37599 | 0.00010539 |  | 0 | 0 | 0 | 0 | 0 | 0 | 0 | 3.9625e-05 | 3.9625e-05 | 0 | 3.9625e-05 | 3.9625e-05 | [40 empty] | All EPR in 2020WLDFRFinancial | WLDFR | HFTD - Distribution - Tier 2 - 1QU CoRE ¦ 2QU LoRE | Non-Red Flag Warning - Destructive Fires | 2023 | Financial | 8896.516 | 306.602 | 2023 | Control | 0.053 | 3 | 0 | esc | 0 | 0 | 0.055966 | 497.9043 | 0.055966 | 497.9043 | 0.055966 | 497.9043
[35 empty] | 7.3.9-2021 All EPR in 2021 | WLDFR | HFTD - Distribution - Tier 3 - 1QU CoRE ¦ 2QU LoRE | 2025 | 0.7629 | 0 | 0 | 0 | 0 | 0 | 0 | 0 | 0 | 0 | 0 | 0 | 0 | 0 | 0 | 28.0131 | 28.0131 | 0 | 0 | 0 | 21.3711 | 0 | 0 | 0 | 0 | 0 | 0 | 0 | 0 | [11 empty] | WLDFR | HFTD - Distribution - Tier 2 - 1QU CoRE ¦ 3QU LoRE | Red Flag Warning - Large Fires | 2025 | 0 | 0 | 0 | 0 | 5.475 | 0.71896 | 3.0715 | 1.6846 | 0 | 0 | 0 | 0.37599 | 0.00010539 |  | 0 | 0 | 0 | 0 | 0 | 0 | 0 | 0 | 0 | 0 | 3.9625e-05 | 3.9625e-05 | [40 empty] | All EPR in 2020WLDFRElectric Reliability | WLDFR | HFTD - Distribution - Tier 2 - 1QU CoRE ¦ 2QU LoRE | Non-Red Flag Warning - Destructive Fires | 2024 | Electric Reliability | 233.2301 | 306.602 | 2024 | Control | 0.1325 | 3 | 0 | esc | 0 | 0 | 0 | 0 | 0.15274 | 35.623 | 0.15274 | 35.623
[35 empty] | 7.3.9-2021 All EPR in 2021 | WLDFR | HFTD - Distribution - Tier 3 - 1QU CoRE ¦ 3QU LoRE | 2020 | 1 | 0 | 0 | 4.5942 | 4.5942 | 0 | 0 | 0 | 0 | 0 | 0 | 0 | 0 | 0 | 0 | 0 | 0 | 4.5942 | 0 | 0 | 0 | 0 | 0 | 0 | 0 | 0 | 0 | 0 | 0 | [11 empty] | WLDFR | HFTD - Distribution - Tier 2 - 1QU CoRE ¦ 3QU LoRE | Red Flag Warning - Small Fires | 2020 | 0 | 0 | 0 | 0 | 0.077901 | 0.036425 | 0.0015809 | 0.039895 | 0.0078847 | 0 | 0 | 0 | 0.00052774 |  | 0 | 4.1611e-06 | 4.1611e-06 | 0 | 0 | 0 | 0 | 0 | 0 | 0 | 0 | 0 | [40 empty] | All EPR in 2020WLDFRFinancial | WLDFR | HFTD - Distribution - Tier 2 - 1QU CoRE ¦ 2QU LoRE | Non-Red Flag Warning - Destructive Fires | 2024 | Financial | 8896.516 | 306.602 | 2024 | Control | 0.053 | 3 | 0 | esc | 0 | 0 | 0 | 0 | 0.055966 | 497.9043 | 0.055966 | 497.9043
[35 empty] | 7.3.9-2021 All EPR in 2021 | WLDFR | HFTD - Distribution - Tier 3 - 1QU CoRE ¦ 3QU LoRE | 2021 | 1 | 0 | 0 | 4.5942 | 4.5942 | 0 | 0 | 4.5942 | 4.5942 | 0 | 0 | 0 | 0 | 0 | 0 | 0 | 0 | 4.5942 | 4.5942 | 0 | 0 | 0 | 0 | 0 | 0 | 0 | 0 | 0 | 0 | [11 empty] | WLDFR | HFTD - Distribution - Tier 2 - 1QU CoRE ¦ 3QU LoRE | Red Flag Warning - Small Fires | 2021 | 0 | 0 | 0 | 0 | 0.077901 | 0.036425 | 0.0015809 | 0.039895 | 0.0078847 | 0.0078847 | 0 | 0 | 0.00052774 |  | 0 | 4.1611e-06 | 4.1611e-06 | 0 | 4.1611e-06 | 4.1611e-06 | 0 | 0 | 0 | 0 | 0 | 0 | [40 empty] | All EPR in 2020WLDFRElectric Reliability | WLDFR | HFTD - Distribution - Tier 2 - 1QU CoRE ¦ 2QU LoRE | Non-Red Flag Warning - Destructive Fires | 2025 | Electric Reliability | 233.2301 | 306.602 | 2025 | Control | 0.1325 | 3 | 0 | esc | 0 | 0 | 0 | 0 | 0 | 0 | 0.15274 | 35.623
[35 empty] | 7.3.9-2021 All EPR in 2021 | WLDFR | HFTD - Distribution - Tier 3 - 1QU CoRE ¦ 3QU LoRE | 2022 | 0.93458 | 0 | 0 | 4.3387 | 4.3387 | 0 | 0 | 4.3387 | 4.3387 | 0 | 0 | 6.3663 | 6.3663 | 0 | 0 | 0 | 0 | 4.0548 | 4.0548 | 5.9498 | 0 | 0 | 0 | 0 | 0 | 6.3663 | 5.9498 | 6.3663 | 5.9498 | [11 empty] | WLDFR | HFTD - Distribution - Tier 2 - 1QU CoRE ¦ 3QU LoRE | Red Flag Warning - Small Fires | 2022 | 0 | 0 | 0 | 0 | 0.077901 | 0.036425 | 0.0015809 | 0.039895 | 0.0078847 | 0.0078847 | 0.0078847 | 0 | 0.00052774 |  | 0 | 4.1611e-06 | 4.1611e-06 | 0 | 4.1611e-06 | 4.1611e-06 | 0 | 4.1611e-06 | 4.1611e-06 | 0 | 0 | 0 | [40 empty] | All EPR in 2020WLDFRFinancial | WLDFR | HFTD - Distribution - Tier 2 - 1QU CoRE ¦ 2QU LoRE | Non-Red Flag Warning - Destructive Fires | 2025 | Financial | 8896.516 | 306.602 | 2025 | Control | 0.053 | 3 | 0 | esc | 0 | 0 | 0 | 0 | 0 | 0 | 0.055966 | 497.9043
[35 empty] | 7.3.9-2021 All EPR in 2021 | WLDFR | HFTD - Distribution - Tier 3 - 1QU CoRE ¦ 3QU LoRE | 2023 | 0.87344 | 0 | 0 | 0 | 0 | 0 | 0 | 4.4991 | 4.4991 | 0 | 0 | 6.6018 | 6.6018 | 0 | 0 | 6.6018 | 6.6018 | 0 | 3.9297 | 5.7663 | 5.7663 | 0 | 0 | 0 | 0 | 6.6018 | 5.7663 | 6.6018 | 5.7663 | [11 empty] | WLDFR | HFTD - Distribution - Tier 2 - 1QU CoRE ¦ 3QU LoRE | Red Flag Warning - Small Fires | 2023 | 0 | 0 | 0 | 0 | 0.080408 | 0.03759 | 0.0016314 | 0.041187 | 0 | 0.0081378 | 0.0081378 | 0.0081378 | 0.00052774 |  | 0 | 0 | 0 | 0 | 4.2947e-06 | 4.2947e-06 | 0 | 4.2947e-06 | 4.2947e-06 | 0 | 4.2947e-06 | 4.2947e-06 | [40 empty] | All EPR in 2020WLDFRElectric Reliability | WLDFR | HFTD - Distribution - Tier 2 - 1QU CoRE ¦ 2QU LoRE | Non-Red Flag Warning - Large Fires | 2021 | Electric Reliability | 0.69642 | 306.602 | 2021 | Control | 0.1325 | 3 | 0 | esc | 0.15274 | 0.10637 | 0.15274 | 0.10637 | 0 | 0 | 0 | 0
[35 empty] | 7.3.9-2021 All EPR in 2021 | WLDFR | HFTD - Distribution - Tier 3 - 1QU CoRE ¦ 3QU LoRE | 2024 | 0.8163 | 0 | 0 | 0 | 0 | 0 | 0 | 0 | 0 | 0 | 0 | 6.6018 | 6.6018 | 0 | 0 | 6.6018 | 6.6018 | 0 | 0 | 5.3891 | 5.3891 | 0 | 0 | 0 | 0 | 6.6018 | 5.3891 | 6.6018 | 5.3891 | [11 empty] | WLDFR | HFTD - Distribution - Tier 2 - 1QU CoRE ¦ 3QU LoRE | Red Flag Warning - Small Fires | 2024 | 0 | 0 | 0 | 0 | 0.080408 | 0.03759 | 0.0016314 | 0.041187 | 0 | 0 | 0.0081378 | 0.0081378 | 0.00052774 |  | 0 | 0 | 0 | 0 | 0 | 0 | 0 | 4.2947e-06 | 4.2947e-06 | 0 | 4.2947e-06 | 4.2947e-06 | [40 empty] | All EPR in 2020WLDFRFinancial | WLDFR | HFTD - Distribution - Tier 2 - 1QU CoRE ¦ 2QU LoRE | Non-Red Flag Warning - Large Fires | 2021 | Financial | 2.942 | 306.602 | 2021 | Control | 0.053 | 3 | 0 | esc | 0.055966 | 0.16465 | 0.055966 | 0.16465 | 0 | 0 | 0 | 0
[35 empty] | 7.3.9-2021 All EPR in 2021 | WLDFR | HFTD - Distribution - Tier 3 - 1QU CoRE ¦ 3QU LoRE | 2025 | 0.7629 | 0 | 0 | 0 | 0 | 0 | 0 | 0 | 0 | 0 | 0 | 0 | 0 | 0 | 0 | 6.6018 | 6.6018 | 0 | 0 | 0 | 5.0365 | 0 | 0 | 0 | 0 | 0 | 0 | 0 | 0 | [11 empty] | WLDFR | HFTD - Distribution - Tier 2 - 1QU CoRE ¦ 3QU LoRE | Red Flag Warning - Small Fires | 2025 | 0 | 0 | 0 | 0 | 0.080408 | 0.03759 | 0.0016314 | 0.041187 | 0 | 0 | 0 | 0.0081378 | 0.00052774 |  | 0 | 0 | 0 | 0 | 0 | 0 | 0 | 0 | 0 | 0 | 4.2947e-06 | 4.2947e-06 | [40 empty] | All EPR in 2020WLDFRSafety | WLDFR | HFTD - Distribution - Tier 2 - 1QU CoRE ¦ 2QU LoRE | Non-Red Flag Warning - Large Fires | 2021 | Safety | 1.6022 | 306.602 | 2021 | Control | 0.053 | 3 | 0 | esc | 0.055966 | 0.089668 | 0.055966 | 0.089668 | 0 | 0 | 0 | 0
[35 empty] | 7.3.9-2021 All EPR in 2021 | WLDFR | HFTD - Distribution - Tier 3 - 1QU CoRE ¦ 4QU LoRE | 2020 | 1 | 0 | 0 | 11.1221 | 11.1221 | 0 | 0 | 0 | 0 | 0 | 0 | 0 | 0 | 0 | 0 | 0 | 0 | 11.1221 | 0 | 0 | 0 | 0 | 0 | 0 | 0 | 0 | 0 | 0 | 0 | [11 empty] | WLDFR | HFTD - Distribution - Tier 2 - 1QU CoRE ¦ 3QU LoRE | Seismic - Non-Red Flag Warning - Catastrophic Fires | 2020 | 0 | 0 | 0 | 0 | 21083.8428 | 409.2237 | 13469.0878 | 7205.5313 | 1219.584 | 0 | 0 | 0 | 1.9626e-10 |  | 0 | 2.3935e-07 | 2.3935e-07 | 0 | 0 | 0 | 0 | 0 | 0 | 0 | 0 | 0 | [40 empty] | All EPR in 2020WLDFRElectric Reliability | WLDFR | HFTD - Distribution - Tier 2 - 1QU CoRE ¦ 2QU LoRE | Non-Red Flag Warning - Large Fires | 2022 | Electric Reliability | 0.69642 | 306.602 | 2022 | Control | 0.1325 | 3 | 0 | esc | 0.15274 | 0.10637 | 0.15274 | 0.10637 | 0.15274 | 0.10637 | 0 | 0
[35 empty] | 7.3.9-2021 All EPR in 2021 | WLDFR | HFTD - Distribution - Tier 3 - 1QU CoRE ¦ 4QU LoRE | 2021 | 1 | 0 | 0 | 11.1221 | 11.1221 | 0 | 0 | 11.1221 | 11.1221 | 0 | 0 | 0 | 0 | 0 | 0 | 0 | 0 | 11.1221 | 11.1221 | 0 | 0 | 0 | 0 | 0 | 0 | 0 | 0 | 0 | 0 | [11 empty] | WLDFR | HFTD - Distribution - Tier 2 - 1QU CoRE ¦ 3QU LoRE | Seismic - Non-Red Flag Warning - Catastrophic Fires | 2021 | 0 | 0 | 0 | 0 | 21083.8428 | 409.2237 | 13469.0878 | 7205.5313 | 1219.584 | 1219.584 | 0 | 0 | 1.9626e-10 |  | 0 | 2.3935e-07 | 2.3935e-07 | 0 | 2.3935e-07 | 2.3935e-07 | 0 | 0 | 0 | 0 | 0 | 0 | [40 empty] | All EPR in 2020WLDFRFinancial | WLDFR | HFTD - Distribution - Tier 2 - 1QU CoRE ¦ 2QU LoRE | Non-Red Flag Warning - Large Fires | 2022 | Financial | 2.942 | 306.602 | 2022 | Control | 0.053 | 3 | 0 | esc | 0.055966 | 0.16465 | 0.055966 | 0.16465 | 0.055966 | 0.16465 | 0 | 0
[35 empty] | 7.3.9-2021 All EPR in 2021 | WLDFR | HFTD - Distribution - Tier 3 - 1QU CoRE ¦ 4QU LoRE | 2022 | 0.93458 | 0 | 0 | 10.9182 | 10.9182 | 0 | 0 | 10.9182 | 10.9182 | 0 | 0 | 10.0857 | 10.0857 | 0 | 0 | 0 | 0 | 10.2039 | 10.2039 | 9.4259 | 0 | 0 | 0 | 0 | 0 | 10.0857 | 9.4259 | 10.0857 | 9.4259 | [11 empty] | WLDFR | HFTD - Distribution - Tier 2 - 1QU CoRE ¦ 3QU LoRE | Seismic - Non-Red Flag Warning - Catastrophic Fires | 2022 | 0 | 0 | 0 | 0 | 21083.8428 | 409.2237 | 13469.0878 | 7205.5313 | 1219.584 | 1219.584 | 1219.584 | 0 | 1.9626e-10 |  | 0 | 2.3935e-07 | 2.3935e-07 | 0 | 2.3935e-07 | 2.3935e-07 | 0 | 2.3935e-07 | 2.3935e-07 | 0 | 0 | 0 | [40 empty] | All EPR in 2020WLDFRSafety | WLDFR | HFTD - Distribution - Tier 2 - 1QU CoRE ¦ 2QU LoRE | Non-Red Flag Warning - Large Fires | 2022 | Safety | 1.6022 | 306.602 | 2022 | Control | 0.053 | 3 | 0 | esc | 0.055966 | 0.089668 | 0.055966 | 0.089668 | 0.055966 | 0.089668 | 0 | 0
[35 empty] | 7.3.9-2021 All EPR in 2021 | WLDFR | HFTD - Distribution - Tier 3 - 1QU CoRE ¦ 4QU LoRE | 2023 | 0.87344 | 0 | 0 | 0 | 0 | 0 | 0 | 11.3222 | 11.3222 | 0 | 0 | 10.4589 | 10.4589 | 0 | 0 | 10.4589 | 10.4589 | 0 | 9.8892 | 9.1352 | 9.1352 | 0 | 0 | 0 | 0 | 10.4589 | 9.1352 | 10.4589 | 9.1352 | [11 empty] | WLDFR | HFTD - Distribution - Tier 2 - 1QU CoRE ¦ 3QU LoRE | Seismic - Non-Red Flag Warning - Catastrophic Fires | 2023 | 0 | 0 | 0 | 0 | 21835.9781 | 428.6023 | 13939.561 | 7467.8148 | 0 | 1263.5534 | 1263.5534 | 1263.5534 | 1.9626e-10 |  | 0 | 0 | 0 | 0 | 2.4798e-07 | 2.4798e-07 | 0 | 2.4798e-07 | 2.4798e-07 | 0 | 2.4798e-07 | 2.4798e-07 | [40 empty] | All EPR in 2020WLDFRElectric Reliability | WLDFR | HFTD - Distribution - Tier 2 - 1QU CoRE ¦ 2QU LoRE | Non-Red Flag Warning - Large Fires | 2023 | Electric Reliability | 0.71896 | 306.602 | 2023 | Control | 0.1325 | 3 | 0 | esc | 0 | 0 | 0.15274 | 0.10981 | 0.15274 | 0.10981 | 0.15274 | 0.10981
[35 empty] | 7.3.9-2021 All EPR in 2021 | WLDFR | HFTD - Distribution - Tier 3 - 1QU CoRE ¦ 4QU LoRE | 2024 | 0.8163 | 0 | 0 | 0 | 0 | 0 | 0 | 0 | 0 | 0 | 0 | 10.4589 | 10.4589 | 0 | 0 | 10.4589 | 10.4589 | 0 | 0 | 8.5375 | 8.5375 | 0 | 0 | 0 | 0 | 10.4589 | 8.5375 | 10.4589 | 8.5375 | [11 empty] | WLDFR | HFTD - Distribution - Tier 2 - 1QU CoRE ¦ 3QU LoRE | Seismic - Non-Red Flag Warning - Catastrophic Fires | 2024 | 0 | 0 | 0 | 0 | 21835.9781 | 428.6023 | 13939.561 | 7467.8148 | 0 | 0 | 1263.5534 | 1263.5534 | 1.9626e-10 |  | 0 | 0 | 0 | 0 | 0 | 0 | 0 | 2.4798e-07 | 2.4798e-07 | 0 | 2.4798e-07 | 2.4798e-07 | [40 empty] | All EPR in 2020WLDFRFinancial | WLDFR | HFTD - Distribution - Tier 2 - 1QU CoRE ¦ 2QU LoRE | Non-Red Flag Warning - Large Fires | 2023 | Financial | 3.0715 | 306.602 | 2023 | Control | 0.053 | 3 | 0 | esc | 0 | 0 | 0.055966 | 0.1719 | 0.055966 | 0.1719 | 0.055966 | 0.1719
[35 empty] | 7.3.9-2021 All EPR in 2021 | WLDFR | HFTD - Distribution - Tier 3 - 1QU CoRE ¦ 4QU LoRE | 2025 | 0.7629 | 0 | 0 | 0 | 0 | 0 | 0 | 0 | 0 | 0 | 0 | 0 | 0 | 0 | 0 | 10.4589 | 10.4589 | 0 | 0 | 0 | 7.979 | 0 | 0 | 0 | 0 | 0 | 0 | 0 | 0 | [11 empty] | WLDFR | HFTD - Distribution - Tier 2 - 1QU CoRE ¦ 3QU LoRE | Seismic - Non-Red Flag Warning - Catastrophic Fires | 2025 | 0 | 0 | 0 | 0 | 21835.9781 | 428.6023 | 13939.561 | 7467.8148 | 0 | 0 | 0 | 1263.5534 | 1.9626e-10 |  | 0 | 0 | 0 | 0 | 0 | 0 | 0 | 0 | 0 | 0 | 2.4798e-07 | 2.4798e-07 | [40 empty] | All EPR in 2020WLDFRSafety | WLDFR | HFTD - Distribution - Tier 2 - 1QU CoRE ¦ 2QU LoRE | Non-Red Flag Warning - Large Fires | 2023 | Safety | 1.6846 | 306.602 | 2023 | Control | 0.053 | 3 | 0 | esc | 0 | 0 | 0.055966 | 0.094279 | 0.055966 | 0.094279 | 0.055966 | 0.094279
[35 empty] | 7.3.9-2021 All EPR in 2021 | WLDFR | HFTD - Distribution - Tier 3 - 1QU CoRE ¦ 5QU LoRE | 2020 | 1 | 0 | 0 | 5.1824 | 5.1824 | 0 | 0 | 0 | 0 | 0 | 0 | 0 | 0 | 0 | 0 | 0 | 0 | 5.1824 | 0 | 0 | 0 | 0 | 0 | 0 | 0 | 0 | 0 | 0 | 0 | [11 empty] | WLDFR | HFTD - Distribution - Tier 2 - 1QU CoRE ¦ 3QU LoRE | Seismic - Red Flag Warning - Catastrophic Fires | 2020 | 0 | 0 | 0 | 0 | 21083.8428 | 409.2237 | 13469.0878 | 7205.5313 | 1219.584 | 0 | 0 | 0 | 8.4644e-09 |  | 0 | 1.0323e-05 | 1.0323e-05 | 0 | 0 | 0 | 0 | 0 | 0 | 0 | 0 | 0 | [40 empty] | All EPR in 2020WLDFRElectric Reliability | WLDFR | HFTD - Distribution - Tier 2 - 1QU CoRE ¦ 2QU LoRE | Non-Red Flag Warning - Large Fires | 2024 | Electric Reliability | 0.71896 | 306.602 | 2024 | Control | 0.1325 | 3 | 0 | esc | 0 | 0 | 0 | 0 | 0.15274 | 0.10981 | 0.15274 | 0.10981
[35 empty] | 7.3.9-2021 All EPR in 2021 | WLDFR | HFTD - Distribution - Tier 3 - 1QU CoRE ¦ 5QU LoRE | 2021 | 1 | 0 | 0 | 5.1824 | 5.1824 | 0 | 0 | 5.1824 | 5.1824 | 0 | 0 | 0 | 0 | 0 | 0 | 0 | 0 | 5.1824 | 5.1824 | 0 | 0 | 0 | 0 | 0 | 0 | 0 | 0 | 0 | 0 | [11 empty] | WLDFR | HFTD - Distribution - Tier 2 - 1QU CoRE ¦ 3QU LoRE | Seismic - Red Flag Warning - Catastrophic Fires | 2021 | 0 | 0 | 0 | 0 | 21083.8428 | 409.2237 | 13469.0878 | 7205.5313 | 1219.584 | 1219.584 | 0 | 0 | 8.4644e-09 |  | 0 | 1.0323e-05 | 1.0323e-05 | 0 | 1.0323e-05 | 1.0323e-05 | 0 | 0 | 0 | 0 | 0 | 0 | [40 empty] | All EPR in 2020WLDFRFinancial | WLDFR | HFTD - Distribution - Tier 2 - 1QU CoRE ¦ 2QU LoRE | Non-Red Flag Warning - Large Fires | 2024 | Financial | 3.0715 | 306.602 | 2024 | Control | 0.053 | 3 | 0 | esc | 0 | 0 | 0 | 0 | 0.055966 | 0.1719 | 0.055966 | 0.1719
[35 empty] | 7.3.9-2021 All EPR in 2021 | WLDFR | HFTD - Distribution - Tier 3 - 1QU CoRE ¦ 5QU LoRE | 2022 | 0.93458 | 0 | 0 | 4.7306 | 4.7306 | 0 | 0 | 4.7306 | 4.7306 | 0 | 0 | 5.5063 | 5.5063 | 0 | 0 | 0 | 0 | 4.4211 | 4.4211 | 5.1461 | 0 | 0 | 0 | 0 | 0 | 5.5063 | 5.1461 | 5.5063 | 5.1461 | [11 empty] | WLDFR | HFTD - Distribution - Tier 2 - 1QU CoRE ¦ 3QU LoRE | Seismic - Red Flag Warning - Catastrophic Fires | 2022 | 0 | 0 | 0 | 0 | 21083.8428 | 409.2237 | 13469.0878 | 7205.5313 | 1219.584 | 1219.584 | 1219.584 | 0 | 8.4644e-09 |  | 0 | 1.0323e-05 | 1.0323e-05 | 0 | 1.0323e-05 | 1.0323e-05 | 0 | 1.0323e-05 | 1.0323e-05 | 0 | 0 | 0 | [40 empty] | All EPR in 2020WLDFRSafety | WLDFR | HFTD - Distribution - Tier 2 - 1QU CoRE ¦ 2QU LoRE | Non-Red Flag Warning - Large Fires | 2024 | Safety | 1.6846 | 306.602 | 2024 | Control | 0.053 | 3 | 0 | esc | 0 | 0 | 0 | 0 | 0.055966 | 0.094279 | 0.055966 | 0.094279
[35 empty] | 7.3.9-2021 All EPR in 2021 | WLDFR | HFTD - Distribution - Tier 3 - 1QU CoRE ¦ 5QU LoRE | 2023 | 0.87344 | 0 | 0 | 0 | 0 | 0 | 0 | 4.9056 | 4.9056 | 0 | 0 | 5.7101 | 5.7101 | 0 | 0 | 5.7101 | 5.7101 | 0 | 4.2848 | 4.9874 | 4.9874 | 0 | 0 | 0 | 0 | 5.7101 | 4.9874 | 5.7101 | 4.9874 | [11 empty] | WLDFR | HFTD - Distribution - Tier 2 - 1QU CoRE ¦ 3QU LoRE | Seismic - Red Flag Warning - Catastrophic Fires | 2023 | 0 | 0 | 0 | 0 | 21835.9781 | 428.6023 | 13939.561 | 7467.8148 | 0 | 1263.5534 | 1263.5534 | 1263.5534 | 8.4644e-09 |  | 0 | 0 | 0 | 0 | 1.0695e-05 | 1.0695e-05 | 0 | 1.0695e-05 | 1.0695e-05 | 0 | 1.0695e-05 | 1.0695e-05 | [40 empty] | All EPR in 2020WLDFRElectric Reliability | WLDFR | HFTD - Distribution - Tier 2 - 1QU CoRE ¦ 2QU LoRE | Non-Red Flag Warning - Large Fires | 2025 | Electric Reliability | 0.71896 | 306.602 | 2025 | Control | 0.1325 | 3 | 0 | esc | 0 | 0 | 0 | 0 | 0 | 0 | 0.15274 | 0.10981
[35 empty] | 7.3.9-2021 All EPR in 2021 | WLDFR | HFTD - Distribution - Tier 3 - 1QU CoRE ¦ 5QU LoRE | 2024 | 0.8163 | 0 | 0 | 0 | 0 | 0 | 0 | 0 | 0 | 0 | 0 | 5.7101 | 5.7101 | 0 | 0 | 5.7101 | 5.7101 | 0 | 0 | 4.6611 | 4.6611 | 0 | 0 | 0 | 0 | 5.7101 | 4.6611 | 5.7101 | 4.6611 | [11 empty] | WLDFR | HFTD - Distribution - Tier 2 - 1QU CoRE ¦ 3QU LoRE | Seismic - Red Flag Warning - Catastrophic Fires | 2024 | 0 | 0 | 0 | 0 | 21835.9781 | 428.6023 | 13939.561 | 7467.8148 | 0 | 0 | 1263.5534 | 1263.5534 | 8.4644e-09 |  | 0 | 0 | 0 | 0 | 0 | 0 | 0 | 1.0695e-05 | 1.0695e-05 | 0 | 1.0695e-05 | 1.0695e-05 | [40 empty] | All EPR in 2020WLDFRFinancial | WLDFR | HFTD - Distribution - Tier 2 - 1QU CoRE ¦ 2QU LoRE | Non-Red Flag Warning - Large Fires | 2025 | Financial | 3.0715 | 306.602 | 2025 | Control | 0.053 | 3 | 0 | esc | 0 | 0 | 0 | 0 | 0 | 0 | 0.055966 | 0.1719
[35 empty] | 7.3.9-2021 All EPR in 2021 | WLDFR | HFTD - Distribution - Tier 3 - 1QU CoRE ¦ 5QU LoRE | 2025 | 0.7629 | 0 | 0 | 0 | 0 | 0 | 0 | 0 | 0 | 0 | 0 | 0 | 0 | 0 | 0 | 5.7101 | 5.7101 | 0 | 0 | 0 | 4.3562 | 0 | 0 | 0 | 0 | 0 | 0 | 0 | 0 | [11 empty] | WLDFR | HFTD - Distribution - Tier 2 - 1QU CoRE ¦ 3QU LoRE | Seismic - Red Flag Warning - Catastrophic Fires | 2025 | 0 | 0 | 0 | 0 | 21835.9781 | 428.6023 | 13939.561 | 7467.8148 | 0 | 0 | 0 | 1263.5534 | 8.4644e-09 |  | 0 | 0 | 0 | 0 | 0 | 0 | 0 | 0 | 0 | 0 | 1.0695e-05 | 1.0695e-05 | [40 empty] | All EPR in 2020WLDFRSafety | WLDFR | HFTD - Distribution - Tier 2 - 1QU CoRE ¦ 2QU LoRE | Non-Red Flag Warning - Large Fires | 2025 | Safety | 1.6846 | 306.602 | 2025 | Control | 0.053 | 3 | 0 | esc | 0 | 0 | 0 | 0 | 0 | 0 | 0.055966 | 0.094279
[35 empty] | 7.3.9-2021 All EPR in 2021 | WLDFR | HFTD - Distribution - Tier 3 - 2QU CoRE ¦ 1QU LoRE | 2020 | 1 | 0 | 0 | 25.4419 | 25.4419 | 0 | 0 | 0 | 0 | 0 | 0 | 0 | 0 | 0 | 0 | 0 | 0 | 25.4419 | 0 | 0 | 0 | 0 | 0 | 0 | 0 | 0 | 0 | 0 | 0 | [11 empty] | WLDFR | HFTD - Distribution - Tier 2 - 1QU CoRE ¦ 4QU LoRE | Non-Red Flag Warning - Catastrophic Fires | 2020 | 0 | 0 | 0 | 0 | 14146.1306 | 222.2294 | 8585.7228 | 5338.1784 | 813.2108 | 0 | 0 | 0 | 9.3357e-06 |  | 0 | 0.0075919 | 0.0075919 | 0 | 0 | 0 | 0 | 0 | 0 | 0 | 0 | 0 | [40 empty] | All EPR in 2020WLDFRElectric Reliability | WLDFR | HFTD - Distribution - Tier 2 - 1QU CoRE ¦ 2QU LoRE | Non-Red Flag Warning - Small Fires | 2021 | Electric Reliability | 0.036425 | 306.602 | 2021 | Control | 0.1325 | 3 | 0 | esc | 0.15274 | 0.0055635 | 0.15274 | 0.0055635 | 0 | 0 | 0 | 0
[35 empty] | 7.3.9-2021 All EPR in 2021 | WLDFR | HFTD - Distribution - Tier 3 - 2QU CoRE ¦ 1QU LoRE | 2021 | 1 | 0 | 0 | 25.4419 | 25.4419 | 0 | 0 | 25.4419 | 25.4419 | 0 | 0 | 0 | 0 | 0 | 0 | 0 | 0 | 25.4419 | 25.4419 | 0 | 0 | 0 | 0 | 0 | 0 | 0 | 0 | 0 | 0 | [11 empty] | WLDFR | HFTD - Distribution - Tier 2 - 1QU CoRE ¦ 4QU LoRE | Non-Red Flag Warning - Catastrophic Fires | 2021 | 0 | 0 | 0 | 0 | 14146.1306 | 222.2294 | 8585.7228 | 5338.1784 | 813.2108 | 813.2108 | 0 | 0 | 9.3357e-06 |  | 0 | 0.0075919 | 0.0075919 | 0 | 0.0075919 | 0.0075919 | 0 | 0 | 0 | 0 | 0 | 0 | [40 empty] | All EPR in 2020WLDFRFinancial | WLDFR | HFTD - Distribution - Tier 2 - 1QU CoRE ¦ 2QU LoRE | Non-Red Flag Warning - Small Fires | 2021 | Financial | 0.0015809 | 306.602 | 2021 | Control | 0.053 | 3 | 0 | esc | 0.055966 | 8.8475e-05 | 0.055966 | 8.8475e-05 | 0 | 0 | 0 | 0
[35 empty] | 7.3.9-2021 All EPR in 2021 | WLDFR | HFTD - Distribution - Tier 3 - 2QU CoRE ¦ 1QU LoRE | 2022 | 0.93458 | 0 | 0 | 26.449 | 26.449 | 0 | 0 | 26.449 | 26.449 | 0 | 0 | 21.2047 | 21.2047 | 0 | 0 | 0 | 0 | 24.7187 | 24.7187 | 19.8175 | 0 | 0 | 0 | 0 | 0 | 21.2047 | 19.8175 | 21.2047 | 19.8175 | [11 empty] | WLDFR | HFTD - Distribution - Tier 2 - 1QU CoRE ¦ 4QU LoRE | Non-Red Flag Warning - Catastrophic Fires | 2022 | 0 | 0 | 0 | 0 | 14146.1306 | 222.2294 | 8585.7228 | 5338.1784 | 813.2108 | 813.2108 | 813.2108 | 0 | 9.3357e-06 |  | 0 | 0.0075919 | 0.0075919 | 0 | 0.0075919 | 0.0075919 | 0 | 0.0075919 | 0.0075919 | 0 | 0 | 0 | [40 empty] | All EPR in 2020WLDFRSafety | WLDFR | HFTD - Distribution - Tier 2 - 1QU CoRE ¦ 2QU LoRE | Non-Red Flag Warning - Small Fires | 2021 | Safety | 0.039895 | 306.602 | 2021 | Control | 0.053 | 3 | 0 | esc | 0.055966 | 0.0022328 | 0.055966 | 0.0022328 | 0 | 0 | 0 | 0
[35 empty] | 7.3.9-2021 All EPR in 2021 | WLDFR | HFTD - Distribution - Tier 3 - 2QU CoRE ¦ 1QU LoRE | 2023 | 0.87344 | 0 | 0 | 0 | 0 | 0 | 0 | 27.428 | 27.428 | 0 | 0 | 21.9893 | 21.9893 | 0 | 0 | 21.9893 | 21.9893 | 0 | 23.9567 | 19.2063 | 19.2063 | 0 | 0 | 0 | 0 | 21.9893 | 19.2063 | 21.9893 | 19.2063 | [11 empty] | WLDFR | HFTD - Distribution - Tier 2 - 1QU CoRE ¦ 4QU LoRE | Non-Red Flag Warning - Catastrophic Fires | 2023 | 0 | 0 | 0 | 0 | 14664.6376 | 233.2301 | 8896.516 | 5534.8915 | 0 | 843.2942 | 843.2942 | 843.2942 | 9.3357e-06 |  | 0 | 0 | 0 | 0 | 0.0078727 | 0.0078727 | 0 | 0.0078727 | 0.0078727 | 0 | 0.0078727 | 0.0078727 | [40 empty] | All EPR in 2020WLDFRElectric Reliability | WLDFR | HFTD - Distribution - Tier 2 - 1QU CoRE ¦ 2QU LoRE | Non-Red Flag Warning - Small Fires | 2022 | Electric Reliability | 0.036425 | 306.602 | 2022 | Control | 0.1325 | 3 | 0 | esc | 0.15274 | 0.0055635 | 0.15274 | 0.0055635 | 0.15274 | 0.0055635 | 0 | 0
[35 empty] | 7.3.9-2021 All EPR in 2021 | WLDFR | HFTD - Distribution - Tier 3 - 2QU CoRE ¦ 1QU LoRE | 2024 | 0.8163 | 0 | 0 | 0 | 0 | 0 | 0 | 0 | 0 | 0 | 0 | 21.9893 | 21.9893 | 0 | 0 | 21.9893 | 21.9893 | 0 | 0 | 17.9498 | 17.9498 | 0 | 0 | 0 | 0 | 21.9893 | 17.9498 | 21.9893 | 17.9498 | [11 empty] | WLDFR | HFTD - Distribution - Tier 2 - 1QU CoRE ¦ 4QU LoRE | Non-Red Flag Warning - Catastrophic Fires | 2024 | 0 | 0 | 0 | 0 | 14664.6376 | 233.2301 | 8896.516 | 5534.8915 | 0 | 0 | 843.2942 | 843.2942 | 9.3357e-06 |  | 0 | 0 | 0 | 0 | 0 | 0 | 0 | 0.0078727 | 0.0078727 | 0 | 0.0078727 | 0.0078727 | [40 empty] | All EPR in 2020WLDFRFinancial | WLDFR | HFTD - Distribution - Tier 2 - 1QU CoRE ¦ 2QU LoRE | Non-Red Flag Warning - Small Fires | 2022 | Financial | 0.0015809 | 306.602 | 2022 | Control | 0.053 | 3 | 0 | esc | 0.055966 | 8.8475e-05 | 0.055966 | 8.8475e-05 | 0.055966 | 8.8475e-05 | 0 | 0
[35 empty] | 7.3.9-2021 All EPR in 2021 | WLDFR | HFTD - Distribution - Tier 3 - 2QU CoRE ¦ 1QU LoRE | 2025 | 0.7629 | 0 | 0 | 0 | 0 | 0 | 0 | 0 | 0 | 0 | 0 | 0 | 0 | 0 | 0 | 21.9893 | 21.9893 | 0 | 0 | 0 | 16.7755 | 0 | 0 | 0 | 0 | 0 | 0 | 0 | 0 | [11 empty] | WLDFR | HFTD - Distribution - Tier 2 - 1QU CoRE ¦ 4QU LoRE | Non-Red Flag Warning - Catastrophic Fires | 2025 | 0 | 0 | 0 | 0 | 14664.6376 | 233.2301 | 8896.516 | 5534.8915 | 0 | 0 | 0 | 843.2942 | 9.3357e-06 |  | 0 | 0 | 0 | 0 | 0 | 0 | 0 | 0 | 0 | 0 | 0.0078727 | 0.0078727 | [40 empty] | All EPR in 2020WLDFRSafety | WLDFR | HFTD - Distribution - Tier 2 - 1QU CoRE ¦ 2QU LoRE | Non-Red Flag Warning - Small Fires | 2022 | Safety | 0.039895 | 306.602 | 2022 | Control | 0.053 | 3 | 0 | esc | 0.055966 | 0.0022328 | 0.055966 | 0.0022328 | 0.055966 | 0.0022328 | 0 | 0
[35 empty] | 7.3.9-2021 All EPR in 2021 | WLDFR | HFTD - Distribution - Tier 3 - 2QU CoRE ¦ 2QU LoRE | 2020 | 1 | 0 | 0 | 24.3774 | 24.3774 | 0 | 0 | 0 | 0 | 0 | 0 | 0 | 0 | 0 | 0 | 0 | 0 | 24.3774 | 0 | 0 | 0 | 0 | 0 | 0 | 0 | 0 | 0 | 0 | 0 | [11 empty] | WLDFR | HFTD - Distribution - Tier 2 - 1QU CoRE ¦ 4QU LoRE | Non-Red Flag Warning - Destructive Fires | 2020 | 0 | 0 | 0 | 0 | 8807.9522 | 222.2294 | 8585.7228 | 0 | 514.4532 | 0 | 0 | 0 | 8.9924e-06 |  | 0 | 0.0046262 | 0.0046262 | 0 | 0 | 0 | 0 | 0 | 0 | 0 | 0 | 0 | [40 empty] | All EPR in 2020WLDFRElectric Reliability | WLDFR | HFTD - Distribution - Tier 2 - 1QU CoRE ¦ 2QU LoRE | Non-Red Flag Warning - Small Fires | 2023 | Electric Reliability | 0.03759 | 306.602 | 2023 | Control | 0.1325 | 3 | 0 | esc | 0 | 0 | 0.15274 | 0.0057414 | 0.15274 | 0.0057414 | 0.15274 | 0.0057414
[35 empty] | 7.3.9-2021 All EPR in 2021 | WLDFR | HFTD - Distribution - Tier 3 - 2QU CoRE ¦ 2QU LoRE | 2021 | 1 | 0 | 0 | 24.3774 | 24.3774 | 0 | 0 | 24.3774 | 24.3774 | 0 | 0 | 0 | 0 | 0 | 0 | 0 | 0 | 24.3774 | 24.3774 | 0 | 0 | 0 | 0 | 0 | 0 | 0 | 0 | 0 | 0 | [11 empty] | WLDFR | HFTD - Distribution - Tier 2 - 1QU CoRE ¦ 4QU LoRE | Non-Red Flag Warning - Destructive Fires | 2021 | 0 | 0 | 0 | 0 | 8807.9522 | 222.2294 | 8585.7228 | 0 | 514.4532 | 514.4532 | 0 | 0 | 8.9924e-06 |  | 0 | 0.0046262 | 0.0046262 | 0 | 0.0046262 | 0.0046262 | 0 | 0 | 0 | 0 | 0 | 0 | [40 empty] | All EPR in 2020WLDFRFinancial | WLDFR | HFTD - Distribution - Tier 2 - 1QU CoRE ¦ 2QU LoRE | Non-Red Flag Warning - Small Fires | 2023 | Financial | 0.0016314 | 306.602 | 2023 | Control | 0.053 | 3 | 0 | esc | 0 | 0 | 0.055966 | 9.1305e-05 | 0.055966 | 9.1305e-05 | 0.055966 | 9.1305e-05
[35 empty] | 7.3.9-2021 All EPR in 2021 | WLDFR | HFTD - Distribution - Tier 3 - 2QU CoRE ¦ 2QU LoRE | 2022 | 0.93458 | 0 | 0 | 25.02 | 25.02 | 0 | 0 | 25.02 | 25.02 | 0 | 0 | 20.9803 | 20.9803 | 0 | 0 | 0 | 0 | 23.3831 | 23.3831 | 19.6078 | 0 | 0 | 0 | 0 | 0 | 20.9803 | 19.6078 | 20.9803 | 19.6078 | [11 empty] | WLDFR | HFTD - Distribution - Tier 2 - 1QU CoRE ¦ 4QU LoRE | Non-Red Flag Warning - Destructive Fires | 2022 | 0 | 0 | 0 | 0 | 8807.9522 | 222.2294 | 8585.7228 | 0 | 514.4532 | 514.4532 | 514.4532 | 0 | 8.9924e-06 |  | 0 | 0.0046262 | 0.0046262 | 0 | 0.0046262 | 0.0046262 | 0 | 0.0046262 | 0.0046262 | 0 | 0 | 0 | [40 empty] | All EPR in 2020WLDFRSafety | WLDFR | HFTD - Distribution - Tier 2 - 1QU CoRE ¦ 2QU LoRE | Non-Red Flag Warning - Small Fires | 2023 | Safety | 0.041187 | 306.602 | 2023 | Control | 0.053 | 3 | 0 | esc | 0 | 0 | 0.055966 | 0.0023051 | 0.055966 | 0.0023051 | 0.055966 | 0.0023051
[35 empty] | 7.3.9-2021 All EPR in 2021 | WLDFR | HFTD - Distribution - Tier 3 - 2QU CoRE ¦ 2QU LoRE | 2023 | 0.87344 | 0 | 0 | 0 | 0 | 0 | 0 | 25.946 | 25.946 | 0 | 0 | 21.7566 | 21.7566 | 0 | 0 | 21.7566 | 21.7566 | 0 | 22.6622 | 19.0031 | 19.0031 | 0 | 0 | 0 | 0 | 21.7566 | 19.0031 | 21.7566 | 19.0031 | [11 empty] | WLDFR | HFTD - Distribution - Tier 2 - 1QU CoRE ¦ 4QU LoRE | Non-Red Flag Warning - Destructive Fires | 2023 | 0 | 0 | 0 | 0 | 9129.7461 | 233.2301 | 8896.516 | 0 | 0 | 533.5273 | 533.5273 | 533.5273 | 8.9924e-06 |  | 0 | 0 | 0 | 0 | 0.0047977 | 0.0047977 | 0 | 0.0047977 | 0.0047977 | 0 | 0.0047977 | 0.0047977 | [40 empty] | All EPR in 2020WLDFRElectric Reliability | WLDFR | HFTD - Distribution - Tier 2 - 1QU CoRE ¦ 2QU LoRE | Non-Red Flag Warning - Small Fires | 2024 | Electric Reliability | 0.03759 | 306.602 | 2024 | Control | 0.1325 | 3 | 0 | esc | 0 | 0 | 0 | 0 | 0.15274 | 0.0057414 | 0.15274 | 0.0057414
[35 empty] | 7.3.9-2021 All EPR in 2021 | WLDFR | HFTD - Distribution - Tier 3 - 2QU CoRE ¦ 2QU LoRE | 2024 | 0.8163 | 0 | 0 | 0 | 0 | 0 | 0 | 0 | 0 | 0 | 0 | 21.7566 | 21.7566 | 0 | 0 | 21.7566 | 21.7566 | 0 | 0 | 17.7599 | 17.7599 | 0 | 0 | 0 | 0 | 21.7566 | 17.7599 | 21.7566 | 17.7599 | [11 empty] | WLDFR | HFTD - Distribution - Tier 2 - 1QU CoRE ¦ 4QU LoRE | Non-Red Flag Warning - Destructive Fires | 2024 | 0 | 0 | 0 | 0 | 9129.7461 | 233.2301 | 8896.516 | 0 | 0 | 0 | 533.5273 | 533.5273 | 8.9924e-06 |  | 0 | 0 | 0 | 0 | 0 | 0 | 0 | 0.0047977 | 0.0047977 | 0 | 0.0047977 | 0.0047977 | [40 empty] | All EPR in 2020WLDFRFinancial | WLDFR | HFTD - Distribution - Tier 2 - 1QU CoRE ¦ 2QU LoRE | Non-Red Flag Warning - Small Fires | 2024 | Financial | 0.0016314 | 306.602 | 2024 | Control | 0.053 | 3 | 0 | esc | 0 | 0 | 0 | 0 | 0.055966 | 9.1305e-05 | 0.055966 | 9.1305e-05
[35 empty] | 7.3.9-2021 All EPR in 2021 | WLDFR | HFTD - Distribution - Tier 3 - 2QU CoRE ¦ 2QU LoRE | 2025 | 0.7629 | 0 | 0 | 0 | 0 | 0 | 0 | 0 | 0 | 0 | 0 | 0 | 0 | 0 | 0 | 21.7566 | 21.7566 | 0 | 0 | 0 | 16.598 | 0 | 0 | 0 | 0 | 0 | 0 | 0 | 0 | [11 empty] | WLDFR | HFTD - Distribution - Tier 2 - 1QU CoRE ¦ 4QU LoRE | Non-Red Flag Warning - Destructive Fires | 2025 | 0 | 0 | 0 | 0 | 9129.7461 | 233.2301 | 8896.516 | 0 | 0 | 0 | 0 | 533.5273 | 8.9924e-06 |  | 0 | 0 | 0 | 0 | 0 | 0 | 0 | 0 | 0 | 0 | 0.0047977 | 0.0047977 | [40 empty] | All EPR in 2020WLDFRSafety | WLDFR | HFTD - Distribution - Tier 2 - 1QU CoRE ¦ 2QU LoRE | Non-Red Flag Warning - Small Fires | 2024 | Safety | 0.041187 | 306.602 | 2024 | Control | 0.053 | 3 | 0 | esc | 0 | 0 | 0 | 0 | 0.055966 | 0.0023051 | 0.055966 | 0.0023051
[35 empty] | 7.3.9-2021 All EPR in 2021 | WLDFR | HFTD - Distribution - Tier 3 - 2QU CoRE ¦ 3QU LoRE | 2020 | 1 | 0 | 0 | 14.6729 | 14.6729 | 0 | 0 | 0 | 0 | 0 | 0 | 0 | 0 | 0 | 0 | 0 | 0 | 14.6729 | 0 | 0 | 0 | 0 | 0 | 0 | 0 | 0 | 0 | 0 | 0 | [11 empty] | WLDFR | HFTD - Distribution - Tier 2 - 1QU CoRE ¦ 4QU LoRE | Non-Red Flag Warning - Large Fires | 2020 | 0 | 0 | 0 | 0 | 5.2406 | 0.69642 | 2.942 | 1.6022 | 0.36069 | 0 | 0 | 0 | 5.9343e-05 |  | 0 | 2.1404e-05 | 2.1404e-05 | 0 | 0 | 0 | 0 | 0 | 0 | 0 | 0 | 0 | [40 empty] | All EPR in 2020WLDFRElectric Reliability | WLDFR | HFTD - Distribution - Tier 2 - 1QU CoRE ¦ 2QU LoRE | Non-Red Flag Warning - Small Fires | 2025 | Electric Reliability | 0.03759 | 306.602 | 2025 | Control | 0.1325 | 3 | 0 | esc | 0 | 0 | 0 | 0 | 0 | 0 | 0.15274 | 0.0057414
[35 empty] | 7.3.9-2021 All EPR in 2021 | WLDFR | HFTD - Distribution - Tier 3 - 2QU CoRE ¦ 3QU LoRE | 2021 | 1 | 0 | 0 | 14.6729 | 14.6729 | 0 | 0 | 14.6729 | 14.6729 | 0 | 0 | 0 | 0 | 0 | 0 | 0 | 0 | 14.6729 | 14.6729 | 0 | 0 | 0 | 0 | 0 | 0 | 0 | 0 | 0 | 0 | [11 empty] | WLDFR | HFTD - Distribution - Tier 2 - 1QU CoRE ¦ 4QU LoRE | Non-Red Flag Warning - Large Fires | 2021 | 0 | 0 | 0 | 0 | 5.2406 | 0.69642 | 2.942 | 1.6022 | 0.36069 | 0.36069 | 0 | 0 | 5.9343e-05 |  | 0 | 2.1404e-05 | 2.1404e-05 | 0 | 2.1404e-05 | 2.1404e-05 | 0 | 0 | 0 | 0 | 0 | 0 | [40 empty] | All EPR in 2020WLDFRFinancial | WLDFR | HFTD - Distribution - Tier 2 - 1QU CoRE ¦ 2QU LoRE | Non-Red Flag Warning - Small Fires | 2025 | Financial | 0.0016314 | 306.602 | 2025 | Control | 0.053 | 3 | 0 | esc | 0 | 0 | 0 | 0 | 0 | 0 | 0.055966 | 9.1305e-05
[35 empty] | 7.3.9-2021 All EPR in 2021 | WLDFR | HFTD - Distribution - Tier 3 - 2QU CoRE ¦ 3QU LoRE | 2022 | 0.93458 | 0 | 0 | 14.0143 | 14.0143 | 0 | 0 | 14.0143 | 14.0143 | 0 | 0 | 17.6612 | 17.6612 | 0 | 0 | 0 | 0 | 13.0974 | 13.0974 | 16.5058 | 0 | 0 | 0 | 0 | 0 | 17.6612 | 16.5058 | 17.6612 | 16.5058 | [11 empty] | WLDFR | HFTD - Distribution - Tier 2 - 1QU CoRE ¦ 4QU LoRE | Non-Red Flag Warning - Large Fires | 2022 | 0 | 0 | 0 | 0 | 5.2406 | 0.69642 | 2.942 | 1.6022 | 0.36069 | 0.36069 | 0.36069 | 0 | 5.9343e-05 |  | 0 | 2.1404e-05 | 2.1404e-05 | 0 | 2.1404e-05 | 2.1404e-05 | 0 | 2.1404e-05 | 2.1404e-05 | 0 | 0 | 0 | [40 empty] | All EPR in 2020WLDFRSafety | WLDFR | HFTD - Distribution - Tier 2 - 1QU CoRE ¦ 2QU LoRE | Non-Red Flag Warning - Small Fires | 2025 | Safety | 0.041187 | 306.602 | 2025 | Control | 0.053 | 3 | 0 | esc | 0 | 0 | 0 | 0 | 0 | 0 | 0.055966 | 0.0023051
[35 empty] | 7.3.9-2021 All EPR in 2021 | WLDFR | HFTD - Distribution - Tier 3 - 2QU CoRE ¦ 3QU LoRE | 2023 | 0.87344 | 0 | 0 | 0 | 0 | 0 | 0 | 14.5327 | 14.5327 | 0 | 0 | 18.3147 | 18.3147 | 0 | 0 | 18.3147 | 18.3147 | 0 | 12.6934 | 15.9967 | 15.9967 | 0 | 0 | 0 | 0 | 18.3147 | 15.9967 | 18.3147 | 15.9967 | [11 empty] | WLDFR | HFTD - Distribution - Tier 2 - 1QU CoRE ¦ 4QU LoRE | Non-Red Flag Warning - Large Fires | 2023 | 0 | 0 | 0 | 0 | 5.475 | 0.71896 | 3.0715 | 1.6846 | 0 | 0.37599 | 0.37599 | 0.37599 | 5.9343e-05 |  | 0 | 0 | 0 | 0 | 2.2313e-05 | 2.2313e-05 | 0 | 2.2313e-05 | 2.2313e-05 | 0 | 2.2313e-05 | 2.2313e-05 | [40 empty] | All EPR in 2020WLDFRElectric Reliability | WLDFR | HFTD - Distribution - Tier 2 - 1QU CoRE ¦ 2QU LoRE | Red Flag Warning - Catastrophic Fires | 2021 | Electric Reliability | 222.2294 | 306.602 | 2021 | Control | 0.1325 | 3 | 0 | esc | 0.15274 | 33.9428 | 0.15274 | 33.9428 | 0 | 0 | 0 | 0
[35 empty] | 7.3.9-2021 All EPR in 2021 | WLDFR | HFTD - Distribution - Tier 3 - 2QU CoRE ¦ 3QU LoRE | 2024 | 0.8163 | 0 | 0 | 0 | 0 | 0 | 0 | 0 | 0 | 0 | 0 | 18.3147 | 18.3147 | 0 | 0 | 18.3147 | 18.3147 | 0 | 0 | 14.9502 | 14.9502 | 0 | 0 | 0 | 0 | 18.3147 | 14.9502 | 18.3147 | 14.9502 | [11 empty] | WLDFR | HFTD - Distribution - Tier 2 - 1QU CoRE ¦ 4QU LoRE | Non-Red Flag Warning - Large Fires | 2024 | 0 | 0 | 0 | 0 | 5.475 | 0.71896 | 3.0715 | 1.6846 | 0 | 0 | 0.37599 | 0.37599 | 5.9343e-05 |  | 0 | 0 | 0 | 0 | 0 | 0 | 0 | 2.2313e-05 | 2.2313e-05 | 0 | 2.2313e-05 | 2.2313e-05 | [40 empty] | All EPR in 2020WLDFRFinancial | WLDFR | HFTD - Distribution - Tier 2 - 1QU CoRE ¦ 2QU LoRE | Red Flag Warning - Catastrophic Fires | 2021 | Financial | 8585.7228 | 306.602 | 2021 | Control | 0.053 | 3 | 0 | esc | 0.055966 | 480.5104 | 0.055966 | 480.5104 | 0 | 0 | 0 | 0
[35 empty] | 7.3.9-2021 All EPR in 2021 | WLDFR | HFTD - Distribution - Tier 3 - 2QU CoRE ¦ 3QU LoRE | 2025 | 0.7629 | 0 | 0 | 0 | 0 | 0 | 0 | 0 | 0 | 0 | 0 | 0 | 0 | 0 | 0 | 18.3147 | 18.3147 | 0 | 0 | 0 | 13.9722 | 0 | 0 | 0 | 0 | 0 | 0 | 0 | 0 | [11 empty] | WLDFR | HFTD - Distribution - Tier 2 - 1QU CoRE ¦ 4QU LoRE | Non-Red Flag Warning - Large Fires | 2025 | 0 | 0 | 0 | 0 | 5.475 | 0.71896 | 3.0715 | 1.6846 | 0 | 0 | 0 | 0.37599 | 5.9343e-05 |  | 0 | 0 | 0 | 0 | 0 | 0 | 0 | 0 | 0 | 0 | 2.2313e-05 | 2.2313e-05 | [40 empty] | All EPR in 2020WLDFRSafety | WLDFR | HFTD - Distribution - Tier 2 - 1QU CoRE ¦ 2QU LoRE | Red Flag Warning - Catastrophic Fires | 2021 | Safety | 5338.1784 | 306.602 | 2021 | Control | 0.053 | 3 | 0 | esc | 0.055966 | 298.7576 | 0.055966 | 298.7576 | 0 | 0 | 0 | 0
[35 empty] | 7.3.9-2021 All EPR in 2021 | WLDFR | HFTD - Distribution - Tier 3 - 2QU CoRE ¦ 4QU LoRE | 2020 | 1 | 0 | 0 | 3.9834 | 3.9834 | 0 | 0 | 0 | 0 | 0 | 0 | 0 | 0 | 0 | 0 | 0 | 0 | 3.9834 | 0 | 0 | 0 | 0 | 0 | 0 | 0 | 0 | 0 | 0 | 0 | [11 empty] | WLDFR | HFTD - Distribution - Tier 2 - 1QU CoRE ¦ 4QU LoRE | Non-Red Flag Warning - Small Fires | 2020 | 0 | 0 | 0 | 0 | 0.077901 | 0.036425 | 0.0015809 | 0.039895 | 0.0078847 | 0 | 0 | 0 | 0.0032394 |  | 0 | 2.5542e-05 | 2.5542e-05 | 0 | 0 | 0 | 0 | 0 | 0 | 0 | 0 | 0 | [40 empty] | All EPR in 2020WLDFRElectric Reliability | WLDFR | HFTD - Distribution - Tier 2 - 1QU CoRE ¦ 2QU LoRE | Red Flag Warning - Catastrophic Fires | 2022 | Electric Reliability | 222.2294 | 306.602 | 2022 | Control | 0.1325 | 3 | 0 | esc | 0.15274 | 33.9428 | 0.15274 | 33.9428 | 0.15274 | 33.9428 | 0 | 0
[35 empty] | 7.3.9-2021 All EPR in 2021 | WLDFR | HFTD - Distribution - Tier 3 - 2QU CoRE ¦ 4QU LoRE | 2021 | 1 | 0 | 0 | 3.9834 | 3.9834 | 0 | 0 | 3.9834 | 3.9834 | 0 | 0 | 0 | 0 | 0 | 0 | 0 | 0 | 3.9834 | 3.9834 | 0 | 0 | 0 | 0 | 0 | 0 | 0 | 0 | 0 | 0 | [11 empty] | WLDFR | HFTD - Distribution - Tier 2 - 1QU CoRE ¦ 4QU LoRE | Non-Red Flag Warning - Small Fires | 2021 | 0 | 0 | 0 | 0 | 0.077901 | 0.036425 | 0.0015809 | 0.039895 | 0.0078847 | 0.0078847 | 0 | 0 | 0.0032394 |  | 0 | 2.5542e-05 | 2.5542e-05 | 0 | 2.5542e-05 | 2.5542e-05 | 0 | 0 | 0 | 0 | 0 | 0 | [40 empty] | All EPR in 2020WLDFRFinancial | WLDFR | HFTD - Distribution - Tier 2 - 1QU CoRE ¦ 2QU LoRE | Red Flag Warning - Catastrophic Fires | 2022 | Financial | 8585.7228 | 306.602 | 2022 | Control | 0.053 | 3 | 0 | esc | 0.055966 | 480.5104 | 0.055966 | 480.5104 | 0.055966 | 480.5104 | 0 | 0
[35 empty] | 7.3.9-2021 All EPR in 2021 | WLDFR | HFTD - Distribution - Tier 3 - 2QU CoRE ¦ 4QU LoRE | 2022 | 0.93458 | 0 | 0 | 3.508 | 3.508 | 0 | 0 | 3.508 | 3.508 | 0 | 0 | 5.6446 | 5.6446 | 0 | 0 | 0 | 0 | 3.2785 | 3.2785 | 5.2753 | 0 | 0 | 0 | 0 | 0 | 5.6446 | 5.2753 | 5.6446 | 5.2753 | [11 empty] | WLDFR | HFTD - Distribution - Tier 2 - 1QU CoRE ¦ 4QU LoRE | Non-Red Flag Warning - Small Fires | 2022 | 0 | 0 | 0 | 0 | 0.077901 | 0.036425 | 0.0015809 | 0.039895 | 0.0078847 | 0.0078847 | 0.0078847 | 0 | 0.0032394 |  | 0 | 2.5542e-05 | 2.5542e-05 | 0 | 2.5542e-05 | 2.5542e-05 | 0 | 2.5542e-05 | 2.5542e-05 | 0 | 0 | 0 | [40 empty] | All EPR in 2020WLDFRSafety | WLDFR | HFTD - Distribution - Tier 2 - 1QU CoRE ¦ 2QU LoRE | Red Flag Warning - Catastrophic Fires | 2022 | Safety | 5338.1784 | 306.602 | 2022 | Control | 0.053 | 3 | 0 | esc | 0.055966 | 298.7576 | 0.055966 | 298.7576 | 0.055966 | 298.7576 | 0 | 0
[35 empty] | 7.3.9-2021 All EPR in 2021 | WLDFR | HFTD - Distribution - Tier 3 - 2QU CoRE ¦ 4QU LoRE | 2023 | 0.87344 | 0 | 0 | 0 | 0 | 0 | 0 | 3.6378 | 3.6378 | 0 | 0 | 5.8534 | 5.8534 | 0 | 0 | 5.8534 | 5.8534 | 0 | 3.1774 | 5.1126 | 5.1126 | 0 | 0 | 0 | 0 | 5.8534 | 5.1126 | 5.8534 | 5.1126 | [11 empty] | WLDFR | HFTD - Distribution - Tier 2 - 1QU CoRE ¦ 4QU LoRE | Non-Red Flag Warning - Small Fires | 2023 | 0 | 0 | 0 | 0 | 0.080408 | 0.03759 | 0.0016314 | 0.041187 | 0 | 0.0081378 | 0.0081378 | 0.0081378 | 0.0032394 |  | 0 | 0 | 0 | 0 | 2.6362e-05 | 2.6362e-05 | 0 | 2.6362e-05 | 2.6362e-05 | 0 | 2.6362e-05 | 2.6362e-05 | [40 empty] | All EPR in 2020WLDFRElectric Reliability | WLDFR | HFTD - Distribution - Tier 2 - 1QU CoRE ¦ 2QU LoRE | Red Flag Warning - Catastrophic Fires | 2023 | Electric Reliability | 233.2301 | 306.602 | 2023 | Control | 0.1325 | 3 | 0 | esc | 0 | 0 | 0.15274 | 35.623 | 0.15274 | 35.623 | 0.15274 | 35.623
[35 empty] | 7.3.9-2021 All EPR in 2021 | WLDFR | HFTD - Distribution - Tier 3 - 2QU CoRE ¦ 4QU LoRE | 2024 | 0.8163 | 0 | 0 | 0 | 0 | 0 | 0 | 0 | 0 | 0 | 0 | 5.8534 | 5.8534 | 0 | 0 | 5.8534 | 5.8534 | 0 | 0 | 4.7781 | 4.7781 | 0 | 0 | 0 | 0 | 5.8534 | 4.7781 | 5.8534 | 4.7781 | [11 empty] | WLDFR | HFTD - Distribution - Tier 2 - 1QU CoRE ¦ 4QU LoRE | Non-Red Flag Warning - Small Fires | 2024 | 0 | 0 | 0 | 0 | 0.080408 | 0.03759 | 0.0016314 | 0.041187 | 0 | 0 | 0.0081378 | 0.0081378 | 0.0032394 |  | 0 | 0 | 0 | 0 | 0 | 0 | 0 | 2.6362e-05 | 2.6362e-05 | 0 | 2.6362e-05 | 2.6362e-05 | [40 empty] | All EPR in 2020WLDFRFinancial | WLDFR | HFTD - Distribution - Tier 2 - 1QU CoRE ¦ 2QU LoRE | Red Flag Warning - Catastrophic Fires | 2023 | Financial | 8896.516 | 306.602 | 2023 | Control | 0.053 | 3 | 0 | esc | 0 | 0 | 0.055966 | 497.9043 | 0.055966 | 497.9043 | 0.055966 | 497.9043
[35 empty] | 7.3.9-2021 All EPR in 2021 | WLDFR | HFTD - Distribution - Tier 3 - 2QU CoRE ¦ 4QU LoRE | 2025 | 0.7629 | 0 | 0 | 0 | 0 | 0 | 0 | 0 | 0 | 0 | 0 | 0 | 0 | 0 | 0 | 5.8534 | 5.8534 | 0 | 0 | 0 | 4.4656 | 0 | 0 | 0 | 0 | 0 | 0 | 0 | 0 | [11 empty] | WLDFR | HFTD - Distribution - Tier 2 - 1QU CoRE ¦ 4QU LoRE | Non-Red Flag Warning - Small Fires | 2025 | 0 | 0 | 0 | 0 | 0.080408 | 0.03759 | 0.0016314 | 0.041187 | 0 | 0 | 0 | 0.0081378 | 0.0032394 |  | 0 | 0 | 0 | 0 | 0 | 0 | 0 | 0 | 0 | 0 | 2.6362e-05 | 2.6362e-05 | [40 empty] | All EPR in 2020WLDFRSafety | WLDFR | HFTD - Distribution - Tier 2 - 1QU CoRE ¦ 2QU LoRE | Red Flag Warning - Catastrophic Fires | 2023 | Safety | 5534.8915 | 306.602 | 2023 | Control | 0.053 | 3 | 0 | esc | 0 | 0 | 0.055966 | 309.7669 | 0.055966 | 309.7669 | 0.055966 | 309.7669
[35 empty] | 7.3.9-2021 All EPR in 2021 | WLDFR | HFTD - Distribution - Tier 3 - 2QU CoRE ¦ 5QU LoRE | 2020 | 1 | 0 | 0 | 1.4601 | 1.4601 | 0 | 0 | 0 | 0 | 0 | 0 | 0 | 0 | 0 | 0 | 0 | 0 | 1.4601 | 0 | 0 | 0 | 0 | 0 | 0 | 0 | 0 | 0 | 0 | 0 | [11 empty] | WLDFR | HFTD - Distribution - Tier 2 - 1QU CoRE ¦ 4QU LoRE | Red Flag Warning - Catastrophic Fires | 2020 | 0 | 0 | 0 | 0 | 14146.1306 | 222.2294 | 8585.7228 | 5338.1784 | 813.2108 | 0 | 0 | 0 | 0.00017888 |  | 0 | 0.14546 | 0.14546 | 0 | 0 | 0 | 0 | 0 | 0 | 0 | 0 | 0 | [40 empty] | All EPR in 2020WLDFRElectric Reliability | WLDFR | HFTD - Distribution - Tier 2 - 1QU CoRE ¦ 2QU LoRE | Red Flag Warning - Catastrophic Fires | 2024 | Electric Reliability | 233.2301 | 306.602 | 2024 | Control | 0.1325 | 3 | 0 | esc | 0 | 0 | 0 | 0 | 0.15274 | 35.623 | 0.15274 | 35.623
[35 empty] | 7.3.9-2021 All EPR in 2021 | WLDFR | HFTD - Distribution - Tier 3 - 2QU CoRE ¦ 5QU LoRE | 2021 | 1 | 0 | 0 | 1.4601 | 1.4601 | 0 | 0 | 1.4601 | 1.4601 | 0 | 0 | 0 | 0 | 0 | 0 | 0 | 0 | 1.4601 | 1.4601 | 0 | 0 | 0 | 0 | 0 | 0 | 0 | 0 | 0 | 0 | [11 empty] | WLDFR | HFTD - Distribution - Tier 2 - 1QU CoRE ¦ 4QU LoRE | Red Flag Warning - Catastrophic Fires | 2021 | 0 | 0 | 0 | 0 | 14146.1306 | 222.2294 | 8585.7228 | 5338.1784 | 813.2108 | 813.2108 | 0 | 0 | 0.00017888 |  | 0 | 0.14546 | 0.14546 | 0 | 0.14546 | 0.14546 | 0 | 0 | 0 | 0 | 0 | 0 | [40 empty] | All EPR in 2020WLDFRFinancial | WLDFR | HFTD - Distribution - Tier 2 - 1QU CoRE ¦ 2QU LoRE | Red Flag Warning - Catastrophic Fires | 2024 | Financial | 8896.516 | 306.602 | 2024 | Control | 0.053 | 3 | 0 | esc | 0 | 0 | 0 | 0 | 0.055966 | 497.9043 | 0.055966 | 497.9043
[35 empty] | 7.3.9-2021 All EPR in 2021 | WLDFR | HFTD - Distribution - Tier 3 - 2QU CoRE ¦ 5QU LoRE | 2022 | 0.93458 | 0 | 0 | 1.2787 | 1.2787 | 0 | 0 | 1.2787 | 1.2787 | 0 | 0 | 0.84183 | 0.84183 | 0 | 0 | 0 | 0 | 1.195 | 1.195 | 0.78676 | 0 | 0 | 0 | 0 | 0 | 0.84183 | 0.78676 | 0.84183 | 0.78676 | [11 empty] | WLDFR | HFTD - Distribution - Tier 2 - 1QU CoRE ¦ 4QU LoRE | Red Flag Warning - Catastrophic Fires | 2022 | 0 | 0 | 0 | 0 | 14146.1306 | 222.2294 | 8585.7228 | 5338.1784 | 813.2108 | 813.2108 | 813.2108 | 0 | 0.00017888 |  | 0 | 0.14546 | 0.14546 | 0 | 0.14546 | 0.14546 | 0 | 0.14546 | 0.14546 | 0 | 0 | 0 | [40 empty] | All EPR in 2020WLDFRSafety | WLDFR | HFTD - Distribution - Tier 2 - 1QU CoRE ¦ 2QU LoRE | Red Flag Warning - Catastrophic Fires | 2024 | Safety | 5534.8915 | 306.602 | 2024 | Control | 0.053 | 3 | 0 | esc | 0 | 0 | 0 | 0 | 0.055966 | 309.7669 | 0.055966 | 309.7669
[35 empty] | 7.3.9-2021 All EPR in 2021 | WLDFR | HFTD - Distribution - Tier 3 - 2QU CoRE ¦ 5QU LoRE | 2023 | 0.87344 | 0 | 0 | 0 | 0 | 0 | 0 | 1.326 | 1.326 | 0 | 0 | 0.87298 | 0.87298 | 0 | 0 | 0.87298 | 0.87298 | 0 | 1.1582 | 0.76249 | 0.76249 | 0 | 0 | 0 | 0 | 0.87298 | 0.76249 | 0.87298 | 0.76249 | [11 empty] | WLDFR | HFTD - Distribution - Tier 2 - 1QU CoRE ¦ 4QU LoRE | Red Flag Warning - Catastrophic Fires | 2023 | 0 | 0 | 0 | 0 | 14664.6376 | 233.2301 | 8896.516 | 5534.8915 | 0 | 843.2942 | 843.2942 | 843.2942 | 0.00017888 |  | 0 | 0 | 0 | 0 | 0.15085 | 0.15085 | 0 | 0.15085 | 0.15085 | 0 | 0.15085 | 0.15085 | [40 empty] | All EPR in 2020WLDFRElectric Reliability | WLDFR | HFTD - Distribution - Tier 2 - 1QU CoRE ¦ 2QU LoRE | Red Flag Warning - Catastrophic Fires | 2025 | Electric Reliability | 233.2301 | 306.602 | 2025 | Control | 0.1325 | 3 | 0 | esc | 0 | 0 | 0 | 0 | 0 | 0 | 0.15274 | 35.623
[35 empty] | 7.3.9-2021 All EPR in 2021 | WLDFR | HFTD - Distribution - Tier 3 - 2QU CoRE ¦ 5QU LoRE | 2024 | 0.8163 | 0 | 0 | 0 | 0 | 0 | 0 | 0 | 0 | 0 | 0 | 0.87298 | 0.87298 | 0 | 0 | 0.87298 | 0.87298 | 0 | 0 | 0.71261 | 0.71261 | 0 | 0 | 0 | 0 | 0.87298 | 0.71261 | 0.87298 | 0.71261 | [11 empty] | WLDFR | HFTD - Distribution - Tier 2 - 1QU CoRE ¦ 4QU LoRE | Red Flag Warning - Catastrophic Fires | 2024 | 0 | 0 | 0 | 0 | 14664.6376 | 233.2301 | 8896.516 | 5534.8915 | 0 | 0 | 843.2942 | 843.2942 | 0.00017888 |  | 0 | 0 | 0 | 0 | 0 | 0 | 0 | 0.15085 | 0.15085 | 0 | 0.15085 | 0.15085 | [40 empty] | All EPR in 2020WLDFRFinancial | WLDFR | HFTD - Distribution - Tier 2 - 1QU CoRE ¦ 2QU LoRE | Red Flag Warning - Catastrophic Fires | 2025 | Financial | 8896.516 | 306.602 | 2025 | Control | 0.053 | 3 | 0 | esc | 0 | 0 | 0 | 0 | 0 | 0 | 0.055966 | 497.9043
[35 empty] | 7.3.9-2021 All EPR in 2021 | WLDFR | HFTD - Distribution - Tier 3 - 2QU CoRE ¦ 5QU LoRE | 2025 | 0.7629 | 0 | 0 | 0 | 0 | 0 | 0 | 0 | 0 | 0 | 0 | 0 | 0 | 0 | 0 | 0.87298 | 0.87298 | 0 | 0 | 0 | 0.66599 | 0 | 0 | 0 | 0 | 0 | 0 | 0 | 0 | [11 empty] | WLDFR | HFTD - Distribution - Tier 2 - 1QU CoRE ¦ 4QU LoRE | Red Flag Warning - Catastrophic Fires | 2025 | 0 | 0 | 0 | 0 | 14664.6376 | 233.2301 | 8896.516 | 5534.8915 | 0 | 0 | 0 | 843.2942 | 0.00017888 |  | 0 | 0 | 0 | 0 | 0 | 0 | 0 | 0 | 0 | 0 | 0.15085 | 0.15085 | [40 empty] | All EPR in 2020WLDFRSafety | WLDFR | HFTD - Distribution - Tier 2 - 1QU CoRE ¦ 2QU LoRE | Red Flag Warning - Catastrophic Fires | 2025 | Safety | 5534.8915 | 306.602 | 2025 | Control | 0.053 | 3 | 0 | esc | 0 | 0 | 0 | 0 | 0 | 0 | 0.055966 | 309.7669
[35 empty] | 7.3.9-2021 All EPR in 2021 | WLDFR | HFTD - Distribution - Tier 3 - 3QU CoRE ¦ 1QU LoRE | 2020 | 1 | 0 | 0 | 22.8928 | 22.8928 | 0 | 0 | 0 | 0 | 0 | 0 | 0 | 0 | 0 | 0 | 0 | 0 | 22.8928 | 0 | 0 | 0 | 0 | 0 | 0 | 0 | 0 | 0 | 0 | 0 | [11 empty] | WLDFR | HFTD - Distribution - Tier 2 - 1QU CoRE ¦ 4QU LoRE | Red Flag Warning - Destructive Fires | 2020 | 0 | 0 | 0 | 0 | 8807.9522 | 222.2294 | 8585.7228 | 0 | 514.4532 | 0 | 0 | 0 | 2.4237e-05 |  | 0 | 0.012469 | 0.012469 | 0 | 0 | 0 | 0 | 0 | 0 | 0 | 0 | 0 | [40 empty] | All EPR in 2020WLDFRElectric Reliability | WLDFR | HFTD - Distribution - Tier 2 - 1QU CoRE ¦ 2QU LoRE | Red Flag Warning - Destructive Fires | 2021 | Electric Reliability | 222.2294 | 306.602 | 2021 | Control | 0.1325 | 3 | 0 | esc | 0.15274 | 33.9428 | 0.15274 | 33.9428 | 0 | 0 | 0 | 0
[35 empty] | 7.3.9-2021 All EPR in 2021 | WLDFR | HFTD - Distribution - Tier 3 - 3QU CoRE ¦ 1QU LoRE | 2021 | 1 | 0 | 0 | 22.8928 | 22.8928 | 0 | 0 | 22.8928 | 22.8928 | 0 | 0 | 0 | 0 | 0 | 0 | 0 | 0 | 22.8928 | 22.8928 | 0 | 0 | 0 | 0 | 0 | 0 | 0 | 0 | 0 | 0 | [11 empty] | WLDFR | HFTD - Distribution - Tier 2 - 1QU CoRE ¦ 4QU LoRE | Red Flag Warning - Destructive Fires | 2021 | 0 | 0 | 0 | 0 | 8807.9522 | 222.2294 | 8585.7228 | 0 | 514.4532 | 514.4532 | 0 | 0 | 2.4237e-05 |  | 0 | 0.012469 | 0.012469 | 0 | 0.012469 | 0.012469 | 0 | 0 | 0 | 0 | 0 | 0 | [40 empty] | All EPR in 2020WLDFRFinancial | WLDFR | HFTD - Distribution - Tier 2 - 1QU CoRE ¦ 2QU LoRE | Red Flag Warning - Destructive Fires | 2021 | Financial | 8585.7228 | 306.602 | 2021 | Control | 0.053 | 3 | 0 | esc | 0.055966 | 480.5104 | 0.055966 | 480.5104 | 0 | 0 | 0 | 0
[35 empty] | 7.3.9-2021 All EPR in 2021 | WLDFR | HFTD - Distribution - Tier 3 - 3QU CoRE ¦ 1QU LoRE | 2022 | 0.93458 | 0 | 0 | 22.0914 | 22.0914 | 0 | 0 | 22.0914 | 22.0914 | 0 | 0 | 20.7224 | 20.7224 | 0 | 0 | 0 | 0 | 20.6461 | 20.6461 | 19.3667 | 0 | 0 | 0 | 0 | 0 | 20.7224 | 19.3667 | 20.7224 | 19.3667 | [11 empty] | WLDFR | HFTD - Distribution - Tier 2 - 1QU CoRE ¦ 4QU LoRE | Red Flag Warning - Destructive Fires | 2022 | 0 | 0 | 0 | 0 | 8807.9522 | 222.2294 | 8585.7228 | 0 | 514.4532 | 514.4532 | 514.4532 | 0 | 2.4237e-05 |  | 0 | 0.012469 | 0.012469 | 0 | 0.012469 | 0.012469 | 0 | 0.012469 | 0.012469 | 0 | 0 | 0 | [40 empty] | All EPR in 2020WLDFRElectric Reliability | WLDFR | HFTD - Distribution - Tier 2 - 1QU CoRE ¦ 2QU LoRE | Red Flag Warning - Destructive Fires | 2022 | Electric Reliability | 222.2294 | 306.602 | 2022 | Control | 0.1325 | 3 | 0 | esc | 0.15274 | 33.9428 | 0.15274 | 33.9428 | 0.15274 | 33.9428 | 0 | 0
[35 empty] | 7.3.9-2021 All EPR in 2021 | WLDFR | HFTD - Distribution - Tier 3 - 3QU CoRE ¦ 1QU LoRE | 2023 | 0.87344 | 0 | 0 | 0 | 0 | 0 | 0 | 22.9087 | 22.9087 | 0 | 0 | 21.4891 | 21.4891 | 0 | 0 | 21.4891 | 21.4891 | 0 | 20.0094 | 18.7694 | 18.7694 | 0 | 0 | 0 | 0 | 21.4891 | 18.7694 | 21.4891 | 18.7694 | [11 empty] | WLDFR | HFTD - Distribution - Tier 2 - 1QU CoRE ¦ 4QU LoRE | Red Flag Warning - Destructive Fires | 2023 | 0 | 0 | 0 | 0 | 9129.7461 | 233.2301 | 8896.516 | 0 | 0 | 533.5273 | 533.5273 | 533.5273 | 2.4237e-05 |  | 0 | 0 | 0 | 0 | 0.012931 | 0.012931 | 0 | 0.012931 | 0.012931 | 0 | 0.012931 | 0.012931 | [40 empty] | All EPR in 2020WLDFRFinancial | WLDFR | HFTD - Distribution - Tier 2 - 1QU CoRE ¦ 2QU LoRE | Red Flag Warning - Destructive Fires | 2022 | Financial | 8585.7228 | 306.602 | 2022 | Control | 0.053 | 3 | 0 | esc | 0.055966 | 480.5104 | 0.055966 | 480.5104 | 0.055966 | 480.5104 | 0 | 0
[35 empty] | 7.3.9-2021 All EPR in 2021 | WLDFR | HFTD - Distribution - Tier 3 - 3QU CoRE ¦ 1QU LoRE | 2024 | 0.8163 | 0 | 0 | 0 | 0 | 0 | 0 | 0 | 0 | 0 | 0 | 21.4891 | 21.4891 | 0 | 0 | 21.4891 | 21.4891 | 0 | 0 | 17.5415 | 17.5415 | 0 | 0 | 0 | 0 | 21.4891 | 17.5415 | 21.4891 | 17.5415 | [11 empty] | WLDFR | HFTD - Distribution - Tier 2 - 1QU CoRE ¦ 4QU LoRE | Red Flag Warning - Destructive Fires | 2024 | 0 | 0 | 0 | 0 | 9129.7461 | 233.2301 | 8896.516 | 0 | 0 | 0 | 533.5273 | 533.5273 | 2.4237e-05 |  | 0 | 0 | 0 | 0 | 0 | 0 | 0 | 0.012931 | 0.012931 | 0 | 0.012931 | 0.012931 | [40 empty] | All EPR in 2020WLDFRElectric Reliability | WLDFR | HFTD - Distribution - Tier 2 - 1QU CoRE ¦ 2QU LoRE | Red Flag Warning - Destructive Fires | 2023 | Electric Reliability | 233.2301 | 306.602 | 2023 | Control | 0.1325 | 3 | 0 | esc | 0 | 0 | 0.15274 | 35.623 | 0.15274 | 35.623 | 0.15274 | 35.623
[35 empty] | 7.3.9-2021 All EPR in 2021 | WLDFR | HFTD - Distribution - Tier 3 - 3QU CoRE ¦ 1QU LoRE | 2025 | 0.7629 | 0 | 0 | 0 | 0 | 0 | 0 | 0 | 0 | 0 | 0 | 0 | 0 | 0 | 0 | 21.4891 | 21.4891 | 0 | 0 | 0 | 16.3939 | 0 | 0 | 0 | 0 | 0 | 0 | 0 | 0 | [11 empty] | WLDFR | HFTD - Distribution - Tier 2 - 1QU CoRE ¦ 4QU LoRE | Red Flag Warning - Destructive Fires | 2025 | 0 | 0 | 0 | 0 | 9129.7461 | 233.2301 | 8896.516 | 0 | 0 | 0 | 0 | 533.5273 | 2.4237e-05 |  | 0 | 0 | 0 | 0 | 0 | 0 | 0 | 0 | 0 | 0 | 0.012931 | 0.012931 | [40 empty] | All EPR in 2020WLDFRFinancial | WLDFR | HFTD - Distribution - Tier 2 - 1QU CoRE ¦ 2QU LoRE | Red Flag Warning - Destructive Fires | 2023 | Financial | 8896.516 | 306.602 | 2023 | Control | 0.053 | 3 | 0 | esc | 0 | 0 | 0.055966 | 497.9043 | 0.055966 | 497.9043 | 0.055966 | 497.9043
[35 empty] | 7.3.9-2021 All EPR in 2021 | WLDFR | HFTD - Distribution - Tier 3 - 3QU CoRE ¦ 2QU LoRE | 2020 | 1 | 0 | 0 | 21.0881 | 21.0881 | 0 | 0 | 0 | 0 | 0 | 0 | 0 | 0 | 0 | 0 | 0 | 0 | 21.0881 | 0 | 0 | 0 | 0 | 0 | 0 | 0 | 0 | 0 | 0 | 0 | [11 empty] | WLDFR | HFTD - Distribution - Tier 2 - 1QU CoRE ¦ 4QU LoRE | Red Flag Warning - Large Fires | 2020 | 0 | 0 | 0 | 0 | 5.2406 | 0.69642 | 2.942 | 1.6022 | 0.36069 | 0 | 0 | 0 | 9.9984e-05 |  | 0 | 3.6063e-05 | 3.6063e-05 | 0 | 0 | 0 | 0 | 0 | 0 | 0 | 0 | 0 | [40 empty] | All EPR in 2020WLDFRElectric Reliability | WLDFR | HFTD - Distribution - Tier 2 - 1QU CoRE ¦ 2QU LoRE | Red Flag Warning - Destructive Fires | 2024 | Electric Reliability | 233.2301 | 306.602 | 2024 | Control | 0.1325 | 3 | 0 | esc | 0 | 0 | 0 | 0 | 0.15274 | 35.623 | 0.15274 | 35.623
[35 empty] | 7.3.9-2021 All EPR in 2021 | WLDFR | HFTD - Distribution - Tier 3 - 3QU CoRE ¦ 2QU LoRE | 2021 | 1 | 0 | 0 | 21.0881 | 21.0881 | 0 | 0 | 21.0881 | 21.0881 | 0 | 0 | 0 | 0 | 0 | 0 | 0 | 0 | 21.0881 | 21.0881 | 0 | 0 | 0 | 0 | 0 | 0 | 0 | 0 | 0 | 0 | [11 empty] | WLDFR | HFTD - Distribution - Tier 2 - 1QU CoRE ¦ 4QU LoRE | Red Flag Warning - Large Fires | 2021 | 0 | 0 | 0 | 0 | 5.2406 | 0.69642 | 2.942 | 1.6022 | 0.36069 | 0.36069 | 0 | 0 | 9.9984e-05 |  | 0 | 3.6063e-05 | 3.6063e-05 | 0 | 3.6063e-05 | 3.6063e-05 | 0 | 0 | 0 | 0 | 0 | 0 | [40 empty] | All EPR in 2020WLDFRFinancial | WLDFR | HFTD - Distribution - Tier 2 - 1QU CoRE ¦ 2QU LoRE | Red Flag Warning - Destructive Fires | 2024 | Financial | 8896.516 | 306.602 | 2024 | Control | 0.053 | 3 | 0 | esc | 0 | 0 | 0 | 0 | 0.055966 | 497.9043 | 0.055966 | 497.9043
[35 empty] | 7.3.9-2021 All EPR in 2021 | WLDFR | HFTD - Distribution - Tier 3 - 3QU CoRE ¦ 2QU LoRE | 2022 | 0.93458 | 0 | 0 | 21.2061 | 21.2061 | 0 | 0 | 21.2061 | 21.2061 | 0 | 0 | 22.0249 | 22.0249 | 0 | 0 | 0 | 0 | 19.8188 | 19.8188 | 20.584 | 0 | 0 | 0 | 0 | 0 | 22.0249 | 20.584 | 22.0249 | 20.584 | [11 empty] | WLDFR | HFTD - Distribution - Tier 2 - 1QU CoRE ¦ 4QU LoRE | Red Flag Warning - Large Fires | 2022 | 0 | 0 | 0 | 0 | 5.2406 | 0.69642 | 2.942 | 1.6022 | 0.36069 | 0.36069 | 0.36069 | 0 | 9.9984e-05 |  | 0 | 3.6063e-05 | 3.6063e-05 | 0 | 3.6063e-05 | 3.6063e-05 | 0 | 3.6063e-05 | 3.6063e-05 | 0 | 0 | 0 | [40 empty] | All EPR in 2020WLDFRElectric Reliability | WLDFR | HFTD - Distribution - Tier 2 - 1QU CoRE ¦ 2QU LoRE | Red Flag Warning - Destructive Fires | 2025 | Electric Reliability | 233.2301 | 306.602 | 2025 | Control | 0.1325 | 3 | 0 | esc | 0 | 0 | 0 | 0 | 0 | 0 | 0.15274 | 35.623
[35 empty] | 7.3.9-2021 All EPR in 2021 | WLDFR | HFTD - Distribution - Tier 3 - 3QU CoRE ¦ 2QU LoRE | 2023 | 0.87344 | 0 | 0 | 0 | 0 | 0 | 0 | 21.9906 | 21.9906 | 0 | 0 | 22.8397 | 22.8397 | 0 | 0 | 22.8397 | 22.8397 | 0 | 19.2075 | 19.9491 | 19.9491 | 0 | 0 | 0 | 0 | 22.8397 | 19.9491 | 22.8397 | 19.9491 | [11 empty] | WLDFR | HFTD - Distribution - Tier 2 - 1QU CoRE ¦ 4QU LoRE | Red Flag Warning - Large Fires | 2023 | 0 | 0 | 0 | 0 | 5.475 | 0.71896 | 3.0715 | 1.6846 | 0 | 0.37599 | 0.37599 | 0.37599 | 9.9984e-05 |  | 0 | 0 | 0 | 0 | 3.7593e-05 | 3.7593e-05 | 0 | 3.7593e-05 | 3.7593e-05 | 0 | 3.7593e-05 | 3.7593e-05 | [40 empty] | All EPR in 2020WLDFRFinancial | WLDFR | HFTD - Distribution - Tier 2 - 1QU CoRE ¦ 2QU LoRE | Red Flag Warning - Destructive Fires | 2025 | Financial | 8896.516 | 306.602 | 2025 | Control | 0.053 | 3 | 0 | esc | 0 | 0 | 0 | 0 | 0 | 0 | 0.055966 | 497.9043
[35 empty] | 7.3.9-2021 All EPR in 2021 | WLDFR | HFTD - Distribution - Tier 3 - 3QU CoRE ¦ 2QU LoRE | 2024 | 0.8163 | 0 | 0 | 0 | 0 | 0 | 0 | 0 | 0 | 0 | 0 | 22.8397 | 22.8397 | 0 | 0 | 22.8397 | 22.8397 | 0 | 0 | 18.644 | 18.644 | 0 | 0 | 0 | 0 | 22.8397 | 18.644 | 22.8397 | 18.644 | [11 empty] | WLDFR | HFTD - Distribution - Tier 2 - 1QU CoRE ¦ 4QU LoRE | Red Flag Warning - Large Fires | 2024 | 0 | 0 | 0 | 0 | 5.475 | 0.71896 | 3.0715 | 1.6846 | 0 | 0 | 0.37599 | 0.37599 | 9.9984e-05 |  | 0 | 0 | 0 | 0 | 0 | 0 | 0 | 3.7593e-05 | 3.7593e-05 | 0 | 3.7593e-05 | 3.7593e-05 | [40 empty] | All EPR in 2020WLDFRElectric Reliability | WLDFR | HFTD - Distribution - Tier 2 - 1QU CoRE ¦ 2QU LoRE | Red Flag Warning - Large Fires | 2021 | Electric Reliability | 0.69642 | 306.602 | 2021 | Control | 0.1325 | 3 | 0 | esc | 0.15274 | 0.10637 | 0.15274 | 0.10637 | 0 | 0 | 0 | 0
[35 empty] | 7.3.9-2021 All EPR in 2021 | WLDFR | HFTD - Distribution - Tier 3 - 3QU CoRE ¦ 2QU LoRE | 2025 | 0.7629 | 0 | 0 | 0 | 0 | 0 | 0 | 0 | 0 | 0 | 0 | 0 | 0 | 0 | 0 | 22.8397 | 22.8397 | 0 | 0 | 0 | 17.4243 | 0 | 0 | 0 | 0 | 0 | 0 | 0 | 0 | [11 empty] | WLDFR | HFTD - Distribution - Tier 2 - 1QU CoRE ¦ 4QU LoRE | Red Flag Warning - Large Fires | 2025 | 0 | 0 | 0 | 0 | 5.475 | 0.71896 | 3.0715 | 1.6846 | 0 | 0 | 0 | 0.37599 | 9.9984e-05 |  | 0 | 0 | 0 | 0 | 0 | 0 | 0 | 0 | 0 | 0 | 3.7593e-05 | 3.7593e-05 | [40 empty] | All EPR in 2020WLDFRFinancial | WLDFR | HFTD - Distribution - Tier 2 - 1QU CoRE ¦ 2QU LoRE | Red Flag Warning - Large Fires | 2021 | Financial | 2.942 | 306.602 | 2021 | Control | 0.053 | 3 | 0 | esc | 0.055966 | 0.16465 | 0.055966 | 0.16465 | 0 | 0 | 0 | 0
[35 empty] | 7.3.9-2021 All EPR in 2021 | WLDFR | HFTD - Distribution - Tier 3 - 3QU CoRE ¦ 3QU LoRE | 2020 | 1 | 0 | 0 | 6.7221 | 6.7221 | 0 | 0 | 0 | 0 | 0 | 0 | 0 | 0 | 0 | 0 | 0 | 0 | 6.7221 | 0 | 0 | 0 | 0 | 0 | 0 | 0 | 0 | 0 | 0 | 0 | [11 empty] | WLDFR | HFTD - Distribution - Tier 2 - 1QU CoRE ¦ 4QU LoRE | Red Flag Warning - Small Fires | 2020 | 0 | 0 | 0 | 0 | 0.077901 | 0.036425 | 0.0015809 | 0.039895 | 0.0078847 | 0 | 0 | 0 | 0.00040806 |  | 0 | 3.2174e-06 | 3.2174e-06 | 0 | 0 | 0 | 0 | 0 | 0 | 0 | 0 | 0 | [40 empty] | All EPR in 2020WLDFRSafety | WLDFR | HFTD - Distribution - Tier 2 - 1QU CoRE ¦ 2QU LoRE | Red Flag Warning - Large Fires | 2021 | Safety | 1.6022 | 306.602 | 2021 | Control | 0.053 | 3 | 0 | esc | 0.055966 | 0.089668 | 0.055966 | 0.089668 | 0 | 0 | 0 | 0
[35 empty] | 7.3.9-2021 All EPR in 2021 | WLDFR | HFTD - Distribution - Tier 3 - 3QU CoRE ¦ 3QU LoRE | 2021 | 1 | 0 | 0 | 6.7221 | 6.7221 | 0 | 0 | 6.7221 | 6.7221 | 0 | 0 | 0 | 0 | 0 | 0 | 0 | 0 | 6.7221 | 6.7221 | 0 | 0 | 0 | 0 | 0 | 0 | 0 | 0 | 0 | 0 | [11 empty] | WLDFR | HFTD - Distribution - Tier 2 - 1QU CoRE ¦ 4QU LoRE | Red Flag Warning - Small Fires | 2021 | 0 | 0 | 0 | 0 | 0.077901 | 0.036425 | 0.0015809 | 0.039895 | 0.0078847 | 0.0078847 | 0 | 0 | 0.00040806 |  | 0 | 3.2174e-06 | 3.2174e-06 | 0 | 3.2174e-06 | 3.2174e-06 | 0 | 0 | 0 | 0 | 0 | 0 | [40 empty] | All EPR in 2020WLDFRElectric Reliability | WLDFR | HFTD - Distribution - Tier 2 - 1QU CoRE ¦ 2QU LoRE | Red Flag Warning - Large Fires | 2022 | Electric Reliability | 0.69642 | 306.602 | 2022 | Control | 0.1325 | 3 | 0 | esc | 0.15274 | 0.10637 | 0.15274 | 0.10637 | 0.15274 | 0.10637 | 0 | 0
[35 empty] | 7.3.9-2021 All EPR in 2021 | WLDFR | HFTD - Distribution - Tier 3 - 3QU CoRE ¦ 3QU LoRE | 2022 | 0.93458 | 0 | 0 | 6.598 | 6.598 | 0 | 0 | 6.598 | 6.598 | 0 | 0 | 5.688 | 5.688 | 0 | 0 | 0 | 0 | 6.1664 | 6.1664 | 5.3159 | 0 | 0 | 0 | 0 | 0 | 5.688 | 5.3159 | 5.688 | 5.3159 | [11 empty] | WLDFR | HFTD - Distribution - Tier 2 - 1QU CoRE ¦ 4QU LoRE | Red Flag Warning - Small Fires | 2022 | 0 | 0 | 0 | 0 | 0.077901 | 0.036425 | 0.0015809 | 0.039895 | 0.0078847 | 0.0078847 | 0.0078847 | 0 | 0.00040806 |  | 0 | 3.2174e-06 | 3.2174e-06 | 0 | 3.2174e-06 | 3.2174e-06 | 0 | 3.2174e-06 | 3.2174e-06 | 0 | 0 | 0 | [40 empty] | All EPR in 2020WLDFRFinancial | WLDFR | HFTD - Distribution - Tier 2 - 1QU CoRE ¦ 2QU LoRE | Red Flag Warning - Large Fires | 2022 | Financial | 2.942 | 306.602 | 2022 | Control | 0.053 | 3 | 0 | esc | 0.055966 | 0.16465 | 0.055966 | 0.16465 | 0.055966 | 0.16465 | 0 | 0
[35 empty] | 7.3.9-2021 All EPR in 2021 | WLDFR | HFTD - Distribution - Tier 3 - 3QU CoRE ¦ 3QU LoRE | 2023 | 0.87344 | 0 | 0 | 0 | 0 | 0 | 0 | 6.8422 | 6.8422 | 0 | 0 | 5.8984 | 5.8984 | 0 | 0 | 5.8984 | 5.8984 | 0 | 5.9762 | 5.1519 | 5.1519 | 0 | 0 | 0 | 0 | 5.8984 | 5.1519 | 5.8984 | 5.1519 | [11 empty] | WLDFR | HFTD - Distribution - Tier 2 - 1QU CoRE ¦ 4QU LoRE | Red Flag Warning - Small Fires | 2023 | 0 | 0 | 0 | 0 | 0.080408 | 0.03759 | 0.0016314 | 0.041187 | 0 | 0.0081378 | 0.0081378 | 0.0081378 | 0.00040806 |  | 0 | 0 | 0 | 0 | 3.3207e-06 | 3.3207e-06 | 0 | 3.3207e-06 | 3.3207e-06 | 0 | 3.3207e-06 | 3.3207e-06 | [40 empty] | All EPR in 2020WLDFRSafety | WLDFR | HFTD - Distribution - Tier 2 - 1QU CoRE ¦ 2QU LoRE | Red Flag Warning - Large Fires | 2022 | Safety | 1.6022 | 306.602 | 2022 | Control | 0.053 | 3 | 0 | esc | 0.055966 | 0.089668 | 0.055966 | 0.089668 | 0.055966 | 0.089668 | 0 | 0
[35 empty] | 7.3.9-2021 All EPR in 2021 | WLDFR | HFTD - Distribution - Tier 3 - 3QU CoRE ¦ 3QU LoRE | 2024 | 0.8163 | 0 | 0 | 0 | 0 | 0 | 0 | 0 | 0 | 0 | 0 | 5.8984 | 5.8984 | 0 | 0 | 5.8984 | 5.8984 | 0 | 0 | 4.8149 | 4.8149 | 0 | 0 | 0 | 0 | 5.8984 | 4.8149 | 5.8984 | 4.8149 | [11 empty] | WLDFR | HFTD - Distribution - Tier 2 - 1QU CoRE ¦ 4QU LoRE | Red Flag Warning - Small Fires | 2024 | 0 | 0 | 0 | 0 | 0.080408 | 0.03759 | 0.0016314 | 0.041187 | 0 | 0 | 0.0081378 | 0.0081378 | 0.00040806 |  | 0 | 0 | 0 | 0 | 0 | 0 | 0 | 3.3207e-06 | 3.3207e-06 | 0 | 3.3207e-06 | 3.3207e-06 | [40 empty] | All EPR in 2020WLDFRElectric Reliability | WLDFR | HFTD - Distribution - Tier 2 - 1QU CoRE ¦ 2QU LoRE | Red Flag Warning - Large Fires | 2023 | Electric Reliability | 0.71896 | 306.602 | 2023 | Control | 0.1325 | 3 | 0 | esc | 0 | 0 | 0.15274 | 0.10981 | 0.15274 | 0.10981 | 0.15274 | 0.10981
[35 empty] | 7.3.9-2021 All EPR in 2021 | WLDFR | HFTD - Distribution - Tier 3 - 3QU CoRE ¦ 3QU LoRE | 2025 | 0.7629 | 0 | 0 | 0 | 0 | 0 | 0 | 0 | 0 | 0 | 0 | 0 | 0 | 0 | 0 | 5.8984 | 5.8984 | 0 | 0 | 0 | 4.4999 | 0 | 0 | 0 | 0 | 0 | 0 | 0 | 0 | [11 empty] | WLDFR | HFTD - Distribution - Tier 2 - 1QU CoRE ¦ 4QU LoRE | Red Flag Warning - Small Fires | 2025 | 0 | 0 | 0 | 0 | 0.080408 | 0.03759 | 0.0016314 | 0.041187 | 0 | 0 | 0 | 0.0081378 | 0.00040806 |  | 0 | 0 | 0 | 0 | 0 | 0 | 0 | 0 | 0 | 0 | 3.3207e-06 | 3.3207e-06 | [40 empty] | All EPR in 2020WLDFRFinancial | WLDFR | HFTD - Distribution - Tier 2 - 1QU CoRE ¦ 2QU LoRE | Red Flag Warning - Large Fires | 2023 | Financial | 3.0715 | 306.602 | 2023 | Control | 0.053 | 3 | 0 | esc | 0 | 0 | 0.055966 | 0.1719 | 0.055966 | 0.1719 | 0.055966 | 0.1719
[35 empty] | 7.3.9-2021 All EPR in 2021 | WLDFR | HFTD - Distribution - Tier 3 - 3QU CoRE ¦ 4QU LoRE | 2020 | 1 | 0 | 0 | 4.876 | 4.876 | 0 | 0 | 0 | 0 | 0 | 0 | 0 | 0 | 0 | 0 | 0 | 0 | 4.876 | 0 | 0 | 0 | 0 | 0 | 0 | 0 | 0 | 0 | 0 | 0 | [11 empty] | WLDFR | HFTD - Distribution - Tier 2 - 1QU CoRE ¦ 4QU LoRE | Seismic - Non-Red Flag Warning - Catastrophic Fires | 2020 | 0 | 0 | 0 | 0 | 21083.8428 | 409.2237 | 13469.0878 | 7205.5313 | 1219.584 | 0 | 0 | 0 | 2.2752e-10 |  | 0 | 2.7748e-07 | 2.7748e-07 | 0 | 0 | 0 | 0 | 0 | 0 | 0 | 0 | 0 | [40 empty] | All EPR in 2020WLDFRSafety | WLDFR | HFTD - Distribution - Tier 2 - 1QU CoRE ¦ 2QU LoRE | Red Flag Warning - Large Fires | 2023 | Safety | 1.6846 | 306.602 | 2023 | Control | 0.053 | 3 | 0 | esc | 0 | 0 | 0.055966 | 0.094279 | 0.055966 | 0.094279 | 0.055966 | 0.094279
[35 empty] | 7.3.9-2021 All EPR in 2021 | WLDFR | HFTD - Distribution - Tier 3 - 3QU CoRE ¦ 4QU LoRE | 2021 | 1 | 0 | 0 | 4.876 | 4.876 | 0 | 0 | 4.876 | 4.876 | 0 | 0 | 0 | 0 | 0 | 0 | 0 | 0 | 4.876 | 4.876 | 0 | 0 | 0 | 0 | 0 | 0 | 0 | 0 | 0 | 0 | [11 empty] | WLDFR | HFTD - Distribution - Tier 2 - 1QU CoRE ¦ 4QU LoRE | Seismic - Non-Red Flag Warning - Catastrophic Fires | 2021 | 0 | 0 | 0 | 0 | 21083.8428 | 409.2237 | 13469.0878 | 7205.5313 | 1219.584 | 1219.584 | 0 | 0 | 2.2752e-10 |  | 0 | 2.7748e-07 | 2.7748e-07 | 0 | 2.7748e-07 | 2.7748e-07 | 0 | 0 | 0 | 0 | 0 | 0 | [40 empty] | All EPR in 2020WLDFRElectric Reliability | WLDFR | HFTD - Distribution - Tier 2 - 1QU CoRE ¦ 2QU LoRE | Red Flag Warning - Large Fires | 2024 | Electric Reliability | 0.71896 | 306.602 | 2024 | Control | 0.1325 | 3 | 0 | esc | 0 | 0 | 0 | 0 | 0.15274 | 0.10981 | 0.15274 | 0.10981
[35 empty] | 7.3.9-2021 All EPR in 2021 | WLDFR | HFTD - Distribution - Tier 3 - 3QU CoRE ¦ 4QU LoRE | 2022 | 0.93458 | 0 | 0 | 4.733 | 4.733 | 0 | 0 | 4.733 | 4.733 | 0 | 0 | 4.9572 | 4.9572 | 0 | 0 | 0 | 0 | 4.4234 | 4.4234 | 4.6329 | 0 | 0 | 0 | 0 | 0 | 4.9572 | 4.6329 | 4.9572 | 4.6329 | [11 empty] | WLDFR | HFTD - Distribution - Tier 2 - 1QU CoRE ¦ 4QU LoRE | Seismic - Non-Red Flag Warning - Catastrophic Fires | 2022 | 0 | 0 | 0 | 0 | 21083.8428 | 409.2237 | 13469.0878 | 7205.5313 | 1219.584 | 1219.584 | 1219.584 | 0 | 2.2752e-10 |  | 0 | 2.7748e-07 | 2.7748e-07 | 0 | 2.7748e-07 | 2.7748e-07 | 0 | 2.7748e-07 | 2.7748e-07 | 0 | 0 | 0 | [40 empty] | All EPR in 2020WLDFRFinancial | WLDFR | HFTD - Distribution - Tier 2 - 1QU CoRE ¦ 2QU LoRE | Red Flag Warning - Large Fires | 2024 | Financial | 3.0715 | 306.602 | 2024 | Control | 0.053 | 3 | 0 | esc | 0 | 0 | 0 | 0 | 0.055966 | 0.1719 | 0.055966 | 0.1719
[35 empty] | 7.3.9-2021 All EPR in 2021 | WLDFR | HFTD - Distribution - Tier 3 - 3QU CoRE ¦ 4QU LoRE | 2023 | 0.87344 | 0 | 0 | 0 | 0 | 0 | 0 | 4.9081 | 4.9081 | 0 | 0 | 5.1406 | 5.1406 | 0 | 0 | 5.1406 | 5.1406 | 0 | 4.2869 | 4.49 | 4.49 | 0 | 0 | 0 | 0 | 5.1406 | 4.49 | 5.1406 | 4.49 | [11 empty] | WLDFR | HFTD - Distribution - Tier 2 - 1QU CoRE ¦ 4QU LoRE | Seismic - Non-Red Flag Warning - Catastrophic Fires | 2023 | 0 | 0 | 0 | 0 | 21835.9781 | 428.6023 | 13939.561 | 7467.8148 | 0 | 1263.5534 | 1263.5534 | 1263.5534 | 2.2752e-10 |  | 0 | 0 | 0 | 0 | 2.8748e-07 | 2.8748e-07 | 0 | 2.8748e-07 | 2.8748e-07 | 0 | 2.8748e-07 | 2.8748e-07 | [40 empty] | All EPR in 2020WLDFRSafety | WLDFR | HFTD - Distribution - Tier 2 - 1QU CoRE ¦ 2QU LoRE | Red Flag Warning - Large Fires | 2024 | Safety | 1.6846 | 306.602 | 2024 | Control | 0.053 | 3 | 0 | esc | 0 | 0 | 0 | 0 | 0.055966 | 0.094279 | 0.055966 | 0.094279
[35 empty] | 7.3.9-2021 All EPR in 2021 | WLDFR | HFTD - Distribution - Tier 3 - 3QU CoRE ¦ 4QU LoRE | 2024 | 0.8163 | 0 | 0 | 0 | 0 | 0 | 0 | 0 | 0 | 0 | 0 | 5.1406 | 5.1406 | 0 | 0 | 5.1406 | 5.1406 | 0 | 0 | 4.1963 | 4.1963 | 0 | 0 | 0 | 0 | 5.1406 | 4.1963 | 5.1406 | 4.1963 | [11 empty] | WLDFR | HFTD - Distribution - Tier 2 - 1QU CoRE ¦ 4QU LoRE | Seismic - Non-Red Flag Warning - Catastrophic Fires | 2024 | 0 | 0 | 0 | 0 | 21835.9781 | 428.6023 | 13939.561 | 7467.8148 | 0 | 0 | 1263.5534 | 1263.5534 | 2.2752e-10 |  | 0 | 0 | 0 | 0 | 0 | 0 | 0 | 2.8748e-07 | 2.8748e-07 | 0 | 2.8748e-07 | 2.8748e-07 | [40 empty] | All EPR in 2020WLDFRElectric Reliability | WLDFR | HFTD - Distribution - Tier 2 - 1QU CoRE ¦ 2QU LoRE | Red Flag Warning - Large Fires | 2025 | Electric Reliability | 0.71896 | 306.602 | 2025 | Control | 0.1325 | 3 | 0 | esc | 0 | 0 | 0 | 0 | 0 | 0 | 0.15274 | 0.10981
[35 empty] | 7.3.9-2021 All EPR in 2021 | WLDFR | HFTD - Distribution - Tier 3 - 3QU CoRE ¦ 4QU LoRE | 2025 | 0.7629 | 0 | 0 | 0 | 0 | 0 | 0 | 0 | 0 | 0 | 0 | 0 | 0 | 0 | 0 | 5.1406 | 5.1406 | 0 | 0 | 0 | 3.9217 | 0 | 0 | 0 | 0 | 0 | 0 | 0 | 0 | [11 empty] | WLDFR | HFTD - Distribution - Tier 2 - 1QU CoRE ¦ 4QU LoRE | Seismic - Non-Red Flag Warning - Catastrophic Fires | 2025 | 0 | 0 | 0 | 0 | 21835.9781 | 428.6023 | 13939.561 | 7467.8148 | 0 | 0 | 0 | 1263.5534 | 2.2752e-10 |  | 0 | 0 | 0 | 0 | 0 | 0 | 0 | 0 | 0 | 0 | 2.8748e-07 | 2.8748e-07 | [40 empty] | All EPR in 2020WLDFRFinancial | WLDFR | HFTD - Distribution - Tier 2 - 1QU CoRE ¦ 2QU LoRE | Red Flag Warning - Large Fires | 2025 | Financial | 3.0715 | 306.602 | 2025 | Control | 0.053 | 3 | 0 | esc | 0 | 0 | 0 | 0 | 0 | 0 | 0.055966 | 0.1719
[35 empty] | 7.3.9-2021 All EPR in 2021 | WLDFR | HFTD - Distribution - Tier 3 - 3QU CoRE ¦ 5QU LoRE | 2020 | 1 | 0 | 0 | 1.6103 | 1.6103 | 0 | 0 | 0 | 0 | 0 | 0 | 0 | 0 | 0 | 0 | 0 | 0 | 1.6103 | 0 | 0 | 0 | 0 | 0 | 0 | 0 | 0 | 0 | 0 | 0 | [11 empty] | WLDFR | HFTD - Distribution - Tier 2 - 1QU CoRE ¦ 4QU LoRE | Seismic - Red Flag Warning - Catastrophic Fires | 2020 | 0 | 0 | 0 | 0 | 21083.8428 | 409.2237 | 13469.0878 | 7205.5313 | 1219.584 | 0 | 0 | 0 | 9.8127e-09 |  | 0 | 1.1967e-05 | 1.1967e-05 | 0 | 0 | 0 | 0 | 0 | 0 | 0 | 0 | 0 | [40 empty] | All EPR in 2020WLDFRSafety | WLDFR | HFTD - Distribution - Tier 2 - 1QU CoRE ¦ 2QU LoRE | Red Flag Warning - Large Fires | 2025 | Safety | 1.6846 | 306.602 | 2025 | Control | 0.053 | 3 | 0 | esc | 0 | 0 | 0 | 0 | 0 | 0 | 0.055966 | 0.094279
[35 empty] | 7.3.9-2021 All EPR in 2021 | WLDFR | HFTD - Distribution - Tier 3 - 3QU CoRE ¦ 5QU LoRE | 2021 | 1 | 0 | 0 | 1.6103 | 1.6103 | 0 | 0 | 1.6103 | 1.6103 | 0 | 0 | 0 | 0 | 0 | 0 | 0 | 0 | 1.6103 | 1.6103 | 0 | 0 | 0 | 0 | 0 | 0 | 0 | 0 | 0 | 0 | [11 empty] | WLDFR | HFTD - Distribution - Tier 2 - 1QU CoRE ¦ 4QU LoRE | Seismic - Red Flag Warning - Catastrophic Fires | 2021 | 0 | 0 | 0 | 0 | 21083.8428 | 409.2237 | 13469.0878 | 7205.5313 | 1219.584 | 1219.584 | 0 | 0 | 9.8127e-09 |  | 0 | 1.1967e-05 | 1.1967e-05 | 0 | 1.1967e-05 | 1.1967e-05 | 0 | 0 | 0 | 0 | 0 | 0 | [40 empty] | All EPR in 2020WLDFRElectric Reliability | WLDFR | HFTD - Distribution - Tier 2 - 1QU CoRE ¦ 2QU LoRE | Red Flag Warning - Small Fires | 2021 | Electric Reliability | 0.036425 | 306.602 | 2021 | Control | 0.1325 | 3 | 0 | esc | 0.15274 | 0.0055635 | 0.15274 | 0.0055635 | 0 | 0 | 0 | 0
[35 empty] | 7.3.9-2021 All EPR in 2021 | WLDFR | HFTD - Distribution - Tier 3 - 3QU CoRE ¦ 5QU LoRE | 2022 | 0.93458 | 0 | 0 | 1.4065 | 1.4065 | 0 | 0 | 1.4065 | 1.4065 | 0 | 0 | 1.8137 | 1.8137 | 0 | 0 | 0 | 0 | 1.3145 | 1.3145 | 1.695 | 0 | 0 | 0 | 0 | 0 | 1.8137 | 1.695 | 1.8137 | 1.695 | [11 empty] | WLDFR | HFTD - Distribution - Tier 2 - 1QU CoRE ¦ 4QU LoRE | Seismic - Red Flag Warning - Catastrophic Fires | 2022 | 0 | 0 | 0 | 0 | 21083.8428 | 409.2237 | 13469.0878 | 7205.5313 | 1219.584 | 1219.584 | 1219.584 | 0 | 9.8127e-09 |  | 0 | 1.1967e-05 | 1.1967e-05 | 0 | 1.1967e-05 | 1.1967e-05 | 0 | 1.1967e-05 | 1.1967e-05 | 0 | 0 | 0 | [40 empty] | All EPR in 2020WLDFRFinancial | WLDFR | HFTD - Distribution - Tier 2 - 1QU CoRE ¦ 2QU LoRE | Red Flag Warning - Small Fires | 2021 | Financial | 0.0015809 | 306.602 | 2021 | Control | 0.053 | 3 | 0 | esc | 0.055966 | 8.8475e-05 | 0.055966 | 8.8475e-05 | 0 | 0 | 0 | 0
[35 empty] | 7.3.9-2021 All EPR in 2021 | WLDFR | HFTD - Distribution - Tier 3 - 3QU CoRE ¦ 5QU LoRE | 2023 | 0.87344 | 0 | 0 | 0 | 0 | 0 | 0 | 1.4585 | 1.4585 | 0 | 0 | 1.8808 | 1.8808 | 0 | 0 | 1.8808 | 1.8808 | 0 | 1.2739 | 1.6427 | 1.6427 | 0 | 0 | 0 | 0 | 1.8808 | 1.6427 | 1.8808 | 1.6427 | [11 empty] | WLDFR | HFTD - Distribution - Tier 2 - 1QU CoRE ¦ 4QU LoRE | Seismic - Red Flag Warning - Catastrophic Fires | 2023 | 0 | 0 | 0 | 0 | 21835.9781 | 428.6023 | 13939.561 | 7467.8148 | 0 | 1263.5534 | 1263.5534 | 1263.5534 | 9.8127e-09 |  | 0 | 0 | 0 | 0 | 1.2399e-05 | 1.2399e-05 | 0 | 1.2399e-05 | 1.2399e-05 | 0 | 1.2399e-05 | 1.2399e-05 | [40 empty] | All EPR in 2020WLDFRSafety | WLDFR | HFTD - Distribution - Tier 2 - 1QU CoRE ¦ 2QU LoRE | Red Flag Warning - Small Fires | 2021 | Safety | 0.039895 | 306.602 | 2021 | Control | 0.053 | 3 | 0 | esc | 0.055966 | 0.0022328 | 0.055966 | 0.0022328 | 0 | 0 | 0 | 0
[35 empty] | 7.3.9-2021 All EPR in 2021 | WLDFR | HFTD - Distribution - Tier 3 - 3QU CoRE ¦ 5QU LoRE | 2024 | 0.8163 | 0 | 0 | 0 | 0 | 0 | 0 | 0 | 0 | 0 | 0 | 1.8808 | 1.8808 | 0 | 0 | 1.8808 | 1.8808 | 0 | 0 | 1.5353 | 1.5353 | 0 | 0 | 0 | 0 | 1.8808 | 1.5353 | 1.8808 | 1.5353 | [11 empty] | WLDFR | HFTD - Distribution - Tier 2 - 1QU CoRE ¦ 4QU LoRE | Seismic - Red Flag Warning - Catastrophic Fires | 2024 | 0 | 0 | 0 | 0 | 21835.9781 | 428.6023 | 13939.561 | 7467.8148 | 0 | 0 | 1263.5534 | 1263.5534 | 9.8127e-09 |  | 0 | 0 | 0 | 0 | 0 | 0 | 0 | 1.2399e-05 | 1.2399e-05 | 0 | 1.2399e-05 | 1.2399e-05 | [40 empty] | All EPR in 2020WLDFRElectric Reliability | WLDFR | HFTD - Distribution - Tier 2 - 1QU CoRE ¦ 2QU LoRE | Red Flag Warning - Small Fires | 2022 | Electric Reliability | 0.036425 | 306.602 | 2022 | Control | 0.1325 | 3 | 0 | esc | 0.15274 | 0.0055635 | 0.15274 | 0.0055635 | 0.15274 | 0.0055635 | 0 | 0
[35 empty] | 7.3.9-2021 All EPR in 2021 | WLDFR | HFTD - Distribution - Tier 3 - 3QU CoRE ¦ 5QU LoRE | 2025 | 0.7629 | 0 | 0 | 0 | 0 | 0 | 0 | 0 | 0 | 0 | 0 | 0 | 0 | 0 | 0 | 1.8808 | 1.8808 | 0 | 0 | 0 | 1.4348 | 0 | 0 | 0 | 0 | 0 | 0 | 0 | 0 | [11 empty] | WLDFR | HFTD - Distribution - Tier 2 - 1QU CoRE ¦ 4QU LoRE | Seismic - Red Flag Warning - Catastrophic Fires | 2025 | 0 | 0 | 0 | 0 | 21835.9781 | 428.6023 | 13939.561 | 7467.8148 | 0 | 0 | 0 | 1263.5534 | 9.8127e-09 |  | 0 | 0 | 0 | 0 | 0 | 0 | 0 | 0 | 0 | 0 | 1.2399e-05 | 1.2399e-05 | [40 empty] | All EPR in 2020WLDFRFinancial | WLDFR | HFTD - Distribution - Tier 2 - 1QU CoRE ¦ 2QU LoRE | Red Flag Warning - Small Fires | 2022 | Financial | 0.0015809 | 306.602 | 2022 | Control | 0.053 | 3 | 0 | esc | 0.055966 | 8.8475e-05 | 0.055966 | 8.8475e-05 | 0.055966 | 8.8475e-05 | 0 | 0
[35 empty] | 7.3.9-2021 All EPR in 2021 | WLDFR | HFTD - Distribution - Tier 3 - 4QU CoRE ¦ 1QU LoRE | 2020 | 1 | 0 | 0 | 10.721 | 10.721 | 0 | 0 | 0 | 0 | 0 | 0 | 0 | 0 | 0 | 0 | 0 | 0 | 10.721 | 0 | 0 | 0 | 0 | 0 | 0 | 0 | 0 | 0 | 0 | 0 | [11 empty] | WLDFR | HFTD - Distribution - Tier 2 - 1QU CoRE ¦ 5QU LoRE | Non-Red Flag Warning - Catastrophic Fires | 2020 | 0 | 0 | 0 | 0 | 14146.1306 | 222.2294 | 8585.7228 | 5338.1784 | 813.2108 | 0 | 0 | 0 | 6.21e-06 |  | 0 | 0.00505 | 0.00505 | 0 | 0 | 0 | 0 | 0 | 0 | 0 | 0 | 0 | [40 empty] | All EPR in 2020WLDFRSafety | WLDFR | HFTD - Distribution - Tier 2 - 1QU CoRE ¦ 2QU LoRE | Red Flag Warning - Small Fires | 2022 | Safety | 0.039895 | 306.602 | 2022 | Control | 0.053 | 3 | 0 | esc | 0.055966 | 0.0022328 | 0.055966 | 0.0022328 | 0.055966 | 0.0022328 | 0 | 0
[35 empty] | 7.3.9-2021 All EPR in 2021 | WLDFR | HFTD - Distribution - Tier 3 - 4QU CoRE ¦ 1QU LoRE | 2021 | 1 | 0 | 0 | 10.721 | 10.721 | 0 | 0 | 10.721 | 10.721 | 0 | 0 | 0 | 0 | 0 | 0 | 0 | 0 | 10.721 | 10.721 | 0 | 0 | 0 | 0 | 0 | 0 | 0 | 0 | 0 | 0 | [11 empty] | WLDFR | HFTD - Distribution - Tier 2 - 1QU CoRE ¦ 5QU LoRE | Non-Red Flag Warning - Catastrophic Fires | 2021 | 0 | 0 | 0 | 0 | 14146.1306 | 222.2294 | 8585.7228 | 5338.1784 | 813.2108 | 813.2108 | 0 | 0 | 6.21e-06 |  | 0 | 0.00505 | 0.00505 | 0 | 0.00505 | 0.00505 | 0 | 0 | 0 | 0 | 0 | 0 | [40 empty] | All EPR in 2020WLDFRElectric Reliability | WLDFR | HFTD - Distribution - Tier 2 - 1QU CoRE ¦ 2QU LoRE | Red Flag Warning - Small Fires | 2023 | Electric Reliability | 0.03759 | 306.602 | 2023 | Control | 0.1325 | 3 | 0 | esc | 0 | 0 | 0.15274 | 0.0057414 | 0.15274 | 0.0057414 | 0.15274 | 0.0057414
[35 empty] | 7.3.9-2021 All EPR in 2021 | WLDFR | HFTD - Distribution - Tier 3 - 4QU CoRE ¦ 1QU LoRE | 2022 | 0.93458 | 0 | 0 | 10.6005 | 10.6005 | 0 | 0 | 10.6005 | 10.6005 | 0 | 0 | 10.5798 | 10.5798 | 0 | 0 | 0 | 0 | 9.907 | 9.907 | 9.8877 | 0 | 0 | 0 | 0 | 0 | 10.5798 | 9.8877 | 10.5798 | 9.8877 | [11 empty] | WLDFR | HFTD - Distribution - Tier 2 - 1QU CoRE ¦ 5QU LoRE | Non-Red Flag Warning - Catastrophic Fires | 2022 | 0 | 0 | 0 | 0 | 14146.1306 | 222.2294 | 8585.7228 | 5338.1784 | 813.2108 | 813.2108 | 813.2108 | 0 | 6.21e-06 |  | 0 | 0.00505 | 0.00505 | 0 | 0.00505 | 0.00505 | 0 | 0.00505 | 0.00505 | 0 | 0 | 0 | [40 empty] | All EPR in 2020WLDFRFinancial | WLDFR | HFTD - Distribution - Tier 2 - 1QU CoRE ¦ 2QU LoRE | Red Flag Warning - Small Fires | 2023 | Financial | 0.0016314 | 306.602 | 2023 | Control | 0.053 | 3 | 0 | esc | 0 | 0 | 0.055966 | 9.1305e-05 | 0.055966 | 9.1305e-05 | 0.055966 | 9.1305e-05
[35 empty] | 7.3.9-2021 All EPR in 2021 | WLDFR | HFTD - Distribution - Tier 3 - 4QU CoRE ¦ 1QU LoRE | 2023 | 0.87344 | 0 | 0 | 0 | 0 | 0 | 0 | 10.9926 | 10.9926 | 0 | 0 | 10.9711 | 10.9711 | 0 | 0 | 10.9711 | 10.9711 | 0 | 9.6013 | 9.5826 | 9.5826 | 0 | 0 | 0 | 0 | 10.9711 | 9.5826 | 10.9711 | 9.5826 | [11 empty] | WLDFR | HFTD - Distribution - Tier 2 - 1QU CoRE ¦ 5QU LoRE | Non-Red Flag Warning - Catastrophic Fires | 2023 | 0 | 0 | 0 | 0 | 14664.6376 | 233.2301 | 8896.516 | 5534.8915 | 0 | 843.2942 | 843.2942 | 843.2942 | 6.21e-06 |  | 0 | 0 | 0 | 0 | 0.0052368 | 0.0052368 | 0 | 0.0052368 | 0.0052368 | 0 | 0.0052368 | 0.0052368 | [40 empty] | All EPR in 2020WLDFRSafety | WLDFR | HFTD - Distribution - Tier 2 - 1QU CoRE ¦ 2QU LoRE | Red Flag Warning - Small Fires | 2023 | Safety | 0.041187 | 306.602 | 2023 | Control | 0.053 | 3 | 0 | esc | 0 | 0 | 0.055966 | 0.0023051 | 0.055966 | 0.0023051 | 0.055966 | 0.0023051
[35 empty] | 7.3.9-2021 All EPR in 2021 | WLDFR | HFTD - Distribution - Tier 3 - 4QU CoRE ¦ 1QU LoRE | 2024 | 0.8163 | 0 | 0 | 0 | 0 | 0 | 0 | 0 | 0 | 0 | 0 | 10.9711 | 10.9711 | 0 | 0 | 10.9711 | 10.9711 | 0 | 0 | 8.9557 | 8.9557 | 0 | 0 | 0 | 0 | 10.9711 | 8.9557 | 10.9711 | 8.9557 | [11 empty] | WLDFR | HFTD - Distribution - Tier 2 - 1QU CoRE ¦ 5QU LoRE | Non-Red Flag Warning - Catastrophic Fires | 2024 | 0 | 0 | 0 | 0 | 14664.6376 | 233.2301 | 8896.516 | 5534.8915 | 0 | 0 | 843.2942 | 843.2942 | 6.21e-06 |  | 0 | 0 | 0 | 0 | 0 | 0 | 0 | 0.0052368 | 0.0052368 | 0 | 0.0052368 | 0.0052368 | [40 empty] | All EPR in 2020WLDFRElectric Reliability | WLDFR | HFTD - Distribution - Tier 2 - 1QU CoRE ¦ 2QU LoRE | Red Flag Warning - Small Fires | 2024 | Electric Reliability | 0.03759 | 306.602 | 2024 | Control | 0.1325 | 3 | 0 | esc | 0 | 0 | 0 | 0 | 0.15274 | 0.0057414 | 0.15274 | 0.0057414
[35 empty] | 7.3.9-2021 All EPR in 2021 | WLDFR | HFTD - Distribution - Tier 3 - 4QU CoRE ¦ 1QU LoRE | 2025 | 0.7629 | 0 | 0 | 0 | 0 | 0 | 0 | 0 | 0 | 0 | 0 | 0 | 0 | 0 | 0 | 10.9711 | 10.9711 | 0 | 0 | 0 | 8.3698 | 0 | 0 | 0 | 0 | 0 | 0 | 0 | 0 | [11 empty] | WLDFR | HFTD - Distribution - Tier 2 - 1QU CoRE ¦ 5QU LoRE | Non-Red Flag Warning - Catastrophic Fires | 2025 | 0 | 0 | 0 | 0 | 14664.6376 | 233.2301 | 8896.516 | 5534.8915 | 0 | 0 | 0 | 843.2942 | 6.21e-06 |  | 0 | 0 | 0 | 0 | 0 | 0 | 0 | 0 | 0 | 0 | 0.0052368 | 0.0052368 | [40 empty] | All EPR in 2020WLDFRFinancial | WLDFR | HFTD - Distribution - Tier 2 - 1QU CoRE ¦ 2QU LoRE | Red Flag Warning - Small Fires | 2024 | Financial | 0.0016314 | 306.602 | 2024 | Control | 0.053 | 3 | 0 | esc | 0 | 0 | 0 | 0 | 0.055966 | 9.1305e-05 | 0.055966 | 9.1305e-05
[35 empty] | 7.3.9-2021 All EPR in 2021 | WLDFR | HFTD - Distribution - Tier 3 - 4QU CoRE ¦ 2QU LoRE | 2020 | 1 | 0 | 0 | 5.9116 | 5.9116 | 0 | 0 | 0 | 0 | 0 | 0 | 0 | 0 | 0 | 0 | 0 | 0 | 5.9116 | 0 | 0 | 0 | 0 | 0 | 0 | 0 | 0 | 0 | 0 | 0 | [11 empty] | WLDFR | HFTD - Distribution - Tier 2 - 1QU CoRE ¦ 5QU LoRE | Non-Red Flag Warning - Destructive Fires | 2020 | 0 | 0 | 0 | 0 | 8807.9522 | 222.2294 | 8585.7228 | 0 | 514.4532 | 0 | 0 | 0 | 5.6755e-06 |  | 0 | 0.0029198 | 0.0029198 | 0 | 0 | 0 | 0 | 0 | 0 | 0 | 0 | 0 | [40 empty] | All EPR in 2020WLDFRSafety | WLDFR | HFTD - Distribution - Tier 2 - 1QU CoRE ¦ 2QU LoRE | Red Flag Warning - Small Fires | 2024 | Safety | 0.041187 | 306.602 | 2024 | Control | 0.053 | 3 | 0 | esc | 0 | 0 | 0 | 0 | 0.055966 | 0.0023051 | 0.055966 | 0.0023051
[35 empty] | 7.3.9-2021 All EPR in 2021 | WLDFR | HFTD - Distribution - Tier 3 - 4QU CoRE ¦ 2QU LoRE | 2021 | 1 | 0 | 0 | 5.9116 | 5.9116 | 0 | 0 | 5.9116 | 5.9116 | 0 | 0 | 0 | 0 | 0 | 0 | 0 | 0 | 5.9116 | 5.9116 | 0 | 0 | 0 | 0 | 0 | 0 | 0 | 0 | 0 | 0 | [11 empty] | WLDFR | HFTD - Distribution - Tier 2 - 1QU CoRE ¦ 5QU LoRE | Non-Red Flag Warning - Destructive Fires | 2021 | 0 | 0 | 0 | 0 | 8807.9522 | 222.2294 | 8585.7228 | 0 | 514.4532 | 514.4532 | 0 | 0 | 5.6755e-06 |  | 0 | 0.0029198 | 0.0029198 | 0 | 0.0029198 | 0.0029198 | 0 | 0 | 0 | 0 | 0 | 0 | [40 empty] | All EPR in 2020WLDFRElectric Reliability | WLDFR | HFTD - Distribution - Tier 2 - 1QU CoRE ¦ 2QU LoRE | Red Flag Warning - Small Fires | 2025 | Electric Reliability | 0.03759 | 306.602 | 2025 | Control | 0.1325 | 3 | 0 | esc | 0 | 0 | 0 | 0 | 0 | 0 | 0.15274 | 0.0057414
[35 empty] | 7.3.9-2021 All EPR in 2021 | WLDFR | HFTD - Distribution - Tier 3 - 4QU CoRE ¦ 2QU LoRE | 2022 | 0.93458 | 0 | 0 | 5.7263 | 5.7263 | 0 | 0 | 5.7263 | 5.7263 | 0 | 0 | 5.9467 | 5.9467 | 0 | 0 | 0 | 0 | 5.3517 | 5.3517 | 5.5576 | 0 | 0 | 0 | 0 | 0 | 5.9467 | 5.5576 | 5.9467 | 5.5576 | [11 empty] | WLDFR | HFTD - Distribution - Tier 2 - 1QU CoRE ¦ 5QU LoRE | Non-Red Flag Warning - Destructive Fires | 2022 | 0 | 0 | 0 | 0 | 8807.9522 | 222.2294 | 8585.7228 | 0 | 514.4532 | 514.4532 | 514.4532 | 0 | 5.6755e-06 |  | 0 | 0.0029198 | 0.0029198 | 0 | 0.0029198 | 0.0029198 | 0 | 0.0029198 | 0.0029198 | 0 | 0 | 0 | [40 empty] | All EPR in 2020WLDFRFinancial | WLDFR | HFTD - Distribution - Tier 2 - 1QU CoRE ¦ 2QU LoRE | Red Flag Warning - Small Fires | 2025 | Financial | 0.0016314 | 306.602 | 2025 | Control | 0.053 | 3 | 0 | esc | 0 | 0 | 0 | 0 | 0 | 0 | 0.055966 | 9.1305e-05
[35 empty] | 7.3.9-2021 All EPR in 2021 | WLDFR | HFTD - Distribution - Tier 3 - 4QU CoRE ¦ 2QU LoRE | 2023 | 0.87344 | 0 | 0 | 0 | 0 | 0 | 0 | 5.9381 | 5.9381 | 0 | 0 | 6.1666 | 6.1666 | 0 | 0 | 6.1666 | 6.1666 | 0 | 5.1866 | 5.3862 | 5.3862 | 0 | 0 | 0 | 0 | 6.1666 | 5.3862 | 6.1666 | 5.3862 | [11 empty] | WLDFR | HFTD - Distribution - Tier 2 - 1QU CoRE ¦ 5QU LoRE | Non-Red Flag Warning - Destructive Fires | 2023 | 0 | 0 | 0 | 0 | 9129.7461 | 233.2301 | 8896.516 | 0 | 0 | 533.5273 | 533.5273 | 533.5273 | 5.6755e-06 |  | 0 | 0 | 0 | 0 | 0.003028 | 0.003028 | 0 | 0.003028 | 0.003028 | 0 | 0.003028 | 0.003028 | [40 empty] | All EPR in 2020WLDFRSafety | WLDFR | HFTD - Distribution - Tier 2 - 1QU CoRE ¦ 2QU LoRE | Red Flag Warning - Small Fires | 2025 | Safety | 0.041187 | 306.602 | 2025 | Control | 0.053 | 3 | 0 | esc | 0 | 0 | 0 | 0 | 0 | 0 | 0.055966 | 0.0023051
[35 empty] | 7.3.9-2021 All EPR in 2021 | WLDFR | HFTD - Distribution - Tier 3 - 4QU CoRE ¦ 2QU LoRE | 2024 | 0.8163 | 0 | 0 | 0 | 0 | 0 | 0 | 0 | 0 | 0 | 0 | 6.1666 | 6.1666 | 0 | 0 | 6.1666 | 6.1666 | 0 | 0 | 5.0338 | 5.0338 | 0 | 0 | 0 | 0 | 6.1666 | 5.0338 | 6.1666 | 5.0338 | [11 empty] | WLDFR | HFTD - Distribution - Tier 2 - 1QU CoRE ¦ 5QU LoRE | Non-Red Flag Warning - Destructive Fires | 2024 | 0 | 0 | 0 | 0 | 9129.7461 | 233.2301 | 8896.516 | 0 | 0 | 0 | 533.5273 | 533.5273 | 5.6755e-06 |  | 0 | 0 | 0 | 0 | 0 | 0 | 0 | 0.003028 | 0.003028 | 0 | 0.003028 | 0.003028 | [40 empty] | All EPR in 2020WLDFRElectric Reliability | WLDFR | HFTD - Distribution - Tier 2 - 1QU CoRE ¦ 2QU LoRE | Seismic - Non-Red Flag Warning - Catastrophic Fires | 2021 | Electric Reliability | 409.2237 | 306.602 | 2021 | Control | 0.1325 | 3 | 0 | esc | 0.15274 | 62.5039 | 0.15274 | 62.5039 | 0 | 0 | 0 | 0
[35 empty] | 7.3.9-2021 All EPR in 2021 | WLDFR | HFTD - Distribution - Tier 3 - 4QU CoRE ¦ 2QU LoRE | 2025 | 0.7629 | 0 | 0 | 0 | 0 | 0 | 0 | 0 | 0 | 0 | 0 | 0 | 0 | 0 | 0 | 6.1666 | 6.1666 | 0 | 0 | 0 | 4.7045 | 0 | 0 | 0 | 0 | 0 | 0 | 0 | 0 | [11 empty] | WLDFR | HFTD - Distribution - Tier 2 - 1QU CoRE ¦ 5QU LoRE | Non-Red Flag Warning - Destructive Fires | 2025 | 0 | 0 | 0 | 0 | 9129.7461 | 233.2301 | 8896.516 | 0 | 0 | 0 | 0 | 533.5273 | 5.6755e-06 |  | 0 | 0 | 0 | 0 | 0 | 0 | 0 | 0 | 0 | 0 | 0.003028 | 0.003028 | [40 empty] | All EPR in 2020WLDFRFinancial | WLDFR | HFTD - Distribution - Tier 2 - 1QU CoRE ¦ 2QU LoRE | Seismic - Non-Red Flag Warning - Catastrophic Fires | 2021 | Financial | 13469.0878 | 306.602 | 2021 | Control | 0.053 | 3 | 0 | esc | 0.055966 | 753.8138 | 0.055966 | 753.8138 | 0 | 0 | 0 | 0
[35 empty] | 7.3.9-2021 All EPR in 2021 | WLDFR | HFTD - Distribution - Tier 3 - 4QU CoRE ¦ 3QU LoRE | 2020 | 1 | 0 | 0 | 3.2058 | 3.2058 | 0 | 0 | 0 | 0 | 0 | 0 | 0 | 0 | 0 | 0 | 0 | 0 | 3.2058 | 0 | 0 | 0 | 0 | 0 | 0 | 0 | 0 | 0 | 0 | 0 | [11 empty] | WLDFR | HFTD - Distribution - Tier 2 - 1QU CoRE ¦ 5QU LoRE | Non-Red Flag Warning - Large Fires | 2020 | 0 | 0 | 0 | 0 | 5.2406 | 0.69642 | 2.942 | 1.6022 | 0.36069 | 0 | 0 | 0 | 3.5448e-05 |  | 0 | 1.2786e-05 | 1.2786e-05 | 0 | 0 | 0 | 0 | 0 | 0 | 0 | 0 | 0 | [40 empty] | All EPR in 2020WLDFRSafety | WLDFR | HFTD - Distribution - Tier 2 - 1QU CoRE ¦ 2QU LoRE | Seismic - Non-Red Flag Warning - Catastrophic Fires | 2021 | Safety | 7205.5313 | 306.602 | 2021 | Control | 0.053 | 3 | 0 | esc | 0.055966 | 403.2663 | 0.055966 | 403.2663 | 0 | 0 | 0 | 0
[35 empty] | 7.3.9-2021 All EPR in 2021 | WLDFR | HFTD - Distribution - Tier 3 - 4QU CoRE ¦ 3QU LoRE | 2021 | 1 | 0 | 0 | 3.2058 | 3.2058 | 0 | 0 | 3.2058 | 3.2058 | 0 | 0 | 0 | 0 | 0 | 0 | 0 | 0 | 3.2058 | 3.2058 | 0 | 0 | 0 | 0 | 0 | 0 | 0 | 0 | 0 | 0 | [11 empty] | WLDFR | HFTD - Distribution - Tier 2 - 1QU CoRE ¦ 5QU LoRE | Non-Red Flag Warning - Large Fires | 2021 | 0 | 0 | 0 | 0 | 5.2406 | 0.69642 | 2.942 | 1.6022 | 0.36069 | 0.36069 | 0 | 0 | 3.5448e-05 |  | 0 | 1.2786e-05 | 1.2786e-05 | 0 | 1.2786e-05 | 1.2786e-05 | 0 | 0 | 0 | 0 | 0 | 0 | [40 empty] | All EPR in 2020WLDFRElectric Reliability | WLDFR | HFTD - Distribution - Tier 2 - 1QU CoRE ¦ 2QU LoRE | Seismic - Non-Red Flag Warning - Catastrophic Fires | 2022 | Electric Reliability | 409.2237 | 306.602 | 2022 | Control | 0.1325 | 3 | 0 | esc | 0.15274 | 62.5039 | 0.15274 | 62.5039 | 0.15274 | 62.5039 | 0 | 0
[35 empty] | 7.3.9-2021 All EPR in 2021 | WLDFR | HFTD - Distribution - Tier 3 - 4QU CoRE ¦ 3QU LoRE | 2022 | 0.93458 | 0 | 0 | 3.2147 | 3.2147 | 0 | 0 | 3.2147 | 3.2147 | 0 | 0 | 3.08 | 3.08 | 0 | 0 | 0 | 0 | 3.0044 | 3.0044 | 2.8785 | 0 | 0 | 0 | 0 | 0 | 3.08 | 2.8785 | 3.08 | 2.8785 | [11 empty] | WLDFR | HFTD - Distribution - Tier 2 - 1QU CoRE ¦ 5QU LoRE | Non-Red Flag Warning - Large Fires | 2022 | 0 | 0 | 0 | 0 | 5.2406 | 0.69642 | 2.942 | 1.6022 | 0.36069 | 0.36069 | 0.36069 | 0 | 3.5448e-05 |  | 0 | 1.2786e-05 | 1.2786e-05 | 0 | 1.2786e-05 | 1.2786e-05 | 0 | 1.2786e-05 | 1.2786e-05 | 0 | 0 | 0 | [40 empty] | All EPR in 2020WLDFRFinancial | WLDFR | HFTD - Distribution - Tier 2 - 1QU CoRE ¦ 2QU LoRE | Seismic - Non-Red Flag Warning - Catastrophic Fires | 2022 | Financial | 13469.0878 | 306.602 | 2022 | Control | 0.053 | 3 | 0 | esc | 0.055966 | 753.8138 | 0.055966 | 753.8138 | 0.055966 | 753.8138 | 0 | 0
[35 empty] | 7.3.9-2021 All EPR in 2021 | WLDFR | HFTD - Distribution - Tier 3 - 4QU CoRE ¦ 3QU LoRE | 2023 | 0.87344 | 0 | 0 | 0 | 0 | 0 | 0 | 3.3336 | 3.3336 | 0 | 0 | 3.1939 | 3.1939 | 0 | 0 | 3.1939 | 3.1939 | 0 | 2.9117 | 2.7896 | 2.7896 | 0 | 0 | 0 | 0 | 3.1939 | 2.7896 | 3.1939 | 2.7896 | [11 empty] | WLDFR | HFTD - Distribution - Tier 2 - 1QU CoRE ¦ 5QU LoRE | Non-Red Flag Warning - Large Fires | 2023 | 0 | 0 | 0 | 0 | 5.475 | 0.71896 | 3.0715 | 1.6846 | 0 | 0.37599 | 0.37599 | 0.37599 | 3.5448e-05 |  | 0 | 0 | 0 | 0 | 1.3328e-05 | 1.3328e-05 | 0 | 1.3328e-05 | 1.3328e-05 | 0 | 1.3328e-05 | 1.3328e-05 | [40 empty] | All EPR in 2020WLDFRSafety | WLDFR | HFTD - Distribution - Tier 2 - 1QU CoRE ¦ 2QU LoRE | Seismic - Non-Red Flag Warning - Catastrophic Fires | 2022 | Safety | 7205.5313 | 306.602 | 2022 | Control | 0.053 | 3 | 0 | esc | 0.055966 | 403.2663 | 0.055966 | 403.2663 | 0.055966 | 403.2663 | 0 | 0
[35 empty] | 7.3.9-2021 All EPR in 2021 | WLDFR | HFTD - Distribution - Tier 3 - 4QU CoRE ¦ 3QU LoRE | 2024 | 0.8163 | 0 | 0 | 0 | 0 | 0 | 0 | 0 | 0 | 0 | 0 | 3.1939 | 3.1939 | 0 | 0 | 3.1939 | 3.1939 | 0 | 0 | 2.6071 | 2.6071 | 0 | 0 | 0 | 0 | 3.1939 | 2.6071 | 3.1939 | 2.6071 | [11 empty] | WLDFR | HFTD - Distribution - Tier 2 - 1QU CoRE ¦ 5QU LoRE | Non-Red Flag Warning - Large Fires | 2024 | 0 | 0 | 0 | 0 | 5.475 | 0.71896 | 3.0715 | 1.6846 | 0 | 0 | 0.37599 | 0.37599 | 3.5448e-05 |  | 0 | 0 | 0 | 0 | 0 | 0 | 0 | 1.3328e-05 | 1.3328e-05 | 0 | 1.3328e-05 | 1.3328e-05 | [40 empty] | All EPR in 2020WLDFRElectric Reliability | WLDFR | HFTD - Distribution - Tier 2 - 1QU CoRE ¦ 2QU LoRE | Seismic - Non-Red Flag Warning - Catastrophic Fires | 2023 | Electric Reliability | 428.6023 | 306.602 | 2023 | Control | 0.1325 | 3 | 0 | esc | 0 | 0 | 0.15274 | 65.4638 | 0.15274 | 65.4638 | 0.15274 | 65.4638
[35 empty] | 7.3.9-2021 All EPR in 2021 | WLDFR | HFTD - Distribution - Tier 3 - 4QU CoRE ¦ 3QU LoRE | 2025 | 0.7629 | 0 | 0 | 0 | 0 | 0 | 0 | 0 | 0 | 0 | 0 | 0 | 0 | 0 | 0 | 3.1939 | 3.1939 | 0 | 0 | 0 | 2.4366 | 0 | 0 | 0 | 0 | 0 | 0 | 0 | 0 | [11 empty] | WLDFR | HFTD - Distribution - Tier 2 - 1QU CoRE ¦ 5QU LoRE | Non-Red Flag Warning - Large Fires | 2025 | 0 | 0 | 0 | 0 | 5.475 | 0.71896 | 3.0715 | 1.6846 | 0 | 0 | 0 | 0.37599 | 3.5448e-05 |  | 0 | 0 | 0 | 0 | 0 | 0 | 0 | 0 | 0 | 0 | 1.3328e-05 | 1.3328e-05 | [40 empty] | All EPR in 2020WLDFRFinancial | WLDFR | HFTD - Distribution - Tier 2 - 1QU CoRE ¦ 2QU LoRE | Seismic - Non-Red Flag Warning - Catastrophic Fires | 2023 | Financial | 13939.561 | 306.602 | 2023 | Control | 0.053 | 3 | 0 | esc | 0 | 0 | 0.055966 | 780.1444 | 0.055966 | 780.1444 | 0.055966 | 780.1444
[35 empty] | 7.3.9-2021 All EPR in 2021 | WLDFR | HFTD - Distribution - Tier 3 - 4QU CoRE ¦ 4QU LoRE | 2020 | 1 | 0 | 0 | 1.6702 | 1.6702 | 0 | 0 | 0 | 0 | 0 | 0 | 0 | 0 | 0 | 0 | 0 | 0 | 1.6702 | 0 | 0 | 0 | 0 | 0 | 0 | 0 | 0 | 0 | 0 | 0 | [11 empty] | WLDFR | HFTD - Distribution - Tier 2 - 1QU CoRE ¦ 5QU LoRE | Non-Red Flag Warning - Small Fires | 2020 | 0 | 0 | 0 | 0 | 0.077901 | 0.036425 | 0.0015809 | 0.039895 | 0.0078847 | 0 | 0 | 0 | 0.002131 |  | 0 | 1.6802e-05 | 1.6802e-05 | 0 | 0 | 0 | 0 | 0 | 0 | 0 | 0 | 0 | [40 empty] | All EPR in 2020WLDFRSafety | WLDFR | HFTD - Distribution - Tier 2 - 1QU CoRE ¦ 2QU LoRE | Seismic - Non-Red Flag Warning - Catastrophic Fires | 2023 | Safety | 7467.8148 | 306.602 | 2023 | Control | 0.053 | 3 | 0 | esc | 0 | 0 | 0.055966 | 417.9453 | 0.055966 | 417.9453 | 0.055966 | 417.9453
[35 empty] | 7.3.9-2021 All EPR in 2021 | WLDFR | HFTD - Distribution - Tier 3 - 4QU CoRE ¦ 4QU LoRE | 2021 | 1 | 0 | 0 | 1.6702 | 1.6702 | 0 | 0 | 1.6702 | 1.6702 | 0 | 0 | 0 | 0 | 0 | 0 | 0 | 0 | 1.6702 | 1.6702 | 0 | 0 | 0 | 0 | 0 | 0 | 0 | 0 | 0 | 0 | [11 empty] | WLDFR | HFTD - Distribution - Tier 2 - 1QU CoRE ¦ 5QU LoRE | Non-Red Flag Warning - Small Fires | 2021 | 0 | 0 | 0 | 0 | 0.077901 | 0.036425 | 0.0015809 | 0.039895 | 0.0078847 | 0.0078847 | 0 | 0 | 0.002131 |  | 0 | 1.6802e-05 | 1.6802e-05 | 0 | 1.6802e-05 | 1.6802e-05 | 0 | 0 | 0 | 0 | 0 | 0 | [40 empty] | All EPR in 2020WLDFRElectric Reliability | WLDFR | HFTD - Distribution - Tier 2 - 1QU CoRE ¦ 2QU LoRE | Seismic - Non-Red Flag Warning - Catastrophic Fires | 2024 | Electric Reliability | 428.6023 | 306.602 | 2024 | Control | 0.1325 | 3 | 0 | esc | 0 | 0 | 0 | 0 | 0.15274 | 65.4638 | 0.15274 | 65.4638
[35 empty] | 7.3.9-2021 All EPR in 2021 | WLDFR | HFTD - Distribution - Tier 3 - 4QU CoRE ¦ 4QU LoRE | 2022 | 0.93458 | 0 | 0 | 1.6998 | 1.6998 | 0 | 0 | 1.6998 | 1.6998 | 0 | 0 | 1.6129 | 1.6129 | 0 | 0 | 0 | 0 | 1.5886 | 1.5886 | 1.5073 | 0 | 0 | 0 | 0 | 0 | 1.6129 | 1.5073 | 1.6129 | 1.5073 | [11 empty] | WLDFR | HFTD - Distribution - Tier 2 - 1QU CoRE ¦ 5QU LoRE | Non-Red Flag Warning - Small Fires | 2022 | 0 | 0 | 0 | 0 | 0.077901 | 0.036425 | 0.0015809 | 0.039895 | 0.0078847 | 0.0078847 | 0.0078847 | 0 | 0.002131 |  | 0 | 1.6802e-05 | 1.6802e-05 | 0 | 1.6802e-05 | 1.6802e-05 | 0 | 1.6802e-05 | 1.6802e-05 | 0 | 0 | 0 | [40 empty] | All EPR in 2020WLDFRFinancial | WLDFR | HFTD - Distribution - Tier 2 - 1QU CoRE ¦ 2QU LoRE | Seismic - Non-Red Flag Warning - Catastrophic Fires | 2024 | Financial | 13939.561 | 306.602 | 2024 | Control | 0.053 | 3 | 0 | esc | 0 | 0 | 0 | 0 | 0.055966 | 780.1444 | 0.055966 | 780.1444
[35 empty] | 7.3.9-2021 All EPR in 2021 | WLDFR | HFTD - Distribution - Tier 3 - 4QU CoRE ¦ 4QU LoRE | 2023 | 0.87344 | 0 | 0 | 0 | 0 | 0 | 0 | 1.7626 | 1.7626 | 0 | 0 | 1.6725 | 1.6725 | 0 | 0 | 1.6725 | 1.6725 | 0 | 1.5396 | 1.4608 | 1.4608 | 0 | 0 | 0 | 0 | 1.6725 | 1.4608 | 1.6725 | 1.4608 | [11 empty] | WLDFR | HFTD - Distribution - Tier 2 - 1QU CoRE ¦ 5QU LoRE | Non-Red Flag Warning - Small Fires | 2023 | 0 | 0 | 0 | 0 | 0.080408 | 0.03759 | 0.0016314 | 0.041187 | 0 | 0.0081378 | 0.0081378 | 0.0081378 | 0.002131 |  | 0 | 0 | 0 | 0 | 1.7342e-05 | 1.7342e-05 | 0 | 1.7342e-05 | 1.7342e-05 | 0 | 1.7342e-05 | 1.7342e-05 | [40 empty] | All EPR in 2020WLDFRSafety | WLDFR | HFTD - Distribution - Tier 2 - 1QU CoRE ¦ 2QU LoRE | Seismic - Non-Red Flag Warning - Catastrophic Fires | 2024 | Safety | 7467.8148 | 306.602 | 2024 | Control | 0.053 | 3 | 0 | esc | 0 | 0 | 0 | 0 | 0.055966 | 417.9453 | 0.055966 | 417.9453
[35 empty] | 7.3.9-2021 All EPR in 2021 | WLDFR | HFTD - Distribution - Tier 3 - 4QU CoRE ¦ 4QU LoRE | 2024 | 0.8163 | 0 | 0 | 0 | 0 | 0 | 0 | 0 | 0 | 0 | 0 | 1.6725 | 1.6725 | 0 | 0 | 1.6725 | 1.6725 | 0 | 0 | 1.3653 | 1.3653 | 0 | 0 | 0 | 0 | 1.6725 | 1.3653 | 1.6725 | 1.3653 | [11 empty] | WLDFR | HFTD - Distribution - Tier 2 - 1QU CoRE ¦ 5QU LoRE | Non-Red Flag Warning - Small Fires | 2024 | 0 | 0 | 0 | 0 | 0.080408 | 0.03759 | 0.0016314 | 0.041187 | 0 | 0 | 0.0081378 | 0.0081378 | 0.002131 |  | 0 | 0 | 0 | 0 | 0 | 0 | 0 | 1.7342e-05 | 1.7342e-05 | 0 | 1.7342e-05 | 1.7342e-05 | [40 empty] | All EPR in 2020WLDFRElectric Reliability | WLDFR | HFTD - Distribution - Tier 2 - 1QU CoRE ¦ 2QU LoRE | Seismic - Non-Red Flag Warning - Catastrophic Fires | 2025 | Electric Reliability | 428.6023 | 306.602 | 2025 | Control | 0.1325 | 3 | 0 | esc | 0 | 0 | 0 | 0 | 0 | 0 | 0.15274 | 65.4638
[35 empty] | 7.3.9-2021 All EPR in 2021 | WLDFR | HFTD - Distribution - Tier 3 - 4QU CoRE ¦ 4QU LoRE | 2025 | 0.7629 | 0 | 0 | 0 | 0 | 0 | 0 | 0 | 0 | 0 | 0 | 0 | 0 | 0 | 0 | 1.6725 | 1.6725 | 0 | 0 | 0 | 1.276 | 0 | 0 | 0 | 0 | 0 | 0 | 0 | 0 | [11 empty] | WLDFR | HFTD - Distribution - Tier 2 - 1QU CoRE ¦ 5QU LoRE | Non-Red Flag Warning - Small Fires | 2025 | 0 | 0 | 0 | 0 | 0.080408 | 0.03759 | 0.0016314 | 0.041187 | 0 | 0 | 0 | 0.0081378 | 0.002131 |  | 0 | 0 | 0 | 0 | 0 | 0 | 0 | 0 | 0 | 0 | 1.7342e-05 | 1.7342e-05 | [40 empty] | All EPR in 2020WLDFRFinancial | WLDFR | HFTD - Distribution - Tier 2 - 1QU CoRE ¦ 2QU LoRE | Seismic - Non-Red Flag Warning - Catastrophic Fires | 2025 | Financial | 13939.561 | 306.602 | 2025 | Control | 0.053 | 3 | 0 | esc | 0 | 0 | 0 | 0 | 0 | 0 | 0.055966 | 780.1444
[35 empty] | 7.3.9-2021 All EPR in 2021 | WLDFR | HFTD - Distribution - Tier 3 - 4QU CoRE ¦ 5QU LoRE | 2020 | 1 | 0 | 0 | 0.59881 | 0.59881 | 0 | 0 | 0 | 0 | 0 | 0 | 0 | 0 | 0 | 0 | 0 | 0 | 0.59881 | 0 | 0 | 0 | 0 | 0 | 0 | 0 | 0 | 0 | 0 | 0 | [11 empty] | WLDFR | HFTD - Distribution - Tier 2 - 1QU CoRE ¦ 5QU LoRE | Red Flag Warning - Catastrophic Fires | 2020 | 0 | 0 | 0 | 0 | 14146.1306 | 222.2294 | 8585.7228 | 5338.1784 | 813.2108 | 0 | 0 | 0 | 0.00011667 |  | 0 | 0.094875 | 0.094875 | 0 | 0 | 0 | 0 | 0 | 0 | 0 | 0 | 0 | [40 empty] | All EPR in 2020WLDFRSafety | WLDFR | HFTD - Distribution - Tier 2 - 1QU CoRE ¦ 2QU LoRE | Seismic - Non-Red Flag Warning - Catastrophic Fires | 2025 | Safety | 7467.8148 | 306.602 | 2025 | Control | 0.053 | 3 | 0 | esc | 0 | 0 | 0 | 0 | 0 | 0 | 0.055966 | 417.9453
[35 empty] | 7.3.9-2021 All EPR in 2021 | WLDFR | HFTD - Distribution - Tier 3 - 4QU CoRE ¦ 5QU LoRE | 2021 | 1 | 0 | 0 | 0.59881 | 0.59881 | 0 | 0 | 0.59881 | 0.59881 | 0 | 0 | 0 | 0 | 0 | 0 | 0 | 0 | 0.59881 | 0.59881 | 0 | 0 | 0 | 0 | 0 | 0 | 0 | 0 | 0 | 0 | [11 empty] | WLDFR | HFTD - Distribution - Tier 2 - 1QU CoRE ¦ 5QU LoRE | Red Flag Warning - Catastrophic Fires | 2021 | 0 | 0 | 0 | 0 | 14146.1306 | 222.2294 | 8585.7228 | 5338.1784 | 813.2108 | 813.2108 | 0 | 0 | 0.00011667 |  | 0 | 0.094875 | 0.094875 | 0 | 0.094875 | 0.094875 | 0 | 0 | 0 | 0 | 0 | 0 | [40 empty] | All EPR in 2020WLDFRElectric Reliability | WLDFR | HFTD - Distribution - Tier 2 - 1QU CoRE ¦ 2QU LoRE | Seismic - Red Flag Warning - Catastrophic Fires | 2021 | Electric Reliability | 409.2237 | 306.602 | 2021 | Control | 0.1325 | 3 | 0 | esc | 0.15274 | 62.5039 | 0.15274 | 62.5039 | 0 | 0 | 0 | 0
[35 empty] | 7.3.9-2021 All EPR in 2021 | WLDFR | HFTD - Distribution - Tier 3 - 4QU CoRE ¦ 5QU LoRE | 2022 | 0.93458 | 0 | 0 | 0.53356 | 0.53356 | 0 | 0 | 0.53356 | 0.53356 | 0 | 0 | 0.59687 | 0.59687 | 0 | 0 | 0 | 0 | 0.49866 | 0.49866 | 0.55782 | 0 | 0 | 0 | 0 | 0 | 0.59687 | 0.55782 | 0.59687 | 0.55782 | [11 empty] | WLDFR | HFTD - Distribution - Tier 2 - 1QU CoRE ¦ 5QU LoRE | Red Flag Warning - Catastrophic Fires | 2022 | 0 | 0 | 0 | 0 | 14146.1306 | 222.2294 | 8585.7228 | 5338.1784 | 813.2108 | 813.2108 | 813.2108 | 0 | 0.00011667 |  | 0 | 0.094875 | 0.094875 | 0 | 0.094875 | 0.094875 | 0 | 0.094875 | 0.094875 | 0 | 0 | 0 | [40 empty] | All EPR in 2020WLDFRFinancial | WLDFR | HFTD - Distribution - Tier 2 - 1QU CoRE ¦ 2QU LoRE | Seismic - Red Flag Warning - Catastrophic Fires | 2021 | Financial | 13469.0878 | 306.602 | 2021 | Control | 0.053 | 3 | 0 | esc | 0.055966 | 753.8138 | 0.055966 | 753.8138 | 0 | 0 | 0 | 0
[35 empty] | 7.3.9-2021 All EPR in 2021 | WLDFR | HFTD - Distribution - Tier 3 - 4QU CoRE ¦ 5QU LoRE | 2023 | 0.87344 | 0 | 0 | 0 | 0 | 0 | 0 | 0.5533 | 0.5533 | 0 | 0 | 0.61894 | 0.61894 | 0 | 0 | 0.61894 | 0.61894 | 0 | 0.48327 | 0.54061 | 0.54061 | 0 | 0 | 0 | 0 | 0.61894 | 0.54061 | 0.61894 | 0.54061 | [11 empty] | WLDFR | HFTD - Distribution - Tier 2 - 1QU CoRE ¦ 5QU LoRE | Red Flag Warning - Catastrophic Fires | 2023 | 0 | 0 | 0 | 0 | 14664.6376 | 233.2301 | 8896.516 | 5534.8915 | 0 | 843.2942 | 843.2942 | 843.2942 | 0.00011667 |  | 0 | 0 | 0 | 0 | 0.098385 | 0.098385 | 0 | 0.098385 | 0.098385 | 0 | 0.098385 | 0.098385 | [40 empty] | All EPR in 2020WLDFRSafety | WLDFR | HFTD - Distribution - Tier 2 - 1QU CoRE ¦ 2QU LoRE | Seismic - Red Flag Warning - Catastrophic Fires | 2021 | Safety | 7205.5313 | 306.602 | 2021 | Control | 0.053 | 3 | 0 | esc | 0.055966 | 403.2663 | 0.055966 | 403.2663 | 0 | 0 | 0 | 0
[35 empty] | 7.3.9-2021 All EPR in 2021 | WLDFR | HFTD - Distribution - Tier 3 - 4QU CoRE ¦ 5QU LoRE | 2024 | 0.8163 | 0 | 0 | 0 | 0 | 0 | 0 | 0 | 0 | 0 | 0 | 0.61894 | 0.61894 | 0 | 0 | 0.61894 | 0.61894 | 0 | 0 | 0.50524 | 0.50524 | 0 | 0 | 0 | 0 | 0.61894 | 0.50524 | 0.61894 | 0.50524 | [11 empty] | WLDFR | HFTD - Distribution - Tier 2 - 1QU CoRE ¦ 5QU LoRE | Red Flag Warning - Catastrophic Fires | 2024 | 0 | 0 | 0 | 0 | 14664.6376 | 233.2301 | 8896.516 | 5534.8915 | 0 | 0 | 843.2942 | 843.2942 | 0.00011667 |  | 0 | 0 | 0 | 0 | 0 | 0 | 0 | 0.098385 | 0.098385 | 0 | 0.098385 | 0.098385 | [40 empty] | All EPR in 2020WLDFRElectric Reliability | WLDFR | HFTD - Distribution - Tier 2 - 1QU CoRE ¦ 2QU LoRE | Seismic - Red Flag Warning - Catastrophic Fires | 2022 | Electric Reliability | 409.2237 | 306.602 | 2022 | Control | 0.1325 | 3 | 0 | esc | 0.15274 | 62.5039 | 0.15274 | 62.5039 | 0.15274 | 62.5039 | 0 | 0
[35 empty] | 7.3.9-2021 All EPR in 2021 | WLDFR | HFTD - Distribution - Tier 3 - 4QU CoRE ¦ 5QU LoRE | 2025 | 0.7629 | 0 | 0 | 0 | 0 | 0 | 0 | 0 | 0 | 0 | 0 | 0 | 0 | 0 | 0 | 0.61894 | 0.61894 | 0 | 0 | 0 | 0.47219 | 0 | 0 | 0 | 0 | 0 | 0 | 0 | 0 | [11 empty] | WLDFR | HFTD - Distribution - Tier 2 - 1QU CoRE ¦ 5QU LoRE | Red Flag Warning - Catastrophic Fires | 2025 | 0 | 0 | 0 | 0 | 14664.6376 | 233.2301 | 8896.516 | 5534.8915 | 0 | 0 | 0 | 843.2942 | 0.00011667 |  | 0 | 0 | 0 | 0 | 0 | 0 | 0 | 0 | 0 | 0 | 0.098385 | 0.098385 | [40 empty] | All EPR in 2020WLDFRFinancial | WLDFR | HFTD - Distribution - Tier 2 - 1QU CoRE ¦ 2QU LoRE | Seismic - Red Flag Warning - Catastrophic Fires | 2022 | Financial | 13469.0878 | 306.602 | 2022 | Control | 0.053 | 3 | 0 | esc | 0.055966 | 753.8138 | 0.055966 | 753.8138 | 0.055966 | 753.8138 | 0 | 0
[35 empty] | 7.3.9-2021 All EPR in 2021 | WLDFR | HFTD - Distribution - Tier 3 - 5QU CoRE ¦ 1QU LoRE | 2020 | 1 | 0 | 0 | 3.5212 | 3.5212 | 0 | 0 | 0 | 0 | 0 | 0 | 0 | 0 | 0 | 0 | 0 | 0 | 3.5212 | 0 | 0 | 0 | 0 | 0 | 0 | 0 | 0 | 0 | 0 | 0 | [11 empty] | WLDFR | HFTD - Distribution - Tier 2 - 1QU CoRE ¦ 5QU LoRE | Red Flag Warning - Destructive Fires | 2020 | 0 | 0 | 0 | 0 | 8807.9522 | 222.2294 | 8585.7228 | 0 | 514.4532 | 0 | 0 | 0 | 1.5517e-05 |  | 0 | 0.0079828 | 0.0079828 | 0 | 0 | 0 | 0 | 0 | 0 | 0 | 0 | 0 | [40 empty] | All EPR in 2020WLDFRSafety | WLDFR | HFTD - Distribution - Tier 2 - 1QU CoRE ¦ 2QU LoRE | Seismic - Red Flag Warning - Catastrophic Fires | 2022 | Safety | 7205.5313 | 306.602 | 2022 | Control | 0.053 | 3 | 0 | esc | 0.055966 | 403.2663 | 0.055966 | 403.2663 | 0.055966 | 403.2663 | 0 | 0
[35 empty] | 7.3.9-2021 All EPR in 2021 | WLDFR | HFTD - Distribution - Tier 3 - 5QU CoRE ¦ 1QU LoRE | 2021 | 1 | 0 | 0 | 3.5212 | 3.5212 | 0 | 0 | 3.5212 | 3.5212 | 0 | 0 | 0 | 0 | 0 | 0 | 0 | 0 | 3.5212 | 3.5212 | 0 | 0 | 0 | 0 | 0 | 0 | 0 | 0 | 0 | 0 | [11 empty] | WLDFR | HFTD - Distribution - Tier 2 - 1QU CoRE ¦ 5QU LoRE | Red Flag Warning - Destructive Fires | 2021 | 0 | 0 | 0 | 0 | 8807.9522 | 222.2294 | 8585.7228 | 0 | 514.4532 | 514.4532 | 0 | 0 | 1.5517e-05 |  | 0 | 0.0079828 | 0.0079828 | 0 | 0.0079828 | 0.0079828 | 0 | 0 | 0 | 0 | 0 | 0 | [40 empty] | All EPR in 2020WLDFRElectric Reliability | WLDFR | HFTD - Distribution - Tier 2 - 1QU CoRE ¦ 2QU LoRE | Seismic - Red Flag Warning - Catastrophic Fires | 2023 | Electric Reliability | 428.6023 | 306.602 | 2023 | Control | 0.1325 | 3 | 0 | esc | 0 | 0 | 0.15274 | 65.4638 | 0.15274 | 65.4638 | 0.15274 | 65.4638
[35 empty] | 7.3.9-2021 All EPR in 2021 | WLDFR | HFTD - Distribution - Tier 3 - 5QU CoRE ¦ 1QU LoRE | 2022 | 0.93458 | 0 | 0 | 3.4743 | 3.4743 | 0 | 0 | 3.4743 | 3.4743 | 0 | 0 | 3.519 | 3.519 | 0 | 0 | 0 | 0 | 3.247 | 3.247 | 3.2888 | 0 | 0 | 0 | 0 | 0 | 3.519 | 3.2888 | 3.519 | 3.2888 | [11 empty] | WLDFR | HFTD - Distribution - Tier 2 - 1QU CoRE ¦ 5QU LoRE | Red Flag Warning - Destructive Fires | 2022 | 0 | 0 | 0 | 0 | 8807.9522 | 222.2294 | 8585.7228 | 0 | 514.4532 | 514.4532 | 514.4532 | 0 | 1.5517e-05 |  | 0 | 0.0079828 | 0.0079828 | 0 | 0.0079828 | 0.0079828 | 0 | 0.0079828 | 0.0079828 | 0 | 0 | 0 | [40 empty] | All EPR in 2020WLDFRFinancial | WLDFR | HFTD - Distribution - Tier 2 - 1QU CoRE ¦ 2QU LoRE | Seismic - Red Flag Warning - Catastrophic Fires | 2023 | Financial | 13939.561 | 306.602 | 2023 | Control | 0.053 | 3 | 0 | esc | 0 | 0 | 0.055966 | 780.1444 | 0.055966 | 780.1444 | 0.055966 | 780.1444
[35 empty] | 7.3.9-2021 All EPR in 2021 | WLDFR | HFTD - Distribution - Tier 3 - 5QU CoRE ¦ 1QU LoRE | 2023 | 0.87344 | 0 | 0 | 0 | 0 | 0 | 0 | 3.6024 | 3.6024 | 0 | 0 | 3.6487 | 3.6487 | 0 | 0 | 3.6487 | 3.6487 | 0 | 3.1465 | 3.1869 | 3.1869 | 0 | 0 | 0 | 0 | 3.6487 | 3.1869 | 3.6487 | 3.1869 | [11 empty] | WLDFR | HFTD - Distribution - Tier 2 - 1QU CoRE ¦ 5QU LoRE | Red Flag Warning - Destructive Fires | 2023 | 0 | 0 | 0 | 0 | 9129.7461 | 233.2301 | 8896.516 | 0 | 0 | 533.5273 | 533.5273 | 533.5273 | 1.5517e-05 |  | 0 | 0 | 0 | 0 | 0.0082788 | 0.0082788 | 0 | 0.0082788 | 0.0082788 | 0 | 0.0082788 | 0.0082788 | [40 empty] | All EPR in 2020WLDFRSafety | WLDFR | HFTD - Distribution - Tier 2 - 1QU CoRE ¦ 2QU LoRE | Seismic - Red Flag Warning - Catastrophic Fires | 2023 | Safety | 7467.8148 | 306.602 | 2023 | Control | 0.053 | 3 | 0 | esc | 0 | 0 | 0.055966 | 417.9453 | 0.055966 | 417.9453 | 0.055966 | 417.9453
[35 empty] | 7.3.9-2021 All EPR in 2021 | WLDFR | HFTD - Distribution - Tier 3 - 5QU CoRE ¦ 1QU LoRE | 2024 | 0.8163 | 0 | 0 | 0 | 0 | 0 | 0 | 0 | 0 | 0 | 0 | 3.6487 | 3.6487 | 0 | 0 | 3.6487 | 3.6487 | 0 | 0 | 2.9784 | 2.9784 | 0 | 0 | 0 | 0 | 3.6487 | 2.9784 | 3.6487 | 2.9784 | [11 empty] | WLDFR | HFTD - Distribution - Tier 2 - 1QU CoRE ¦ 5QU LoRE | Red Flag Warning - Destructive Fires | 2024 | 0 | 0 | 0 | 0 | 9129.7461 | 233.2301 | 8896.516 | 0 | 0 | 0 | 533.5273 | 533.5273 | 1.5517e-05 |  | 0 | 0 | 0 | 0 | 0 | 0 | 0 | 0.0082788 | 0.0082788 | 0 | 0.0082788 | 0.0082788 | [40 empty] | All EPR in 2020WLDFRElectric Reliability | WLDFR | HFTD - Distribution - Tier 2 - 1QU CoRE ¦ 2QU LoRE | Seismic - Red Flag Warning - Catastrophic Fires | 2024 | Electric Reliability | 428.6023 | 306.602 | 2024 | Control | 0.1325 | 3 | 0 | esc | 0 | 0 | 0 | 0 | 0.15274 | 65.4638 | 0.15274 | 65.4638
[35 empty] | 7.3.9-2021 All EPR in 2021 | WLDFR | HFTD - Distribution - Tier 3 - 5QU CoRE ¦ 1QU LoRE | 2025 | 0.7629 | 0 | 0 | 0 | 0 | 0 | 0 | 0 | 0 | 0 | 0 | 0 | 0 | 0 | 0 | 3.6487 | 3.6487 | 0 | 0 | 0 | 2.7836 | 0 | 0 | 0 | 0 | 0 | 0 | 0 | 0 | [11 empty] | WLDFR | HFTD - Distribution - Tier 2 - 1QU CoRE ¦ 5QU LoRE | Red Flag Warning - Destructive Fires | 2025 | 0 | 0 | 0 | 0 | 9129.7461 | 233.2301 | 8896.516 | 0 | 0 | 0 | 0 | 533.5273 | 1.5517e-05 |  | 0 | 0 | 0 | 0 | 0 | 0 | 0 | 0 | 0 | 0 | 0.0082788 | 0.0082788 | [40 empty] | All EPR in 2020WLDFRFinancial | WLDFR | HFTD - Distribution - Tier 2 - 1QU CoRE ¦ 2QU LoRE | Seismic - Red Flag Warning - Catastrophic Fires | 2024 | Financial | 13939.561 | 306.602 | 2024 | Control | 0.053 | 3 | 0 | esc | 0 | 0 | 0 | 0 | 0.055966 | 780.1444 | 0.055966 | 780.1444
[35 empty] | 7.3.9-2021 All EPR in 2021 | WLDFR | HFTD - Distribution - Tier 3 - 5QU CoRE ¦ 2QU LoRE | 2020 | 1 | 0 | 0 | 1.0103 | 1.0103 | 0 | 0 | 0 | 0 | 0 | 0 | 0 | 0 | 0 | 0 | 0 | 0 | 1.0103 | 0 | 0 | 0 | 0 | 0 | 0 | 0 | 0 | 0 | 0 | 0 | [11 empty] | WLDFR | HFTD - Distribution - Tier 2 - 1QU CoRE ¦ 5QU LoRE | Red Flag Warning - Large Fires | 2020 | 0 | 0 | 0 | 0 | 5.2406 | 0.69642 | 2.942 | 1.6022 | 0.36069 | 0 | 0 | 0 | 5.9601e-05 |  | 0 | 2.1497e-05 | 2.1497e-05 | 0 | 0 | 0 | 0 | 0 | 0 | 0 | 0 | 0 | [40 empty] | All EPR in 2020WLDFRSafety | WLDFR | HFTD - Distribution - Tier 2 - 1QU CoRE ¦ 2QU LoRE | Seismic - Red Flag Warning - Catastrophic Fires | 2024 | Safety | 7467.8148 | 306.602 | 2024 | Control | 0.053 | 3 | 0 | esc | 0 | 0 | 0 | 0 | 0.055966 | 417.9453 | 0.055966 | 417.9453
[35 empty] | 7.3.9-2021 All EPR in 2021 | WLDFR | HFTD - Distribution - Tier 3 - 5QU CoRE ¦ 2QU LoRE | 2021 | 1 | 0 | 0 | 1.0103 | 1.0103 | 0 | 0 | 1.0103 | 1.0103 | 0 | 0 | 0 | 0 | 0 | 0 | 0 | 0 | 1.0103 | 1.0103 | 0 | 0 | 0 | 0 | 0 | 0 | 0 | 0 | 0 | 0 | [11 empty] | WLDFR | HFTD - Distribution - Tier 2 - 1QU CoRE ¦ 5QU LoRE | Red Flag Warning - Large Fires | 2021 | 0 | 0 | 0 | 0 | 5.2406 | 0.69642 | 2.942 | 1.6022 | 0.36069 | 0.36069 | 0 | 0 | 5.9601e-05 |  | 0 | 2.1497e-05 | 2.1497e-05 | 0 | 2.1497e-05 | 2.1497e-05 | 0 | 0 | 0 | 0 | 0 | 0 | [40 empty] | All EPR in 2020WLDFRElectric Reliability | WLDFR | HFTD - Distribution - Tier 2 - 1QU CoRE ¦ 2QU LoRE | Seismic - Red Flag Warning - Catastrophic Fires | 2025 | Electric Reliability | 428.6023 | 306.602 | 2025 | Control | 0.1325 | 3 | 0 | esc | 0 | 0 | 0 | 0 | 0 | 0 | 0.15274 | 65.4638
[35 empty] | 7.3.9-2021 All EPR in 2021 | WLDFR | HFTD - Distribution - Tier 3 - 5QU CoRE ¦ 2QU LoRE | 2022 | 0.93458 | 0 | 0 | 1.0085 | 1.0085 | 0 | 0 | 1.0085 | 1.0085 | 0 | 0 | 0.94714 | 0.94714 | 0 | 0 | 0 | 0 | 0.94256 | 0.94256 | 0.88518 | 0 | 0 | 0 | 0 | 0 | 0.94714 | 0.88518 | 0.94714 | 0.88518 | [11 empty] | WLDFR | HFTD - Distribution - Tier 2 - 1QU CoRE ¦ 5QU LoRE | Red Flag Warning - Large Fires | 2022 | 0 | 0 | 0 | 0 | 5.2406 | 0.69642 | 2.942 | 1.6022 | 0.36069 | 0.36069 | 0.36069 | 0 | 5.9601e-05 |  | 0 | 2.1497e-05 | 2.1497e-05 | 0 | 2.1497e-05 | 2.1497e-05 | 0 | 2.1497e-05 | 2.1497e-05 | 0 | 0 | 0 | [40 empty] | All EPR in 2020WLDFRFinancial | WLDFR | HFTD - Distribution - Tier 2 - 1QU CoRE ¦ 2QU LoRE | Seismic - Red Flag Warning - Catastrophic Fires | 2025 | Financial | 13939.561 | 306.602 | 2025 | Control | 0.053 | 3 | 0 | esc | 0 | 0 | 0 | 0 | 0 | 0 | 0.055966 | 780.1444
[35 empty] | 7.3.9-2021 All EPR in 2021 | WLDFR | HFTD - Distribution - Tier 3 - 5QU CoRE ¦ 2QU LoRE | 2023 | 0.87344 | 0 | 0 | 0 | 0 | 0 | 0 | 1.0458 | 1.0458 | 0 | 0 | 0.98209 | 0.98209 | 0 | 0 | 0.98209 | 0.98209 | 0 | 0.9134 | 0.85779 | 0.85779 | 0 | 0 | 0 | 0 | 0.98209 | 0.85779 | 0.98209 | 0.85779 | [11 empty] | WLDFR | HFTD - Distribution - Tier 2 - 1QU CoRE ¦ 5QU LoRE | Red Flag Warning - Large Fires | 2023 | 0 | 0 | 0 | 0 | 5.475 | 0.71896 | 3.0715 | 1.6846 | 0 | 0.37599 | 0.37599 | 0.37599 | 5.9601e-05 |  | 0 | 0 | 0 | 0 | 2.2409e-05 | 2.2409e-05 | 0 | 2.2409e-05 | 2.2409e-05 | 0 | 2.2409e-05 | 2.2409e-05 | [40 empty] | All EPR in 2020WLDFRSafety | WLDFR | HFTD - Distribution - Tier 2 - 1QU CoRE ¦ 2QU LoRE | Seismic - Red Flag Warning - Catastrophic Fires | 2025 | Safety | 7467.8148 | 306.602 | 2025 | Control | 0.053 | 3 | 0 | esc | 0 | 0 | 0 | 0 | 0 | 0 | 0.055966 | 417.9453
[35 empty] | 7.3.9-2021 All EPR in 2021 | WLDFR | HFTD - Distribution - Tier 3 - 5QU CoRE ¦ 2QU LoRE | 2024 | 0.8163 | 0 | 0 | 0 | 0 | 0 | 0 | 0 | 0 | 0 | 0 | 0.98209 | 0.98209 | 0 | 0 | 0.98209 | 0.98209 | 0 | 0 | 0.80167 | 0.80167 | 0 | 0 | 0 | 0 | 0.98209 | 0.80167 | 0.98209 | 0.80167 | [11 empty] | WLDFR | HFTD - Distribution - Tier 2 - 1QU CoRE ¦ 5QU LoRE | Red Flag Warning - Large Fires | 2024 | 0 | 0 | 0 | 0 | 5.475 | 0.71896 | 3.0715 | 1.6846 | 0 | 0 | 0.37599 | 0.37599 | 5.9601e-05 |  | 0 | 0 | 0 | 0 | 0 | 0 | 0 | 2.2409e-05 | 2.2409e-05 | 0 | 2.2409e-05 | 2.2409e-05 | [40 empty] | All EPR in 2020WLDFRElectric Reliability | WLDFR | HFTD - Distribution - Tier 2 - 1QU CoRE ¦ 3QU LoRE | Non-Red Flag Warning - Catastrophic Fires | 2021 | Electric Reliability | 222.2294 | 1086.8999 | 2021 | Control | 0.1325 | 3 | 0 | esc | 0.15274 | 33.9428 | 0.15274 | 33.9428 | 0 | 0 | 0 | 0
[35 empty] | 7.3.9-2021 All EPR in 2021 | WLDFR | HFTD - Distribution - Tier 3 - 5QU CoRE ¦ 2QU LoRE | 2025 | 0.7629 | 0 | 0 | 0 | 0 | 0 | 0 | 0 | 0 | 0 | 0 | 0 | 0 | 0 | 0 | 0.98209 | 0.98209 | 0 | 0 | 0 | 0.74923 | 0 | 0 | 0 | 0 | 0 | 0 | 0 | 0 | [11 empty] | WLDFR | HFTD - Distribution - Tier 2 - 1QU CoRE ¦ 5QU LoRE | Red Flag Warning - Large Fires | 2025 | 0 | 0 | 0 | 0 | 5.475 | 0.71896 | 3.0715 | 1.6846 | 0 | 0 | 0 | 0.37599 | 5.9601e-05 |  | 0 | 0 | 0 | 0 | 0 | 0 | 0 | 0 | 0 | 0 | 2.2409e-05 | 2.2409e-05 | [40 empty] | All EPR in 2020WLDFRFinancial | WLDFR | HFTD - Distribution - Tier 2 - 1QU CoRE ¦ 3QU LoRE | Non-Red Flag Warning - Catastrophic Fires | 2021 | Financial | 8585.7228 | 1086.8999 | 2021 | Control | 0.053 | 3 | 0 | esc | 0.055966 | 480.5104 | 0.055966 | 480.5104 | 0 | 0 | 0 | 0
[35 empty] | 7.3.9-2021 All EPR in 2021 | WLDFR | HFTD - Distribution - Tier 3 - 5QU CoRE ¦ 3QU LoRE | 2020 | 1 | 0 | 0 | 0.40281 | 0.40281 | 0 | 0 | 0 | 0 | 0 | 0 | 0 | 0 | 0 | 0 | 0 | 0 | 0.40281 | 0 | 0 | 0 | 0 | 0 | 0 | 0 | 0 | 0 | 0 | 0 | [11 empty] | WLDFR | HFTD - Distribution - Tier 2 - 1QU CoRE ¦ 5QU LoRE | Red Flag Warning - Small Fires | 2020 | 0 | 0 | 0 | 0 | 0.077901 | 0.036425 | 0.0015809 | 0.039895 | 0.0078847 | 0 | 0 | 0 | 0.00025594 |  | 0 | 2.018e-06 | 2.018e-06 | 0 | 0 | 0 | 0 | 0 | 0 | 0 | 0 | 0 | [40 empty] | All EPR in 2020WLDFRSafety | WLDFR | HFTD - Distribution - Tier 2 - 1QU CoRE ¦ 3QU LoRE | Non-Red Flag Warning - Catastrophic Fires | 2021 | Safety | 5338.1784 | 1086.8999 | 2021 | Control | 0.053 | 3 | 0 | esc | 0.055966 | 298.7576 | 0.055966 | 298.7576 | 0 | 0 | 0 | 0
[35 empty] | 7.3.9-2021 All EPR in 2021 | WLDFR | HFTD - Distribution - Tier 3 - 5QU CoRE ¦ 3QU LoRE | 2021 | 1 | 0 | 0 | 0.40281 | 0.40281 | 0 | 0 | 0.40281 | 0.40281 | 0 | 0 | 0 | 0 | 0 | 0 | 0 | 0 | 0.40281 | 0.40281 | 0 | 0 | 0 | 0 | 0 | 0 | 0 | 0 | 0 | 0 | [11 empty] | WLDFR | HFTD - Distribution - Tier 2 - 1QU CoRE ¦ 5QU LoRE | Red Flag Warning - Small Fires | 2021 | 0 | 0 | 0 | 0 | 0.077901 | 0.036425 | 0.0015809 | 0.039895 | 0.0078847 | 0.0078847 | 0 | 0 | 0.00025594 |  | 0 | 2.018e-06 | 2.018e-06 | 0 | 2.018e-06 | 2.018e-06 | 0 | 0 | 0 | 0 | 0 | 0 | [40 empty] | All EPR in 2020WLDFRElectric Reliability | WLDFR | HFTD - Distribution - Tier 2 - 1QU CoRE ¦ 3QU LoRE | Non-Red Flag Warning - Catastrophic Fires | 2022 | Electric Reliability | 222.2294 | 1086.8999 | 2022 | Control | 0.1325 | 3 | 0 | esc | 0.15274 | 33.9428 | 0.15274 | 33.9428 | 0.15274 | 33.9428 | 0 | 0
[35 empty] | 7.3.9-2021 All EPR in 2021 | WLDFR | HFTD - Distribution - Tier 3 - 5QU CoRE ¦ 3QU LoRE | 2022 | 0.93458 | 0 | 0 | 0.36758 | 0.36758 | 0 | 0 | 0.36758 | 0.36758 | 0 | 0 | 0.37053 | 0.37053 | 0 | 0 | 0 | 0 | 0.34353 | 0.34353 | 0.34629 | 0 | 0 | 0 | 0 | 0 | 0.37053 | 0.34629 | 0.37053 | 0.34629 | [11 empty] | WLDFR | HFTD - Distribution - Tier 2 - 1QU CoRE ¦ 5QU LoRE | Red Flag Warning - Small Fires | 2022 | 0 | 0 | 0 | 0 | 0.077901 | 0.036425 | 0.0015809 | 0.039895 | 0.0078847 | 0.0078847 | 0.0078847 | 0 | 0.00025594 |  | 0 | 2.018e-06 | 2.018e-06 | 0 | 2.018e-06 | 2.018e-06 | 0 | 2.018e-06 | 2.018e-06 | 0 | 0 | 0 | [40 empty] | All EPR in 2020WLDFRFinancial | WLDFR | HFTD - Distribution - Tier 2 - 1QU CoRE ¦ 3QU LoRE | Non-Red Flag Warning - Catastrophic Fires | 2022 | Financial | 8585.7228 | 1086.8999 | 2022 | Control | 0.053 | 3 | 0 | esc | 0.055966 | 480.5104 | 0.055966 | 480.5104 | 0.055966 | 480.5104 | 0 | 0
[35 empty] | 7.3.9-2021 All EPR in 2021 | WLDFR | HFTD - Distribution - Tier 3 - 5QU CoRE ¦ 3QU LoRE | 2023 | 0.87344 | 0 | 0 | 0 | 0 | 0 | 0 | 0.38115 | 0.38115 | 0 | 0 | 0.38421 | 0.38421 | 0 | 0 | 0.38421 | 0.38421 | 0 | 0.33291 | 0.33558 | 0.33558 | 0 | 0 | 0 | 0 | 0.38421 | 0.33558 | 0.38421 | 0.33558 | [11 empty] | WLDFR | HFTD - Distribution - Tier 2 - 1QU CoRE ¦ 5QU LoRE | Red Flag Warning - Small Fires | 2023 | 0 | 0 | 0 | 0 | 0.080408 | 0.03759 | 0.0016314 | 0.041187 | 0 | 0.0081378 | 0.0081378 | 0.0081378 | 0.00025594 |  | 0 | 0 | 0 | 0 | 2.0828e-06 | 2.0828e-06 | 0 | 2.0828e-06 | 2.0828e-06 | 0 | 2.0828e-06 | 2.0828e-06 | [40 empty] | All EPR in 2020WLDFRSafety | WLDFR | HFTD - Distribution - Tier 2 - 1QU CoRE ¦ 3QU LoRE | Non-Red Flag Warning - Catastrophic Fires | 2022 | Safety | 5338.1784 | 1086.8999 | 2022 | Control | 0.053 | 3 | 0 | esc | 0.055966 | 298.7576 | 0.055966 | 298.7576 | 0.055966 | 298.7576 | 0 | 0
[35 empty] | 7.3.9-2021 All EPR in 2021 | WLDFR | HFTD - Distribution - Tier 3 - 5QU CoRE ¦ 3QU LoRE | 2024 | 0.8163 | 0 | 0 | 0 | 0 | 0 | 0 | 0 | 0 | 0 | 0 | 0.38421 | 0.38421 | 0 | 0 | 0.38421 | 0.38421 | 0 | 0 | 0.31363 | 0.31363 | 0 | 0 | 0 | 0 | 0.38421 | 0.31363 | 0.38421 | 0.31363 | [11 empty] | WLDFR | HFTD - Distribution - Tier 2 - 1QU CoRE ¦ 5QU LoRE | Red Flag Warning - Small Fires | 2024 | 0 | 0 | 0 | 0 | 0.080408 | 0.03759 | 0.0016314 | 0.041187 | 0 | 0 | 0.0081378 | 0.0081378 | 0.00025594 |  | 0 | 0 | 0 | 0 | 0 | 0 | 0 | 2.0828e-06 | 2.0828e-06 | 0 | 2.0828e-06 | 2.0828e-06 | [40 empty] | All EPR in 2020WLDFRElectric Reliability | WLDFR | HFTD - Distribution - Tier 2 - 1QU CoRE ¦ 3QU LoRE | Non-Red Flag Warning - Catastrophic Fires | 2023 | Electric Reliability | 233.2301 | 1086.8999 | 2023 | Control | 0.1325 | 3 | 0 | esc | 0 | 0 | 0.15274 | 35.623 | 0.15274 | 35.623 | 0.15274 | 35.623
[35 empty] | 7.3.9-2021 All EPR in 2021 | WLDFR | HFTD - Distribution - Tier 3 - 5QU CoRE ¦ 3QU LoRE | 2025 | 0.7629 | 0 | 0 | 0 | 0 | 0 | 0 | 0 | 0 | 0 | 0 | 0 | 0 | 0 | 0 | 0.38421 | 0.38421 | 0 | 0 | 0 | 0.29311 | 0 | 0 | 0 | 0 | 0 | 0 | 0 | 0 | [11 empty] | WLDFR | HFTD - Distribution - Tier 2 - 1QU CoRE ¦ 5QU LoRE | Red Flag Warning - Small Fires | 2025 | 0 | 0 | 0 | 0 | 0.080408 | 0.03759 | 0.0016314 | 0.041187 | 0 | 0 | 0 | 0.0081378 | 0.00025594 |  | 0 | 0 | 0 | 0 | 0 | 0 | 0 | 0 | 0 | 0 | 2.0828e-06 | 2.0828e-06 | [40 empty] | All EPR in 2020WLDFRFinancial | WLDFR | HFTD - Distribution - Tier 2 - 1QU CoRE ¦ 3QU LoRE | Non-Red Flag Warning - Catastrophic Fires | 2023 | Financial | 8896.516 | 1086.8999 | 2023 | Control | 0.053 | 3 | 0 | esc | 0 | 0 | 0.055966 | 497.9043 | 0.055966 | 497.9043 | 0.055966 | 497.9043
[35 empty] | 7.3.9-2021 All EPR in 2021 | WLDFR | HFTD - Distribution - Tier 3 - 5QU CoRE ¦ 4QU LoRE | 2020 | 1 | 0 | 0 | 0.11509 | 0.11509 | 0 | 0 | 0 | 0 | 0 | 0 | 0 | 0 | 0 | 0 | 0 | 0 | 0.11509 | 0 | 0 | 0 | 0 | 0 | 0 | 0 | 0 | 0 | 0 | 0 | [11 empty] | WLDFR | HFTD - Distribution - Tier 2 - 1QU CoRE ¦ 5QU LoRE | Seismic - Non-Red Flag Warning - Catastrophic Fires | 2020 | 0 | 0 | 0 | 0 | 21083.8428 | 409.2237 | 13469.0878 | 7205.5313 | 1219.584 | 0 | 0 | 0 | 2.5308e-10 |  | 0 | 3.0865e-07 | 3.0865e-07 | 0 | 0 | 0 | 0 | 0 | 0 | 0 | 0 | 0 | [40 empty] | All EPR in 2020WLDFRSafety | WLDFR | HFTD - Distribution - Tier 2 - 1QU CoRE ¦ 3QU LoRE | Non-Red Flag Warning - Catastrophic Fires | 2023 | Safety | 5534.8915 | 1086.8999 | 2023 | Control | 0.053 | 3 | 0 | esc | 0 | 0 | 0.055966 | 309.7669 | 0.055966 | 309.7669 | 0.055966 | 309.7669
[35 empty] | 7.3.9-2021 All EPR in 2021 | WLDFR | HFTD - Distribution - Tier 3 - 5QU CoRE ¦ 4QU LoRE | 2021 | 1 | 0 | 0 | 0.11509 | 0.11509 | 0 | 0 | 0.11509 | 0.11509 | 0 | 0 | 0 | 0 | 0 | 0 | 0 | 0 | 0.11509 | 0.11509 | 0 | 0 | 0 | 0 | 0 | 0 | 0 | 0 | 0 | 0 | [11 empty] | WLDFR | HFTD - Distribution - Tier 2 - 1QU CoRE ¦ 5QU LoRE | Seismic - Non-Red Flag Warning - Catastrophic Fires | 2021 | 0 | 0 | 0 | 0 | 21083.8428 | 409.2237 | 13469.0878 | 7205.5313 | 1219.584 | 1219.584 | 0 | 0 | 2.5308e-10 |  | 0 | 3.0865e-07 | 3.0865e-07 | 0 | 3.0865e-07 | 3.0865e-07 | 0 | 0 | 0 | 0 | 0 | 0 | [40 empty] | All EPR in 2020WLDFRElectric Reliability | WLDFR | HFTD - Distribution - Tier 2 - 1QU CoRE ¦ 3QU LoRE | Non-Red Flag Warning - Catastrophic Fires | 2024 | Electric Reliability | 233.2301 | 1086.8999 | 2024 | Control | 0.1325 | 3 | 0 | esc | 0 | 0 | 0 | 0 | 0.15274 | 35.623 | 0.15274 | 35.623
[35 empty] | 7.3.9-2021 All EPR in 2021 | WLDFR | HFTD - Distribution - Tier 3 - 5QU CoRE ¦ 4QU LoRE | 2022 | 0.93458 | 0 | 0 | 0.11943 | 0.11943 | 0 | 0 | 0.11943 | 0.11943 | 0 | 0 | 0.1327 | 0.1327 | 0 | 0 | 0 | 0 | 0.11161 | 0.11161 | 0.12402 | 0 | 0 | 0 | 0 | 0 | 0.1327 | 0.12402 | 0.1327 | 0.12402 | [11 empty] | WLDFR | HFTD - Distribution - Tier 2 - 1QU CoRE ¦ 5QU LoRE | Seismic - Non-Red Flag Warning - Catastrophic Fires | 2022 | 0 | 0 | 0 | 0 | 21083.8428 | 409.2237 | 13469.0878 | 7205.5313 | 1219.584 | 1219.584 | 1219.584 | 0 | 2.5308e-10 |  | 0 | 3.0865e-07 | 3.0865e-07 | 0 | 3.0865e-07 | 3.0865e-07 | 0 | 3.0865e-07 | 3.0865e-07 | 0 | 0 | 0 | [40 empty] | All EPR in 2020WLDFRFinancial | WLDFR | HFTD - Distribution - Tier 2 - 1QU CoRE ¦ 3QU LoRE | Non-Red Flag Warning - Catastrophic Fires | 2024 | Financial | 8896.516 | 1086.8999 | 2024 | Control | 0.053 | 3 | 0 | esc | 0 | 0 | 0 | 0 | 0.055966 | 497.9043 | 0.055966 | 497.9043
[35 empty] | 7.3.9-2021 All EPR in 2021 | WLDFR | HFTD - Distribution - Tier 3 - 5QU CoRE ¦ 4QU LoRE | 2023 | 0.87344 | 0 | 0 | 0 | 0 | 0 | 0 | 0.12383 | 0.12383 | 0 | 0 | 0.1376 | 0.1376 | 0 | 0 | 0.1376 | 0.1376 | 0 | 0.10816 | 0.12019 | 0.12019 | 0 | 0 | 0 | 0 | 0.1376 | 0.12019 | 0.1376 | 0.12019 | [11 empty] | WLDFR | HFTD - Distribution - Tier 2 - 1QU CoRE ¦ 5QU LoRE | Seismic - Non-Red Flag Warning - Catastrophic Fires | 2023 | 0 | 0 | 0 | 0 | 21835.9781 | 428.6023 | 13939.561 | 7467.8148 | 0 | 1263.5534 | 1263.5534 | 1263.5534 | 2.5308e-10 |  | 0 | 0 | 0 | 0 | 3.1978e-07 | 3.1978e-07 | 0 | 3.1978e-07 | 3.1978e-07 | 0 | 3.1978e-07 | 3.1978e-07 | [40 empty] | All EPR in 2020WLDFRSafety | WLDFR | HFTD - Distribution - Tier 2 - 1QU CoRE ¦ 3QU LoRE | Non-Red Flag Warning - Catastrophic Fires | 2024 | Safety | 5534.8915 | 1086.8999 | 2024 | Control | 0.053 | 3 | 0 | esc | 0 | 0 | 0 | 0 | 0.055966 | 309.7669 | 0.055966 | 309.7669
[35 empty] | 7.3.9-2021 All EPR in 2021 | WLDFR | HFTD - Distribution - Tier 3 - 5QU CoRE ¦ 4QU LoRE | 2024 | 0.8163 | 0 | 0 | 0 | 0 | 0 | 0 | 0 | 0 | 0 | 0 | 0.1376 | 0.1376 | 0 | 0 | 0.1376 | 0.1376 | 0 | 0 | 0.11232 | 0.11232 | 0 | 0 | 0 | 0 | 0.1376 | 0.11232 | 0.1376 | 0.11232 | [11 empty] | WLDFR | HFTD - Distribution - Tier 2 - 1QU CoRE ¦ 5QU LoRE | Seismic - Non-Red Flag Warning - Catastrophic Fires | 2024 | 0 | 0 | 0 | 0 | 21835.9781 | 428.6023 | 13939.561 | 7467.8148 | 0 | 0 | 1263.5534 | 1263.5534 | 2.5308e-10 |  | 0 | 0 | 0 | 0 | 0 | 0 | 0 | 3.1978e-07 | 3.1978e-07 | 0 | 3.1978e-07 | 3.1978e-07 | [40 empty] | All EPR in 2020WLDFRElectric Reliability | WLDFR | HFTD - Distribution - Tier 2 - 1QU CoRE ¦ 3QU LoRE | Non-Red Flag Warning - Catastrophic Fires | 2025 | Electric Reliability | 233.2301 | 1086.8999 | 2025 | Control | 0.1325 | 3 | 0 | esc | 0 | 0 | 0 | 0 | 0 | 0 | 0.15274 | 35.623
[35 empty] | 7.3.9-2021 All EPR in 2021 | WLDFR | HFTD - Distribution - Tier 3 - 5QU CoRE ¦ 4QU LoRE | 2025 | 0.7629 | 0 | 0 | 0 | 0 | 0 | 0 | 0 | 0 | 0 | 0 | 0 | 0 | 0 | 0 | 0.1376 | 0.1376 | 0 | 0 | 0 | 0.10498 | 0 | 0 | 0 | 0 | 0 | 0 | 0 | 0 | [11 empty] | WLDFR | HFTD - Distribution - Tier 2 - 1QU CoRE ¦ 5QU LoRE | Seismic - Non-Red Flag Warning - Catastrophic Fires | 2025 | 0 | 0 | 0 | 0 | 21835.9781 | 428.6023 | 13939.561 | 7467.8148 | 0 | 0 | 0 | 1263.5534 | 2.5308e-10 |  | 0 | 0 | 0 | 0 | 0 | 0 | 0 | 0 | 0 | 0 | 3.1978e-07 | 3.1978e-07 | [40 empty] | All EPR in 2020WLDFRFinancial | WLDFR | HFTD - Distribution - Tier 2 - 1QU CoRE ¦ 3QU LoRE | Non-Red Flag Warning - Catastrophic Fires | 2025 | Financial | 8896.516 | 1086.8999 | 2025 | Control | 0.053 | 3 | 0 | esc | 0 | 0 | 0 | 0 | 0 | 0 | 0.055966 | 497.9043
[35 empty] | 7.3.9-2021 All EPR in 2021 | WLDFR | HFTD - Distribution - Tier 3 - 5QU CoRE ¦ 5QU LoRE | 2020 | 1 | 0 | 0 | 0.076177 | 0.076177 | 0 | 0 | 0 | 0 | 0 | 0 | 0 | 0 | 0 | 0 | 0 | 0 | 0.076177 | 0 | 0 | 0 | 0 | 0 | 0 | 0 | 0 | 0 | 0 | 0 | [11 empty] | WLDFR | HFTD - Distribution - Tier 2 - 1QU CoRE ¦ 5QU LoRE | Seismic - Red Flag Warning - Catastrophic Fires | 2020 | 0 | 0 | 0 | 0 | 21083.8428 | 409.2237 | 13469.0878 | 7205.5313 | 1219.584 | 0 | 0 | 0 | 1.0915e-08 |  | 0 | 1.3312e-05 | 1.3312e-05 | 0 | 0 | 0 | 0 | 0 | 0 | 0 | 0 | 0 | [40 empty] | All EPR in 2020WLDFRSafety | WLDFR | HFTD - Distribution - Tier 2 - 1QU CoRE ¦ 3QU LoRE | Non-Red Flag Warning - Catastrophic Fires | 2025 | Safety | 5534.8915 | 1086.8999 | 2025 | Control | 0.053 | 3 | 0 | esc | 0 | 0 | 0 | 0 | 0 | 0 | 0.055966 | 309.7669
[35 empty] | 7.3.9-2021 All EPR in 2021 | WLDFR | HFTD - Distribution - Tier 3 - 5QU CoRE ¦ 5QU LoRE | 2021 | 1 | 0 | 0 | 0.076177 | 0.076177 | 0 | 0 | 0.076177 | 0.076177 | 0 | 0 | 0 | 0 | 0 | 0 | 0 | 0 | 0.076177 | 0.076177 | 0 | 0 | 0 | 0 | 0 | 0 | 0 | 0 | 0 | 0 | [11 empty] | WLDFR | HFTD - Distribution - Tier 2 - 1QU CoRE ¦ 5QU LoRE | Seismic - Red Flag Warning - Catastrophic Fires | 2021 | 0 | 0 | 0 | 0 | 21083.8428 | 409.2237 | 13469.0878 | 7205.5313 | 1219.584 | 1219.584 | 0 | 0 | 1.0915e-08 |  | 0 | 1.3312e-05 | 1.3312e-05 | 0 | 1.3312e-05 | 1.3312e-05 | 0 | 0 | 0 | 0 | 0 | 0 | [40 empty] | All EPR in 2020WLDFRElectric Reliability | WLDFR | HFTD - Distribution - Tier 2 - 1QU CoRE ¦ 3QU LoRE | Non-Red Flag Warning - Destructive Fires | 2021 | Electric Reliability | 222.2294 | 1086.8999 | 2021 | Control | 0.1325 | 3 | 0 | esc | 0.15274 | 33.9428 | 0.15274 | 33.9428 | 0 | 0 | 0 | 0
[35 empty] | 7.3.9-2021 All EPR in 2021 | WLDFR | HFTD - Distribution - Tier 3 - 5QU CoRE ¦ 5QU LoRE | 2022 | 0.93458 | 0 | 0 | 0.075705 | 0.075705 | 0 | 0 | 0.075705 | 0.075705 | 0 | 0 | 0.07961 | 0.07961 | 0 | 0 | 0 | 0 | 0.070753 | 0.070753 | 0.074402 | 0 | 0 | 0 | 0 | 0 | 0.07961 | 0.074402 | 0.07961 | 0.074402 | [11 empty] | WLDFR | HFTD - Distribution - Tier 2 - 1QU CoRE ¦ 5QU LoRE | Seismic - Red Flag Warning - Catastrophic Fires | 2022 | 0 | 0 | 0 | 0 | 21083.8428 | 409.2237 | 13469.0878 | 7205.5313 | 1219.584 | 1219.584 | 1219.584 | 0 | 1.0915e-08 |  | 0 | 1.3312e-05 | 1.3312e-05 | 0 | 1.3312e-05 | 1.3312e-05 | 0 | 1.3312e-05 | 1.3312e-05 | 0 | 0 | 0 | [40 empty] | All EPR in 2020WLDFRFinancial | WLDFR | HFTD - Distribution - Tier 2 - 1QU CoRE ¦ 3QU LoRE | Non-Red Flag Warning - Destructive Fires | 2021 | Financial | 8585.7228 | 1086.8999 | 2021 | Control | 0.053 | 3 | 0 | esc | 0.055966 | 480.5104 | 0.055966 | 480.5104 | 0 | 0 | 0 | 0
[35 empty] | 7.3.9-2021 All EPR in 2021 | WLDFR | HFTD - Distribution - Tier 3 - 5QU CoRE ¦ 5QU LoRE | 2023 | 0.87344 | 0 | 0 | 0 | 0 | 0 | 0 | 0.078498 | 0.078498 | 0 | 0 | 0.082547 | 0.082547 | 0 | 0 | 0.082547 | 0.082547 | 0 | 0.068563 | 0.0721 | 0.0721 | 0 | 0 | 0 | 0 | 0.082547 | 0.0721 | 0.082547 | 0.0721 | [11 empty] | WLDFR | HFTD - Distribution - Tier 2 - 1QU CoRE ¦ 5QU LoRE | Seismic - Red Flag Warning - Catastrophic Fires | 2023 | 0 | 0 | 0 | 0 | 21835.9781 | 428.6023 | 13939.561 | 7467.8148 | 0 | 1263.5534 | 1263.5534 | 1263.5534 | 1.0915e-08 |  | 0 | 0 | 0 | 0 | 1.3792e-05 | 1.3792e-05 | 0 | 1.3792e-05 | 1.3792e-05 | 0 | 1.3792e-05 | 1.3792e-05 | [40 empty] | All EPR in 2020WLDFRElectric Reliability | WLDFR | HFTD - Distribution - Tier 2 - 1QU CoRE ¦ 3QU LoRE | Non-Red Flag Warning - Destructive Fires | 2022 | Electric Reliability | 222.2294 | 1086.8999 | 2022 | Control | 0.1325 | 3 | 0 | esc | 0.15274 | 33.9428 | 0.15274 | 33.9428 | 0.15274 | 33.9428 | 0 | 0
[35 empty] | 7.3.9-2021 All EPR in 2021 | WLDFR | HFTD - Distribution - Tier 3 - 5QU CoRE ¦ 5QU LoRE | 2024 | 0.8163 | 0 | 0 | 0 | 0 | 0 | 0 | 0 | 0 | 0 | 0 | 0.082547 | 0.082547 | 0 | 0 | 0.082547 | 0.082547 | 0 | 0 | 0.067383 | 0.067383 | 0 | 0 | 0 | 0 | 0.082547 | 0.067383 | 0.082547 | 0.067383 | [11 empty] | WLDFR | HFTD - Distribution - Tier 2 - 1QU CoRE ¦ 5QU LoRE | Seismic - Red Flag Warning - Catastrophic Fires | 2024 | 0 | 0 | 0 | 0 | 21835.9781 | 428.6023 | 13939.561 | 7467.8148 | 0 | 0 | 1263.5534 | 1263.5534 | 1.0915e-08 |  | 0 | 0 | 0 | 0 | 0 | 0 | 0 | 1.3792e-05 | 1.3792e-05 | 0 | 1.3792e-05 | 1.3792e-05 | [40 empty] | All EPR in 2020WLDFRFinancial | WLDFR | HFTD - Distribution - Tier 2 - 1QU CoRE ¦ 3QU LoRE | Non-Red Flag Warning - Destructive Fires | 2022 | Financial | 8585.7228 | 1086.8999 | 2022 | Control | 0.053 | 3 | 0 | esc | 0.055966 | 480.5104 | 0.055966 | 480.5104 | 0.055966 | 480.5104 | 0 | 0
[35 empty] | 7.3.9-2021 All EPR in 2021 | WLDFR | HFTD - Distribution - Tier 3 - 5QU CoRE ¦ 5QU LoRE | 2025 | 0.7629 | 0 | 0 | 0 | 0 | 0 | 0 | 0 | 0 | 0 | 0 | 0 | 0 | 0 | 0 | 0.082547 | 0.082547 | 0 | 0 | 0 | 0.062975 | 0 | 0 | 0 | 0 | 0 | 0 | 0 | 0 | [11 empty] | WLDFR | HFTD - Distribution - Tier 2 - 1QU CoRE ¦ 5QU LoRE | Seismic - Red Flag Warning - Catastrophic Fires | 2025 | 0 | 0 | 0 | 0 | 21835.9781 | 428.6023 | 13939.561 | 7467.8148 | 0 | 0 | 0 | 1263.5534 | 1.0915e-08 |  | 0 | 0 | 0 | 0 | 0 | 0 | 0 | 0 | 0 | 0 | 1.3792e-05 | 1.3792e-05 | [40 empty] | All EPR in 2020WLDFRElectric Reliability | WLDFR | HFTD - Distribution - Tier 2 - 1QU CoRE ¦ 3QU LoRE | Non-Red Flag Warning - Destructive Fires | 2023 | Electric Reliability | 233.2301 | 1086.8999 | 2023 | Control | 0.1325 | 3 | 0 | esc | 0 | 0 | 0.15274 | 35.623 | 0.15274 | 35.623 | 0.15274 | 35.623
[35 empty] | 7.3.9-2021 All EPR in 2021 | WLDFR | HFTD - Distribution - Zone 1 - 1QU CoRE ¦ 5QU LoRE | 2020 | 1 | 0 | 0 | 2.5059e-05 | 2.5059e-05 | 0 | 0 | 0 | 0 | 0 | 0 | 0 | 0 | 0 | 0 | 0 | 0 | 2.5059e-05 | 0 | 0 | 0 | 0 | 0 | 0 | 0 | 0 | 0 | 0 | 0 | [11 empty] | WLDFR | HFTD - Distribution - Tier 2 - 2QU CoRE ¦ 1QU LoRE | Non-Red Flag Warning - Catastrophic Fires | 2020 | 0 | 0 | 0 | 0 | 14146.1306 | 222.2294 | 8585.7228 | 5338.1784 | 813.2108 | 0 | 0 | 0 | 1.3502e-05 |  | 0 | 0.01098 | 0.01098 | 0 | 0 | 0 | 0 | 0 | 0 | 0 | 0 | 0 | [40 empty] | All EPR in 2020WLDFRFinancial | WLDFR | HFTD - Distribution - Tier 2 - 1QU CoRE ¦ 3QU LoRE | Non-Red Flag Warning - Destructive Fires | 2023 | Financial | 8896.516 | 1086.8999 | 2023 | Control | 0.053 | 3 | 0 | esc | 0 | 0 | 0.055966 | 497.9043 | 0.055966 | 497.9043 | 0.055966 | 497.9043
[35 empty] | 7.3.9-2021 All EPR in 2021 | WLDFR | HFTD - Distribution - Zone 1 - 1QU CoRE ¦ 5QU LoRE | 2021 | 1 | 0 | 0 | 2.5059e-05 | 2.5059e-05 | 0 | 0 | 2.5059e-05 | 2.5059e-05 | 0 | 0 | 0 | 0 | 0 | 0 | 0 | 0 | 2.5059e-05 | 2.5059e-05 | 0 | 0 | 0 | 0 | 0 | 0 | 0 | 0 | 0 | 0 | [11 empty] | WLDFR | HFTD - Distribution - Tier 2 - 2QU CoRE ¦ 1QU LoRE | Non-Red Flag Warning - Catastrophic Fires | 2021 | 0 | 0 | 0 | 0 | 14146.1306 | 222.2294 | 8585.7228 | 5338.1784 | 813.2108 | 813.2108 | 0 | 0 | 1.3502e-05 |  | 0 | 0.01098 | 0.01098 | 0 | 0.01098 | 0.01098 | 0 | 0 | 0 | 0 | 0 | 0 | [40 empty] | All EPR in 2020WLDFRElectric Reliability | WLDFR | HFTD - Distribution - Tier 2 - 1QU CoRE ¦ 3QU LoRE | Non-Red Flag Warning - Destructive Fires | 2024 | Electric Reliability | 233.2301 | 1086.8999 | 2024 | Control | 0.1325 | 3 | 0 | esc | 0 | 0 | 0 | 0 | 0.15274 | 35.623 | 0.15274 | 35.623
[35 empty] | 7.3.9-2021 All EPR in 2021 | WLDFR | HFTD - Distribution - Zone 1 - 1QU CoRE ¦ 5QU LoRE | 2022 | 0.93458 | 0 | 0 | 2.4938e-05 | 2.4938e-05 | 0 | 0 | 2.4938e-05 | 2.4938e-05 | 0 | 0 | 2.4938e-05 | 2.4938e-05 | 0 | 0 | 0 | 0 | 2.3306e-05 | 2.3306e-05 | 2.3306e-05 | 0 | 0 | 0 | 0 | 0 | 2.4938e-05 | 2.3306e-05 | 2.4938e-05 | 2.3306e-05 | [11 empty] | WLDFR | HFTD - Distribution - Tier 2 - 2QU CoRE ¦ 1QU LoRE | Non-Red Flag Warning - Catastrophic Fires | 2022 | 0 | 0 | 0 | 0 | 14146.1306 | 222.2294 | 8585.7228 | 5338.1784 | 813.2108 | 813.2108 | 813.2108 | 0 | 1.3502e-05 |  | 0 | 0.01098 | 0.01098 | 0 | 0.01098 | 0.01098 | 0 | 0.01098 | 0.01098 | 0 | 0 | 0 | [40 empty] | All EPR in 2020WLDFRFinancial | WLDFR | HFTD - Distribution - Tier 2 - 1QU CoRE ¦ 3QU LoRE | Non-Red Flag Warning - Destructive Fires | 2024 | Financial | 8896.516 | 1086.8999 | 2024 | Control | 0.053 | 3 | 0 | esc | 0 | 0 | 0 | 0 | 0.055966 | 497.9043 | 0.055966 | 497.9043
[35 empty] | 7.3.9-2021 All EPR in 2021 | WLDFR | HFTD - Distribution - Zone 1 - 1QU CoRE ¦ 5QU LoRE | 2023 | 0.87344 | 0 | 0 | 0 | 0 | 0 | 0 | 2.5837e-05 | 2.5837e-05 | 0 | 0 | 2.5837e-05 | 2.5837e-05 | 0 | 0 | 2.5837e-05 | 2.5837e-05 | 0 | 2.2567e-05 | 2.2567e-05 | 2.2567e-05 | 0 | 0 | 0 | 0 | 2.5837e-05 | 2.2567e-05 | 2.5837e-05 | 2.2567e-05 | [11 empty] | WLDFR | HFTD - Distribution - Tier 2 - 2QU CoRE ¦ 1QU LoRE | Non-Red Flag Warning - Catastrophic Fires | 2023 | 0 | 0 | 0 | 0 | 14664.6376 | 233.2301 | 8896.516 | 5534.8915 | 0 | 843.2942 | 843.2942 | 843.2942 | 1.3502e-05 |  | 0 | 0 | 0 | 0 | 0.011387 | 0.011387 | 0 | 0.011387 | 0.011387 | 0 | 0.011387 | 0.011387 | [40 empty] | All EPR in 2020WLDFRElectric Reliability | WLDFR | HFTD - Distribution - Tier 2 - 1QU CoRE ¦ 3QU LoRE | Non-Red Flag Warning - Destructive Fires | 2025 | Electric Reliability | 233.2301 | 1086.8999 | 2025 | Control | 0.1325 | 3 | 0 | esc | 0 | 0 | 0 | 0 | 0 | 0 | 0.15274 | 35.623
[35 empty] | 7.3.9-2021 All EPR in 2021 | WLDFR | HFTD - Distribution - Zone 1 - 1QU CoRE ¦ 5QU LoRE | 2024 | 0.8163 | 0 | 0 | 0 | 0 | 0 | 0 | 0 | 0 | 0 | 0 | 2.5837e-05 | 2.5837e-05 | 0 | 0 | 2.5837e-05 | 2.5837e-05 | 0 | 0 | 2.109e-05 | 2.109e-05 | 0 | 0 | 0 | 0 | 2.5837e-05 | 2.109e-05 | 2.5837e-05 | 2.109e-05 | [11 empty] | WLDFR | HFTD - Distribution - Tier 2 - 2QU CoRE ¦ 1QU LoRE | Non-Red Flag Warning - Catastrophic Fires | 2024 | 0 | 0 | 0 | 0 | 14664.6376 | 233.2301 | 8896.516 | 5534.8915 | 0 | 0 | 843.2942 | 843.2942 | 1.3502e-05 |  | 0 | 0 | 0 | 0 | 0 | 0 | 0 | 0.011387 | 0.011387 | 0 | 0.011387 | 0.011387 | [40 empty] | All EPR in 2020WLDFRFinancial | WLDFR | HFTD - Distribution - Tier 2 - 1QU CoRE ¦ 3QU LoRE | Non-Red Flag Warning - Destructive Fires | 2025 | Financial | 8896.516 | 1086.8999 | 2025 | Control | 0.053 | 3 | 0 | esc | 0 | 0 | 0 | 0 | 0 | 0 | 0.055966 | 497.9043
[35 empty] | 7.3.9-2021 All EPR in 2021 | WLDFR | HFTD - Distribution - Zone 1 - 1QU CoRE ¦ 5QU LoRE | 2025 | 0.7629 | 0 | 0 | 0 | 0 | 0 | 0 | 0 | 0 | 0 | 0 | 0 | 0 | 0 | 0 | 2.5837e-05 | 2.5837e-05 | 0 | 0 | 0 | 1.9711e-05 | 0 | 0 | 0 | 0 | 0 | 0 | 0 | 0 | [11 empty] | WLDFR | HFTD - Distribution - Tier 2 - 2QU CoRE ¦ 1QU LoRE | Non-Red Flag Warning - Catastrophic Fires | 2025 | 0 | 0 | 0 | 0 | 14664.6376 | 233.2301 | 8896.516 | 5534.8915 | 0 | 0 | 0 | 843.2942 | 1.3502e-05 |  | 0 | 0 | 0 | 0 | 0 | 0 | 0 | 0 | 0 | 0 | 0.011387 | 0.011387 | [40 empty] | All EPR in 2020WLDFRElectric Reliability | WLDFR | HFTD - Distribution - Tier 2 - 1QU CoRE ¦ 3QU LoRE | Non-Red Flag Warning - Large Fires | 2021 | Electric Reliability | 0.69642 | 1086.8999 | 2021 | Control | 0.1325 | 3 | 0 | esc | 0.15274 | 0.10637 | 0.15274 | 0.10637 | 0 | 0 | 0 | 0
[35 empty] | 7.3.9-2021 All EPR in 2021 | WLDFR | HFTD - Distribution - Zone 1 - 4QU CoRE ¦ 1QU LoRE | 2020 | 1 | 0 | 0 | 0.0053236 | 0.0053236 | 0 | 0 | 0 | 0 | 0 | 0 | 0 | 0 | 0 | 0 | 0 | 0 | 0.0053236 | 0 | 0 | 0 | 0 | 0 | 0 | 0 | 0 | 0 | 0 | 0 | [11 empty] | WLDFR | HFTD - Distribution - Tier 2 - 2QU CoRE ¦ 1QU LoRE | Non-Red Flag Warning - Destructive Fires | 2020 | 0 | 0 | 0 | 0 | 8807.9522 | 222.2294 | 8585.7228 | 0 | 514.4532 | 0 | 0 | 0 | 1.4331e-05 |  | 0 | 0.0073724 | 0.0073724 | 0 | 0 | 0 | 0 | 0 | 0 | 0 | 0 | 0 | [40 empty] | All EPR in 2020WLDFRFinancial | WLDFR | HFTD - Distribution - Tier 2 - 1QU CoRE ¦ 3QU LoRE | Non-Red Flag Warning - Large Fires | 2021 | Financial | 2.942 | 1086.8999 | 2021 | Control | 0.053 | 3 | 0 | esc | 0.055966 | 0.16465 | 0.055966 | 0.16465 | 0 | 0 | 0 | 0
[35 empty] | 7.3.9-2021 All EPR in 2021 | WLDFR | HFTD - Distribution - Zone 1 - 4QU CoRE ¦ 1QU LoRE | 2021 | 1 | 0 | 0 | 0.0053236 | 0.0053236 | 0 | 0 | 0.0053236 | 0.0053236 | 0 | 0 | 0 | 0 | 0 | 0 | 0 | 0 | 0.0053236 | 0.0053236 | 0 | 0 | 0 | 0 | 0 | 0 | 0 | 0 | 0 | 0 | [11 empty] | WLDFR | HFTD - Distribution - Tier 2 - 2QU CoRE ¦ 1QU LoRE | Non-Red Flag Warning - Destructive Fires | 2021 | 0 | 0 | 0 | 0 | 8807.9522 | 222.2294 | 8585.7228 | 0 | 514.4532 | 514.4532 | 0 | 0 | 1.4331e-05 |  | 0 | 0.0073724 | 0.0073724 | 0 | 0.0073724 | 0.0073724 | 0 | 0 | 0 | 0 | 0 | 0 | [40 empty] | All EPR in 2020WLDFRSafety | WLDFR | HFTD - Distribution - Tier 2 - 1QU CoRE ¦ 3QU LoRE | Non-Red Flag Warning - Large Fires | 2021 | Safety | 1.6022 | 1086.8999 | 2021 | Control | 0.053 | 3 | 0 | esc | 0.055966 | 0.089668 | 0.055966 | 0.089668 | 0 | 0 | 0 | 0
[35 empty] | 7.3.9-2021 All EPR in 2021 | WLDFR | HFTD - Distribution - Zone 1 - 4QU CoRE ¦ 1QU LoRE | 2022 | 0.93458 | 0 | 0 | 0.0052881 | 0.0052881 | 0 | 0 | 0.0052881 | 0.0052881 | 0 | 0 | 0.0052881 | 0.0052881 | 0 | 0 | 0 | 0 | 0.0049422 | 0.0049422 | 0.0049422 | 0 | 0 | 0 | 0 | 0 | 0.0052881 | 0.0049422 | 0.0052881 | 0.0049422 | [11 empty] | WLDFR | HFTD - Distribution - Tier 2 - 2QU CoRE ¦ 1QU LoRE | Non-Red Flag Warning - Destructive Fires | 2022 | 0 | 0 | 0 | 0 | 8807.9522 | 222.2294 | 8585.7228 | 0 | 514.4532 | 514.4532 | 514.4532 | 0 | 1.4331e-05 |  | 0 | 0.0073724 | 0.0073724 | 0 | 0.0073724 | 0.0073724 | 0 | 0.0073724 | 0.0073724 | 0 | 0 | 0 | [40 empty] | All EPR in 2020WLDFRElectric Reliability | WLDFR | HFTD - Distribution - Tier 2 - 1QU CoRE ¦ 3QU LoRE | Non-Red Flag Warning - Large Fires | 2022 | Electric Reliability | 0.69642 | 1086.8999 | 2022 | Control | 0.1325 | 3 | 0 | esc | 0.15274 | 0.10637 | 0.15274 | 0.10637 | 0.15274 | 0.10637 | 0 | 0
[35 empty] | 7.3.9-2021 All EPR in 2021 | WLDFR | HFTD - Distribution - Zone 1 - 4QU CoRE ¦ 1QU LoRE | 2023 | 0.87344 | 0 | 0 | 0 | 0 | 0 | 0 | 0.0054837 | 0.0054837 | 0 | 0 | 0.0054837 | 0.0054837 | 0 | 0 | 0.0054837 | 0.0054837 | 0 | 0.0047897 | 0.0047897 | 0.0047897 | 0 | 0 | 0 | 0 | 0.0054837 | 0.0047897 | 0.0054837 | 0.0047897 | [11 empty] | WLDFR | HFTD - Distribution - Tier 2 - 2QU CoRE ¦ 1QU LoRE | Non-Red Flag Warning - Destructive Fires | 2023 | 0 | 0 | 0 | 0 | 9129.7461 | 233.2301 | 8896.516 | 0 | 0 | 533.5273 | 533.5273 | 533.5273 | 1.4331e-05 |  | 0 | 0 | 0 | 0 | 0.0076458 | 0.0076458 | 0 | 0.0076458 | 0.0076458 | 0 | 0.0076458 | 0.0076458 | [40 empty] | All EPR in 2020WLDFRFinancial | WLDFR | HFTD - Distribution - Tier 2 - 1QU CoRE ¦ 3QU LoRE | Non-Red Flag Warning - Large Fires | 2022 | Financial | 2.942 | 1086.8999 | 2022 | Control | 0.053 | 3 | 0 | esc | 0.055966 | 0.16465 | 0.055966 | 0.16465 | 0.055966 | 0.16465 | 0 | 0
[35 empty] | 7.3.9-2021 All EPR in 2021 | WLDFR | HFTD - Distribution - Zone 1 - 4QU CoRE ¦ 1QU LoRE | 2024 | 0.8163 | 0 | 0 | 0 | 0 | 0 | 0 | 0 | 0 | 0 | 0 | 0.0054837 | 0.0054837 | 0 | 0 | 0.0054837 | 0.0054837 | 0 | 0 | 0.0044764 | 0.0044764 | 0 | 0 | 0 | 0 | 0.0054837 | 0.0044764 | 0.0054837 | 0.0044764 | [11 empty] | WLDFR | HFTD - Distribution - Tier 2 - 2QU CoRE ¦ 1QU LoRE | Non-Red Flag Warning - Destructive Fires | 2024 | 0 | 0 | 0 | 0 | 9129.7461 | 233.2301 | 8896.516 | 0 | 0 | 0 | 533.5273 | 533.5273 | 1.4331e-05 |  | 0 | 0 | 0 | 0 | 0 | 0 | 0 | 0.0076458 | 0.0076458 | 0 | 0.0076458 | 0.0076458 | [40 empty] | All EPR in 2020WLDFRSafety | WLDFR | HFTD - Distribution - Tier 2 - 1QU CoRE ¦ 3QU LoRE | Non-Red Flag Warning - Large Fires | 2022 | Safety | 1.6022 | 1086.8999 | 2022 | Control | 0.053 | 3 | 0 | esc | 0.055966 | 0.089668 | 0.055966 | 0.089668 | 0.055966 | 0.089668 | 0 | 0
[35 empty] | 7.3.9-2021 All EPR in 2021 | WLDFR | HFTD - Distribution - Zone 1 - 4QU CoRE ¦ 1QU LoRE | 2025 | 0.7629 | 0 | 0 | 0 | 0 | 0 | 0 | 0 | 0 | 0 | 0 | 0 | 0 | 0 | 0 | 0.0054837 | 0.0054837 | 0 | 0 | 0 | 0.0041835 | 0 | 0 | 0 | 0 | 0 | 0 | 0 | 0 | [11 empty] | WLDFR | HFTD - Distribution - Tier 2 - 2QU CoRE ¦ 1QU LoRE | Non-Red Flag Warning - Destructive Fires | 2025 | 0 | 0 | 0 | 0 | 9129.7461 | 233.2301 | 8896.516 | 0 | 0 | 0 | 0 | 533.5273 | 1.4331e-05 |  | 0 | 0 | 0 | 0 | 0 | 0 | 0 | 0 | 0 | 0 | 0.0076458 | 0.0076458 | [40 empty] | All EPR in 2020WLDFRElectric Reliability | WLDFR | HFTD - Distribution - Tier 2 - 1QU CoRE ¦ 3QU LoRE | Non-Red Flag Warning - Large Fires | 2023 | Electric Reliability | 0.71896 | 1086.8999 | 2023 | Control | 0.1325 | 3 | 0 | esc | 0 | 0 | 0.15274 | 0.10981 | 0.15274 | 0.10981 | 0.15274 | 0.10981
[35 empty] | 7.3.9-2021 All EPR in 2021 | WLDFR | HFTD - Distribution - Zone 1 - 5QU CoRE ¦ 1QU LoRE | 2020 | 1 | 0 | 0 | 0.007841 | 0.007841 | 0 | 0 | 0 | 0 | 0 | 0 | 0 | 0 | 0 | 0 | 0 | 0 | 0.007841 | 0 | 0 | 0 | 0 | 0 | 0 | 0 | 0 | 0 | 0 | 0 | [11 empty] | WLDFR | HFTD - Distribution - Tier 2 - 2QU CoRE ¦ 1QU LoRE | Non-Red Flag Warning - Large Fires | 2020 | 0 | 0 | 0 | 0 | 5.2406 | 0.69642 | 2.942 | 1.6022 | 0.36069 | 0 | 0 | 0 | 8.5602e-05 |  | 0 | 3.0875e-05 | 3.0875e-05 | 0 | 0 | 0 | 0 | 0 | 0 | 0 | 0 | 0 | [40 empty] | All EPR in 2020WLDFRFinancial | WLDFR | HFTD - Distribution - Tier 2 - 1QU CoRE ¦ 3QU LoRE | Non-Red Flag Warning - Large Fires | 2023 | Financial | 3.0715 | 1086.8999 | 2023 | Control | 0.053 | 3 | 0 | esc | 0 | 0 | 0.055966 | 0.1719 | 0.055966 | 0.1719 | 0.055966 | 0.1719
[35 empty] | 7.3.9-2021 All EPR in 2021 | WLDFR | HFTD - Distribution - Zone 1 - 5QU CoRE ¦ 1QU LoRE | 2021 | 1 | 0 | 0 | 0.007841 | 0.007841 | 0 | 0 | 0.007841 | 0.007841 | 0 | 0 | 0 | 0 | 0 | 0 | 0 | 0 | 0.007841 | 0.007841 | 0 | 0 | 0 | 0 | 0 | 0 | 0 | 0 | 0 | 0 | [11 empty] | WLDFR | HFTD - Distribution - Tier 2 - 2QU CoRE ¦ 1QU LoRE | Non-Red Flag Warning - Large Fires | 2021 | 0 | 0 | 0 | 0 | 5.2406 | 0.69642 | 2.942 | 1.6022 | 0.36069 | 0.36069 | 0 | 0 | 8.5602e-05 |  | 0 | 3.0875e-05 | 3.0875e-05 | 0 | 3.0875e-05 | 3.0875e-05 | 0 | 0 | 0 | 0 | 0 | 0 | [40 empty] | All EPR in 2020WLDFRSafety | WLDFR | HFTD - Distribution - Tier 2 - 1QU CoRE ¦ 3QU LoRE | Non-Red Flag Warning - Large Fires | 2023 | Safety | 1.6846 | 1086.8999 | 2023 | Control | 0.053 | 3 | 0 | esc | 0 | 0 | 0.055966 | 0.094279 | 0.055966 | 0.094279 | 0.055966 | 0.094279
[35 empty] | 7.3.9-2021 All EPR in 2021 | WLDFR | HFTD - Distribution - Zone 1 - 5QU CoRE ¦ 1QU LoRE | 2022 | 0.93458 | 0 | 0 | 0.0077815 | 0.0077815 | 0 | 0 | 0.0077815 | 0.0077815 | 0 | 0 | 0.0077815 | 0.0077815 | 0 | 0 | 0 | 0 | 0.0072725 | 0.0072725 | 0.0072725 | 0 | 0 | 0 | 0 | 0 | 0.0077815 | 0.0072725 | 0.0077815 | 0.0072725 | [11 empty] | WLDFR | HFTD - Distribution - Tier 2 - 2QU CoRE ¦ 1QU LoRE | Non-Red Flag Warning - Large Fires | 2022 | 0 | 0 | 0 | 0 | 5.2406 | 0.69642 | 2.942 | 1.6022 | 0.36069 | 0.36069 | 0.36069 | 0 | 8.5602e-05 |  | 0 | 3.0875e-05 | 3.0875e-05 | 0 | 3.0875e-05 | 3.0875e-05 | 0 | 3.0875e-05 | 3.0875e-05 | 0 | 0 | 0 | [40 empty] | All EPR in 2020WLDFRElectric Reliability | WLDFR | HFTD - Distribution - Tier 2 - 1QU CoRE ¦ 3QU LoRE | Non-Red Flag Warning - Large Fires | 2024 | Electric Reliability | 0.71896 | 1086.8999 | 2024 | Control | 0.1325 | 3 | 0 | esc | 0 | 0 | 0 | 0 | 0.15274 | 0.10981 | 0.15274 | 0.10981
[35 empty] | 7.3.9-2021 All EPR in 2021 | WLDFR | HFTD - Distribution - Zone 1 - 5QU CoRE ¦ 1QU LoRE | 2023 | 0.87344 | 0 | 0 | 0 | 0 | 0 | 0 | 0.0080643 | 0.0080643 | 0 | 0 | 0.0080643 | 0.0080643 | 0 | 0 | 0.0080643 | 0.0080643 | 0 | 0.0070436 | 0.0070436 | 0.0070436 | 0 | 0 | 0 | 0 | 0.0080643 | 0.0070436 | 0.0080643 | 0.0070436 | [11 empty] | WLDFR | HFTD - Distribution - Tier 2 - 2QU CoRE ¦ 1QU LoRE | Non-Red Flag Warning - Large Fires | 2023 | 0 | 0 | 0 | 0 | 5.475 | 0.71896 | 3.0715 | 1.6846 | 0 | 0.37599 | 0.37599 | 0.37599 | 8.5602e-05 |  | 0 | 0 | 0 | 0 | 3.2185e-05 | 3.2185e-05 | 0 | 3.2185e-05 | 3.2185e-05 | 0 | 3.2185e-05 | 3.2185e-05 | [40 empty] | All EPR in 2020WLDFRFinancial | WLDFR | HFTD - Distribution - Tier 2 - 1QU CoRE ¦ 3QU LoRE | Non-Red Flag Warning - Large Fires | 2024 | Financial | 3.0715 | 1086.8999 | 2024 | Control | 0.053 | 3 | 0 | esc | 0 | 0 | 0 | 0 | 0.055966 | 0.1719 | 0.055966 | 0.1719
[35 empty] | 7.3.9-2021 All EPR in 2021 | WLDFR | HFTD - Distribution - Zone 1 - 5QU CoRE ¦ 1QU LoRE | 2024 | 0.8163 | 0 | 0 | 0 | 0 | 0 | 0 | 0 | 0 | 0 | 0 | 0.0080643 | 0.0080643 | 0 | 0 | 0.0080643 | 0.0080643 | 0 | 0 | 0.0065828 | 0.0065828 | 0 | 0 | 0 | 0 | 0.0080643 | 0.0065828 | 0.0080643 | 0.0065828 | [11 empty] | WLDFR | HFTD - Distribution - Tier 2 - 2QU CoRE ¦ 1QU LoRE | Non-Red Flag Warning - Large Fires | 2024 | 0 | 0 | 0 | 0 | 5.475 | 0.71896 | 3.0715 | 1.6846 | 0 | 0 | 0.37599 | 0.37599 | 8.5602e-05 |  | 0 | 0 | 0 | 0 | 0 | 0 | 0 | 3.2185e-05 | 3.2185e-05 | 0 | 3.2185e-05 | 3.2185e-05 | [40 empty] | All EPR in 2020WLDFRSafety | WLDFR | HFTD - Distribution - Tier 2 - 1QU CoRE ¦ 3QU LoRE | Non-Red Flag Warning - Large Fires | 2024 | Safety | 1.6846 | 1086.8999 | 2024 | Control | 0.053 | 3 | 0 | esc | 0 | 0 | 0 | 0 | 0.055966 | 0.094279 | 0.055966 | 0.094279
[35 empty] | 7.3.9-2021 All EPR in 2021 | WLDFR | HFTD - Distribution - Zone 1 - 5QU CoRE ¦ 1QU LoRE | 2025 | 0.7629 | 0 | 0 | 0 | 0 | 0 | 0 | 0 | 0 | 0 | 0 | 0 | 0 | 0 | 0 | 0.0080643 | 0.0080643 | 0 | 0 | 0 | 0.0061522 | 0 | 0 | 0 | 0 | 0 | 0 | 0 | 0 | [11 empty] | WLDFR | HFTD - Distribution - Tier 2 - 2QU CoRE ¦ 1QU LoRE | Non-Red Flag Warning - Large Fires | 2025 | 0 | 0 | 0 | 0 | 5.475 | 0.71896 | 3.0715 | 1.6846 | 0 | 0 | 0 | 0.37599 | 8.5602e-05 |  | 0 | 0 | 0 | 0 | 0 | 0 | 0 | 0 | 0 | 0 | 3.2185e-05 | 3.2185e-05 | [40 empty] | All EPR in 2020WLDFRElectric Reliability | WLDFR | HFTD - Distribution - Tier 2 - 1QU CoRE ¦ 3QU LoRE | Non-Red Flag Warning - Large Fires | 2025 | Electric Reliability | 0.71896 | 1086.8999 | 2025 | Control | 0.1325 | 3 | 0 | esc | 0 | 0 | 0 | 0 | 0 | 0 | 0.15274 | 0.10981
[35 empty] | 7.3.9-2021 All EPR in 2021 | WLDFR | HFTD - Distribution - Zone 1 - 5QU CoRE ¦ 4QU LoRE | 2020 | 1 | 0 | 0 | 1.8909e-05 | 1.8909e-05 | 0 | 0 | 0 | 0 | 0 | 0 | 0 | 0 | 0 | 0 | 0 | 0 | 1.8909e-05 | 0 | 0 | 0 | 0 | 0 | 0 | 0 | 0 | 0 | 0 | 0 | [11 empty] | WLDFR | HFTD - Distribution - Tier 2 - 2QU CoRE ¦ 1QU LoRE | Non-Red Flag Warning - Small Fires | 2020 | 0 | 0 | 0 | 0 | 0.077901 | 0.036425 | 0.0015809 | 0.039895 | 0.0078847 | 0 | 0 | 0 | 0.010026 |  | 0 | 7.9054e-05 | 7.9054e-05 | 0 | 0 | 0 | 0 | 0 | 0 | 0 | 0 | 0 | [40 empty] | All EPR in 2020WLDFRFinancial | WLDFR | HFTD - Distribution - Tier 2 - 1QU CoRE ¦ 3QU LoRE | Non-Red Flag Warning - Large Fires | 2025 | Financial | 3.0715 | 1086.8999 | 2025 | Control | 0.053 | 3 | 0 | esc | 0 | 0 | 0 | 0 | 0 | 0 | 0.055966 | 0.1719
[35 empty] | 7.3.9-2021 All EPR in 2021 | WLDFR | HFTD - Distribution - Zone 1 - 5QU CoRE ¦ 4QU LoRE | 2021 | 1 | 0 | 0 | 1.8909e-05 | 1.8909e-05 | 0 | 0 | 1.8909e-05 | 1.8909e-05 | 0 | 0 | 0 | 0 | 0 | 0 | 0 | 0 | 1.8909e-05 | 1.8909e-05 | 0 | 0 | 0 | 0 | 0 | 0 | 0 | 0 | 0 | 0 | [11 empty] | WLDFR | HFTD - Distribution - Tier 2 - 2QU CoRE ¦ 1QU LoRE | Non-Red Flag Warning - Small Fires | 2021 | 0 | 0 | 0 | 0 | 0.077901 | 0.036425 | 0.0015809 | 0.039895 | 0.0078847 | 0.0078847 | 0 | 0 | 0.010026 |  | 0 | 7.9054e-05 | 7.9054e-05 | 0 | 7.9054e-05 | 7.9054e-05 | 0 | 0 | 0 | 0 | 0 | 0 | [40 empty] | All EPR in 2020WLDFRSafety | WLDFR | HFTD - Distribution - Tier 2 - 1QU CoRE ¦ 3QU LoRE | Non-Red Flag Warning - Large Fires | 2025 | Safety | 1.6846 | 1086.8999 | 2025 | Control | 0.053 | 3 | 0 | esc | 0 | 0 | 0 | 0 | 0 | 0 | 0.055966 | 0.094279
[35 empty] | 7.3.9-2021 All EPR in 2021 | WLDFR | HFTD - Distribution - Zone 1 - 5QU CoRE ¦ 4QU LoRE | 2022 | 0.93458 | 0 | 0 | 1.886e-05 | 1.886e-05 | 0 | 0 | 1.886e-05 | 1.886e-05 | 0 | 0 | 1.886e-05 | 1.886e-05 | 0 | 0 | 0 | 0 | 1.7626e-05 | 1.7626e-05 | 1.7626e-05 | 0 | 0 | 0 | 0 | 0 | 1.886e-05 | 1.7626e-05 | 1.886e-05 | 1.7626e-05 | [11 empty] | WLDFR | HFTD - Distribution - Tier 2 - 2QU CoRE ¦ 1QU LoRE | Non-Red Flag Warning - Small Fires | 2022 | 0 | 0 | 0 | 0 | 0.077901 | 0.036425 | 0.0015809 | 0.039895 | 0.0078847 | 0.0078847 | 0.0078847 | 0 | 0.010026 |  | 0 | 7.9054e-05 | 7.9054e-05 | 0 | 7.9054e-05 | 7.9054e-05 | 0 | 7.9054e-05 | 7.9054e-05 | 0 | 0 | 0 | [40 empty] | All EPR in 2020WLDFRElectric Reliability | WLDFR | HFTD - Distribution - Tier 2 - 1QU CoRE ¦ 3QU LoRE | Non-Red Flag Warning - Small Fires | 2021 | Electric Reliability | 0.036425 | 1086.8999 | 2021 | Control | 0.1325 | 3 | 0 | esc | 0.15274 | 0.0055635 | 0.15274 | 0.0055635 | 0 | 0 | 0 | 0
[35 empty] | 7.3.9-2021 All EPR in 2021 | WLDFR | HFTD - Distribution - Zone 1 - 5QU CoRE ¦ 4QU LoRE | 2023 | 0.87344 | 0 | 0 | 0 | 0 | 0 | 0 | 1.9514e-05 | 1.9514e-05 | 0 | 0 | 1.9514e-05 | 1.9514e-05 | 0 | 0 | 1.9514e-05 | 1.9514e-05 | 0 | 1.7044e-05 | 1.7044e-05 | 1.7044e-05 | 0 | 0 | 0 | 0 | 1.9514e-05 | 1.7044e-05 | 1.9514e-05 | 1.7044e-05 | [11 empty] | WLDFR | HFTD - Distribution - Tier 2 - 2QU CoRE ¦ 1QU LoRE | Non-Red Flag Warning - Small Fires | 2023 | 0 | 0 | 0 | 0 | 0.080408 | 0.03759 | 0.0016314 | 0.041187 | 0 | 0.0081378 | 0.0081378 | 0.0081378 | 0.010026 |  | 0 | 0 | 0 | 0 | 8.1592e-05 | 8.1592e-05 | 0 | 8.1592e-05 | 8.1592e-05 | 0 | 8.1592e-05 | 8.1592e-05 | [40 empty] | All EPR in 2020WLDFRFinancial | WLDFR | HFTD - Distribution - Tier 2 - 1QU CoRE ¦ 3QU LoRE | Non-Red Flag Warning - Small Fires | 2021 | Financial | 0.0015809 | 1086.8999 | 2021 | Control | 0.053 | 3 | 0 | esc | 0.055966 | 8.8475e-05 | 0.055966 | 8.8475e-05 | 0 | 0 | 0 | 0
[35 empty] | 7.3.9-2021 All EPR in 2021 | WLDFR | HFTD - Distribution - Zone 1 - 5QU CoRE ¦ 4QU LoRE | 2024 | 0.8163 | 0 | 0 | 0 | 0 | 0 | 0 | 0 | 0 | 0 | 0 | 1.9514e-05 | 1.9514e-05 | 0 | 0 | 1.9514e-05 | 1.9514e-05 | 0 | 0 | 1.5929e-05 | 1.5929e-05 | 0 | 0 | 0 | 0 | 1.9514e-05 | 1.5929e-05 | 1.9514e-05 | 1.5929e-05 | [11 empty] | WLDFR | HFTD - Distribution - Tier 2 - 2QU CoRE ¦ 1QU LoRE | Non-Red Flag Warning - Small Fires | 2024 | 0 | 0 | 0 | 0 | 0.080408 | 0.03759 | 0.0016314 | 0.041187 | 0 | 0 | 0.0081378 | 0.0081378 | 0.010026 |  | 0 | 0 | 0 | 0 | 0 | 0 | 0 | 8.1592e-05 | 8.1592e-05 | 0 | 8.1592e-05 | 8.1592e-05 | [40 empty] | All EPR in 2020WLDFRSafety | WLDFR | HFTD - Distribution - Tier 2 - 1QU CoRE ¦ 3QU LoRE | Non-Red Flag Warning - Small Fires | 2021 | Safety | 0.039895 | 1086.8999 | 2021 | Control | 0.053 | 3 | 0 | esc | 0.055966 | 0.0022328 | 0.055966 | 0.0022328 | 0 | 0 | 0 | 0
[35 empty] | 7.3.9-2021 All EPR in 2021 | WLDFR | HFTD - Distribution - Zone 1 - 5QU CoRE ¦ 4QU LoRE | 2025 | 0.7629 | 0 | 0 | 0 | 0 | 0 | 0 | 0 | 0 | 0 | 0 | 0 | 0 | 0 | 0 | 1.9514e-05 | 1.9514e-05 | 0 | 0 | 0 | 1.4887e-05 | 0 | 0 | 0 | 0 | 0 | 0 | 0 | 0 | [11 empty] | WLDFR | HFTD - Distribution - Tier 2 - 2QU CoRE ¦ 1QU LoRE | Non-Red Flag Warning - Small Fires | 2025 | 0 | 0 | 0 | 0 | 0.080408 | 0.03759 | 0.0016314 | 0.041187 | 0 | 0 | 0 | 0.0081378 | 0.010026 |  | 0 | 0 | 0 | 0 | 0 | 0 | 0 | 0 | 0 | 0 | 8.1592e-05 | 8.1592e-05 | [40 empty] | All EPR in 2020WLDFRElectric Reliability | WLDFR | HFTD - Distribution - Tier 2 - 1QU CoRE ¦ 3QU LoRE | Non-Red Flag Warning - Small Fires | 2022 | Electric Reliability | 0.036425 | 1086.8999 | 2022 | Control | 0.1325 | 3 | 0 | esc | 0.15274 | 0.0055635 | 0.15274 | 0.0055635 | 0.15274 | 0.0055635 | 0 | 0
[35 empty] | 7.3.9-2021 All EPR in 2021 | WLDFR | HFTD - Substation | 2020 | 1 | 0 | 0 | 0.81582 | 0.81582 | 0 | 0 | 0 | 0 | 0 | 0 | 0 | 0 | 0 | 0 | 0 | 0 | 0.81582 | 0 | 0 | 0 | 0 | 0 | 0 | 0 | 0 | 0 | 0 | 0 | [11 empty] | WLDFR | HFTD - Distribution - Tier 2 - 2QU CoRE ¦ 1QU LoRE | Red Flag Warning - Catastrophic Fires | 2020 | 0 | 0 | 0 | 0 | 14146.1306 | 222.2294 | 8585.7228 | 5338.1784 | 813.2108 | 0 | 0 | 0 | 0.000141 |  | 0 | 0.11466 | 0.11466 | 0 | 0 | 0 | 0 | 0 | 0 | 0 | 0 | 0 | [40 empty] | All EPR in 2020WLDFRFinancial | WLDFR | HFTD - Distribution - Tier 2 - 1QU CoRE ¦ 3QU LoRE | Non-Red Flag Warning - Small Fires | 2022 | Financial | 0.0015809 | 1086.8999 | 2022 | Control | 0.053 | 3 | 0 | esc | 0.055966 | 8.8475e-05 | 0.055966 | 8.8475e-05 | 0.055966 | 8.8475e-05 | 0 | 0
[35 empty] | 7.3.9-2021 All EPR in 2021 | WLDFR | HFTD - Substation | 2021 | 1 | 0 | 0 | 0.81582 | 0.81582 | 0 | 0 | 0.81582 | 0.81582 | 0 | 0 | 0 | 0 | 0 | 0 | 0 | 0 | 0.81582 | 0.81582 | 0 | 0 | 0 | 0 | 0 | 0 | 0 | 0 | 0 | 0 | [11 empty] | WLDFR | HFTD - Distribution - Tier 2 - 2QU CoRE ¦ 1QU LoRE | Red Flag Warning - Catastrophic Fires | 2021 | 0 | 0 | 0 | 0 | 14146.1306 | 222.2294 | 8585.7228 | 5338.1784 | 813.2108 | 813.2108 | 0 | 0 | 0.000141 |  | 0 | 0.11466 | 0.11466 | 0 | 0.11466 | 0.11466 | 0 | 0 | 0 | 0 | 0 | 0 | [40 empty] | All EPR in 2020WLDFRSafety | WLDFR | HFTD - Distribution - Tier 2 - 1QU CoRE ¦ 3QU LoRE | Non-Red Flag Warning - Small Fires | 2022 | Safety | 0.039895 | 1086.8999 | 2022 | Control | 0.053 | 3 | 0 | esc | 0.055966 | 0.0022328 | 0.055966 | 0.0022328 | 0.055966 | 0.0022328 | 0 | 0
[35 empty] | 7.3.9-2021 All EPR in 2021 | WLDFR | HFTD - Substation | 2022 | 0.93458 | 0 | 0 | 0.81582 | 0.81582 | 0 | 0 | 0.81582 | 0.81582 | 0 | 0 | 0.81582 | 0.81582 | 0 | 0 | 0 | 0 | 0.76245 | 0.76245 | 0.76245 | 0 | 0 | 0 | 0 | 0 | 0.81582 | 0.76245 | 0.81582 | 0.76245 | [11 empty] | WLDFR | HFTD - Distribution - Tier 2 - 2QU CoRE ¦ 1QU LoRE | Red Flag Warning - Catastrophic Fires | 2022 | 0 | 0 | 0 | 0 | 14146.1306 | 222.2294 | 8585.7228 | 5338.1784 | 813.2108 | 813.2108 | 813.2108 | 0 | 0.000141 |  | 0 | 0.11466 | 0.11466 | 0 | 0.11466 | 0.11466 | 0 | 0.11466 | 0.11466 | 0 | 0 | 0 | [40 empty] | All EPR in 2020WLDFRElectric Reliability | WLDFR | HFTD - Distribution - Tier 2 - 1QU CoRE ¦ 3QU LoRE | Non-Red Flag Warning - Small Fires | 2023 | Electric Reliability | 0.03759 | 1086.8999 | 2023 | Control | 0.1325 | 3 | 0 | esc | 0 | 0 | 0.15274 | 0.0057414 | 0.15274 | 0.0057414 | 0.15274 | 0.0057414
[35 empty] | 7.3.9-2021 All EPR in 2021 | WLDFR | HFTD - Substation | 2023 | 0.87344 | 0 | 0 | 0 | 0 | 0 | 0 | 0.84601 | 0.84601 | 0 | 0 | 0.84601 | 0.84601 | 0 | 0 | 0.84601 | 0.84601 | 0 | 0.73894 | 0.73894 | 0.73894 | 0 | 0 | 0 | 0 | 0.84601 | 0.73894 | 0.84601 | 0.73894 | [11 empty] | WLDFR | HFTD - Distribution - Tier 2 - 2QU CoRE ¦ 1QU LoRE | Red Flag Warning - Catastrophic Fires | 2023 | 0 | 0 | 0 | 0 | 14664.6376 | 233.2301 | 8896.516 | 5534.8915 | 0 | 843.2942 | 843.2942 | 843.2942 | 0.000141 |  | 0 | 0 | 0 | 0 | 0.1189 | 0.1189 | 0 | 0.1189 | 0.1189 | 0 | 0.1189 | 0.1189 | [40 empty] | All EPR in 2020WLDFRFinancial | WLDFR | HFTD - Distribution - Tier 2 - 1QU CoRE ¦ 3QU LoRE | Non-Red Flag Warning - Small Fires | 2023 | Financial | 0.0016314 | 1086.8999 | 2023 | Control | 0.053 | 3 | 0 | esc | 0 | 0 | 0.055966 | 9.1305e-05 | 0.055966 | 9.1305e-05 | 0.055966 | 9.1305e-05
[35 empty] | 7.3.9-2021 All EPR in 2021 | WLDFR | HFTD - Substation | 2024 | 0.8163 | 0 | 0 | 0 | 0 | 0 | 0 | 0 | 0 | 0 | 0 | 0.84601 | 0.84601 | 0 | 0 | 0.84601 | 0.84601 | 0 | 0 | 0.69059 | 0.69059 | 0 | 0 | 0 | 0 | 0.84601 | 0.69059 | 0.84601 | 0.69059 | [11 empty] | WLDFR | HFTD - Distribution - Tier 2 - 2QU CoRE ¦ 1QU LoRE | Red Flag Warning - Catastrophic Fires | 2024 | 0 | 0 | 0 | 0 | 14664.6376 | 233.2301 | 8896.516 | 5534.8915 | 0 | 0 | 843.2942 | 843.2942 | 0.000141 |  | 0 | 0 | 0 | 0 | 0 | 0 | 0 | 0.1189 | 0.1189 | 0 | 0.1189 | 0.1189 | [40 empty] | All EPR in 2020WLDFRSafety | WLDFR | HFTD - Distribution - Tier 2 - 1QU CoRE ¦ 3QU LoRE | Non-Red Flag Warning - Small Fires | 2023 | Safety | 0.041187 | 1086.8999 | 2023 | Control | 0.053 | 3 | 0 | esc | 0 | 0 | 0.055966 | 0.0023051 | 0.055966 | 0.0023051 | 0.055966 | 0.0023051
[35 empty] | 7.3.9-2021 All EPR in 2021 | WLDFR | HFTD - Substation | 2025 | 0.7629 | 0 | 0 | 0 | 0 | 0 | 0 | 0 | 0 | 0 | 0 | 0 | 0 | 0 | 0 | 0.84601 | 0.84601 | 0 | 0 | 0 | 0.64542 | 0 | 0 | 0 | 0 | 0 | 0 | 0 | 0 | [11 empty] | WLDFR | HFTD - Distribution - Tier 2 - 2QU CoRE ¦ 1QU LoRE | Red Flag Warning - Catastrophic Fires | 2025 | 0 | 0 | 0 | 0 | 14664.6376 | 233.2301 | 8896.516 | 5534.8915 | 0 | 0 | 0 | 843.2942 | 0.000141 |  | 0 | 0 | 0 | 0 | 0 | 0 | 0 | 0 | 0 | 0 | 0.1189 | 0.1189 | [40 empty] | All EPR in 2020WLDFRElectric Reliability | WLDFR | HFTD - Distribution - Tier 2 - 1QU CoRE ¦ 3QU LoRE | Non-Red Flag Warning - Small Fires | 2024 | Electric Reliability | 0.03759 | 1086.8999 | 2024 | Control | 0.1325 | 3 | 0 | esc | 0 | 0 | 0 | 0 | 0.15274 | 0.0057414 | 0.15274 | 0.0057414
[35 empty] | 7.3.9-2021 All EPR in 2021 | WLDFR | HFTD - Transmission - Tier 2 - 115 kV or Lower | 2020 | 1 | 0 | 0 | 12.2251 | 12.2251 | 0 | 0 | 0 | 0 | 0 | 0 | 0 | 0 | 0 | 0 | 0 | 0 | 12.2251 | 0 | 0 | 0 | 0 | 0 | 0 | 0 | 0 | 0 | 0 | 0 | [11 empty] | WLDFR | HFTD - Distribution - Tier 2 - 2QU CoRE ¦ 1QU LoRE | Red Flag Warning - Destructive Fires | 2020 | 0 | 0 | 0 | 0 | 8807.9522 | 222.2294 | 8585.7228 | 0 | 514.4532 | 0 | 0 | 0 | 2.5416e-05 |  | 0 | 0.013075 | 0.013075 | 0 | 0 | 0 | 0 | 0 | 0 | 0 | 0 | 0 | [40 empty] | All EPR in 2020WLDFRFinancial | WLDFR | HFTD - Distribution - Tier 2 - 1QU CoRE ¦ 3QU LoRE | Non-Red Flag Warning - Small Fires | 2024 | Financial | 0.0016314 | 1086.8999 | 2024 | Control | 0.053 | 3 | 0 | esc | 0 | 0 | 0 | 0 | 0.055966 | 9.1305e-05 | 0.055966 | 9.1305e-05
[35 empty] | 7.3.9-2021 All EPR in 2021 | WLDFR | HFTD - Transmission - Tier 2 - 115 kV or Lower | 2021 | 1 | 0 | 0 | 12.2251 | 12.2251 | 0 | 0 | 12.2251 | 12.2251 | 0 | 0 | 0 | 0 | 0 | 0 | 0 | 0 | 12.2251 | 12.2251 | 0 | 0 | 0 | 0 | 0 | 0 | 0 | 0 | 0 | 0 | [11 empty] | WLDFR | HFTD - Distribution - Tier 2 - 2QU CoRE ¦ 1QU LoRE | Red Flag Warning - Destructive Fires | 2021 | 0 | 0 | 0 | 0 | 8807.9522 | 222.2294 | 8585.7228 | 0 | 514.4532 | 514.4532 | 0 | 0 | 2.5416e-05 |  | 0 | 0.013075 | 0.013075 | 0 | 0.013075 | 0.013075 | 0 | 0 | 0 | 0 | 0 | 0 | [40 empty] | All EPR in 2020WLDFRSafety | WLDFR | HFTD - Distribution - Tier 2 - 1QU CoRE ¦ 3QU LoRE | Non-Red Flag Warning - Small Fires | 2024 | Safety | 0.041187 | 1086.8999 | 2024 | Control | 0.053 | 3 | 0 | esc | 0 | 0 | 0 | 0 | 0.055966 | 0.0023051 | 0.055966 | 0.0023051
[35 empty] | 7.3.9-2021 All EPR in 2021 | WLDFR | HFTD - Transmission - Tier 2 - 115 kV or Lower | 2022 | 0.93458 | 0 | 0 | 12.2251 | 12.2251 | 0 | 0 | 12.2251 | 12.2251 | 0 | 0 | 12.2251 | 12.2251 | 0 | 0 | 0 | 0 | 11.4254 | 11.4254 | 11.4254 | 0 | 0 | 0 | 0 | 0 | 12.2251 | 11.4254 | 12.2251 | 11.4254 | [11 empty] | WLDFR | HFTD - Distribution - Tier 2 - 2QU CoRE ¦ 1QU LoRE | Red Flag Warning - Destructive Fires | 2022 | 0 | 0 | 0 | 0 | 8807.9522 | 222.2294 | 8585.7228 | 0 | 514.4532 | 514.4532 | 514.4532 | 0 | 2.5416e-05 |  | 0 | 0.013075 | 0.013075 | 0 | 0.013075 | 0.013075 | 0 | 0.013075 | 0.013075 | 0 | 0 | 0 | [40 empty] | All EPR in 2020WLDFRElectric Reliability | WLDFR | HFTD - Distribution - Tier 2 - 1QU CoRE ¦ 3QU LoRE | Non-Red Flag Warning - Small Fires | 2025 | Electric Reliability | 0.03759 | 1086.8999 | 2025 | Control | 0.1325 | 3 | 0 | esc | 0 | 0 | 0 | 0 | 0 | 0 | 0.15274 | 0.0057414
[35 empty] | 7.3.9-2021 All EPR in 2021 | WLDFR | HFTD - Transmission - Tier 2 - 115 kV or Lower | 2023 | 0.87344 | 0 | 0 | 0 | 0 | 0 | 0 | 12.6775 | 12.6775 | 0 | 0 | 12.6775 | 12.6775 | 0 | 0 | 12.6775 | 12.6775 | 0 | 11.073 | 11.073 | 11.073 | 0 | 0 | 0 | 0 | 12.6775 | 11.073 | 12.6775 | 11.073 | [11 empty] | WLDFR | HFTD - Distribution - Tier 2 - 2QU CoRE ¦ 1QU LoRE | Red Flag Warning - Destructive Fires | 2023 | 0 | 0 | 0 | 0 | 9129.7461 | 233.2301 | 8896.516 | 0 | 0 | 533.5273 | 533.5273 | 533.5273 | 2.5416e-05 |  | 0 | 0 | 0 | 0 | 0.01356 | 0.01356 | 0 | 0.01356 | 0.01356 | 0 | 0.01356 | 0.01356 | [40 empty] | All EPR in 2020WLDFRFinancial | WLDFR | HFTD - Distribution - Tier 2 - 1QU CoRE ¦ 3QU LoRE | Non-Red Flag Warning - Small Fires | 2025 | Financial | 0.0016314 | 1086.8999 | 2025 | Control | 0.053 | 3 | 0 | esc | 0 | 0 | 0 | 0 | 0 | 0 | 0.055966 | 9.1305e-05
[35 empty] | 7.3.9-2021 All EPR in 2021 | WLDFR | HFTD - Transmission - Tier 2 - 115 kV or Lower | 2024 | 0.8163 | 0 | 0 | 0 | 0 | 0 | 0 | 0 | 0 | 0 | 0 | 12.6775 | 12.6775 | 0 | 0 | 12.6775 | 12.6775 | 0 | 0 | 10.3486 | 10.3486 | 0 | 0 | 0 | 0 | 12.6775 | 10.3486 | 12.6775 | 10.3486 | [11 empty] | WLDFR | HFTD - Distribution - Tier 2 - 2QU CoRE ¦ 1QU LoRE | Red Flag Warning - Destructive Fires | 2024 | 0 | 0 | 0 | 0 | 9129.7461 | 233.2301 | 8896.516 | 0 | 0 | 0 | 533.5273 | 533.5273 | 2.5416e-05 |  | 0 | 0 | 0 | 0 | 0 | 0 | 0 | 0.01356 | 0.01356 | 0 | 0.01356 | 0.01356 | [40 empty] | All EPR in 2020WLDFRSafety | WLDFR | HFTD - Distribution - Tier 2 - 1QU CoRE ¦ 3QU LoRE | Non-Red Flag Warning - Small Fires | 2025 | Safety | 0.041187 | 1086.8999 | 2025 | Control | 0.053 | 3 | 0 | esc | 0 | 0 | 0 | 0 | 0 | 0 | 0.055966 | 0.0023051
[35 empty] | 7.3.9-2021 All EPR in 2021 | WLDFR | HFTD - Transmission - Tier 2 - 115 kV or Lower | 2025 | 0.7629 | 0 | 0 | 0 | 0 | 0 | 0 | 0 | 0 | 0 | 0 | 0 | 0 | 0 | 0 | 12.6775 | 12.6775 | 0 | 0 | 0 | 9.6716 | 0 | 0 | 0 | 0 | 0 | 0 | 0 | 0 | [11 empty] | WLDFR | HFTD - Distribution - Tier 2 - 2QU CoRE ¦ 1QU LoRE | Red Flag Warning - Destructive Fires | 2025 | 0 | 0 | 0 | 0 | 9129.7461 | 233.2301 | 8896.516 | 0 | 0 | 0 | 0 | 533.5273 | 2.5416e-05 |  | 0 | 0 | 0 | 0 | 0 | 0 | 0 | 0 | 0 | 0 | 0.01356 | 0.01356 | [40 empty] | All EPR in 2020WLDFRElectric Reliability | WLDFR | HFTD - Distribution - Tier 2 - 1QU CoRE ¦ 3QU LoRE | Red Flag Warning - Catastrophic Fires | 2021 | Electric Reliability | 222.2294 | 1086.8999 | 2021 | Control | 0.1325 | 3 | 0 | esc | 0.15274 | 33.9428 | 0.15274 | 33.9428 | 0 | 0 | 0 | 0
[35 empty] | 7.3.9-2021 All EPR in 2021 | WLDFR | HFTD - Transmission - Tier 2 - 230 kV or Higher | 2020 | 1 | 0 | 0 | 3.6798 | 3.6798 | 0 | 0 | 0 | 0 | 0 | 0 | 0 | 0 | 0 | 0 | 0 | 0 | 3.6798 | 0 | 0 | 0 | 0 | 0 | 0 | 0 | 0 | 0 | 0 | 0 | [11 empty] | WLDFR | HFTD - Distribution - Tier 2 - 2QU CoRE ¦ 1QU LoRE | Red Flag Warning - Large Fires | 2020 | 0 | 0 | 0 | 0 | 5.2406 | 0.69642 | 2.942 | 1.6022 | 0.36069 | 0 | 0 | 0 | 0.00010964 |  | 0 | 3.9544e-05 | 3.9544e-05 | 0 | 0 | 0 | 0 | 0 | 0 | 0 | 0 | 0 | [40 empty] | All EPR in 2020WLDFRFinancial | WLDFR | HFTD - Distribution - Tier 2 - 1QU CoRE ¦ 3QU LoRE | Red Flag Warning - Catastrophic Fires | 2021 | Financial | 8585.7228 | 1086.8999 | 2021 | Control | 0.053 | 3 | 0 | esc | 0.055966 | 480.5104 | 0.055966 | 480.5104 | 0 | 0 | 0 | 0
[35 empty] | 7.3.9-2021 All EPR in 2021 | WLDFR | HFTD - Transmission - Tier 2 - 230 kV or Higher | 2021 | 1 | 0 | 0 | 3.6798 | 3.6798 | 0 | 0 | 3.6798 | 3.6798 | 0 | 0 | 0 | 0 | 0 | 0 | 0 | 0 | 3.6798 | 3.6798 | 0 | 0 | 0 | 0 | 0 | 0 | 0 | 0 | 0 | 0 | [11 empty] | WLDFR | HFTD - Distribution - Tier 2 - 2QU CoRE ¦ 1QU LoRE | Red Flag Warning - Large Fires | 2021 | 0 | 0 | 0 | 0 | 5.2406 | 0.69642 | 2.942 | 1.6022 | 0.36069 | 0.36069 | 0 | 0 | 0.00010964 |  | 0 | 3.9544e-05 | 3.9544e-05 | 0 | 3.9544e-05 | 3.9544e-05 | 0 | 0 | 0 | 0 | 0 | 0 | [40 empty] | All EPR in 2020WLDFRSafety | WLDFR | HFTD - Distribution - Tier 2 - 1QU CoRE ¦ 3QU LoRE | Red Flag Warning - Catastrophic Fires | 2021 | Safety | 5338.1784 | 1086.8999 | 2021 | Control | 0.053 | 3 | 0 | esc | 0.055966 | 298.7576 | 0.055966 | 298.7576 | 0 | 0 | 0 | 0
[35 empty] | 7.3.9-2021 All EPR in 2021 | WLDFR | HFTD - Transmission - Tier 2 - 230 kV or Higher | 2022 | 0.93458 | 0 | 0 | 3.6798 | 3.6798 | 0 | 0 | 3.6798 | 3.6798 | 0 | 0 | 3.6798 | 3.6798 | 0 | 0 | 0 | 0 | 3.4391 | 3.4391 | 3.4391 | 0 | 0 | 0 | 0 | 0 | 3.6798 | 3.4391 | 3.6798 | 3.4391 | [11 empty] | WLDFR | HFTD - Distribution - Tier 2 - 2QU CoRE ¦ 1QU LoRE | Red Flag Warning - Large Fires | 2022 | 0 | 0 | 0 | 0 | 5.2406 | 0.69642 | 2.942 | 1.6022 | 0.36069 | 0.36069 | 0.36069 | 0 | 0.00010964 |  | 0 | 3.9544e-05 | 3.9544e-05 | 0 | 3.9544e-05 | 3.9544e-05 | 0 | 3.9544e-05 | 3.9544e-05 | 0 | 0 | 0 | [40 empty] | All EPR in 2020WLDFRElectric Reliability | WLDFR | HFTD - Distribution - Tier 2 - 1QU CoRE ¦ 3QU LoRE | Red Flag Warning - Catastrophic Fires | 2022 | Electric Reliability | 222.2294 | 1086.8999 | 2022 | Control | 0.1325 | 3 | 0 | esc | 0.15274 | 33.9428 | 0.15274 | 33.9428 | 0.15274 | 33.9428 | 0 | 0
[35 empty] | 7.3.9-2021 All EPR in 2021 | WLDFR | HFTD - Transmission - Tier 2 - 230 kV or Higher | 2023 | 0.87344 | 0 | 0 | 0 | 0 | 0 | 0 | 3.816 | 3.816 | 0 | 0 | 3.816 | 3.816 | 0 | 0 | 3.816 | 3.816 | 0 | 3.333 | 3.333 | 3.333 | 0 | 0 | 0 | 0 | 3.816 | 3.333 | 3.816 | 3.333 | [11 empty] | WLDFR | HFTD - Distribution - Tier 2 - 2QU CoRE ¦ 1QU LoRE | Red Flag Warning - Large Fires | 2023 | 0 | 0 | 0 | 0 | 5.475 | 0.71896 | 3.0715 | 1.6846 | 0 | 0.37599 | 0.37599 | 0.37599 | 0.00010964 |  | 0 | 0 | 0 | 0 | 4.1222e-05 | 4.1222e-05 | 0 | 4.1222e-05 | 4.1222e-05 | 0 | 4.1222e-05 | 4.1222e-05 | [40 empty] | All EPR in 2020WLDFRFinancial | WLDFR | HFTD - Distribution - Tier 2 - 1QU CoRE ¦ 3QU LoRE | Red Flag Warning - Catastrophic Fires | 2022 | Financial | 8585.7228 | 1086.8999 | 2022 | Control | 0.053 | 3 | 0 | esc | 0.055966 | 480.5104 | 0.055966 | 480.5104 | 0.055966 | 480.5104 | 0 | 0
[35 empty] | 7.3.9-2021 All EPR in 2021 | WLDFR | HFTD - Transmission - Tier 2 - 230 kV or Higher | 2024 | 0.8163 | 0 | 0 | 0 | 0 | 0 | 0 | 0 | 0 | 0 | 0 | 3.816 | 3.816 | 0 | 0 | 3.816 | 3.816 | 0 | 0 | 3.115 | 3.115 | 0 | 0 | 0 | 0 | 3.816 | 3.115 | 3.816 | 3.115 | [11 empty] | WLDFR | HFTD - Distribution - Tier 2 - 2QU CoRE ¦ 1QU LoRE | Red Flag Warning - Large Fires | 2024 | 0 | 0 | 0 | 0 | 5.475 | 0.71896 | 3.0715 | 1.6846 | 0 | 0 | 0.37599 | 0.37599 | 0.00010964 |  | 0 | 0 | 0 | 0 | 0 | 0 | 0 | 4.1222e-05 | 4.1222e-05 | 0 | 4.1222e-05 | 4.1222e-05 | [40 empty] | All EPR in 2020WLDFRSafety | WLDFR | HFTD - Distribution - Tier 2 - 1QU CoRE ¦ 3QU LoRE | Red Flag Warning - Catastrophic Fires | 2022 | Safety | 5338.1784 | 1086.8999 | 2022 | Control | 0.053 | 3 | 0 | esc | 0.055966 | 298.7576 | 0.055966 | 298.7576 | 0.055966 | 298.7576 | 0 | 0
[35 empty] | 7.3.9-2021 All EPR in 2021 | WLDFR | HFTD - Transmission - Tier 2 - 230 kV or Higher | 2025 | 0.7629 | 0 | 0 | 0 | 0 | 0 | 0 | 0 | 0 | 0 | 0 | 0 | 0 | 0 | 0 | 3.816 | 3.816 | 0 | 0 | 0 | 2.9112 | 0 | 0 | 0 | 0 | 0 | 0 | 0 | 0 | [11 empty] | WLDFR | HFTD - Distribution - Tier 2 - 2QU CoRE ¦ 1QU LoRE | Red Flag Warning - Large Fires | 2025 | 0 | 0 | 0 | 0 | 5.475 | 0.71896 | 3.0715 | 1.6846 | 0 | 0 | 0 | 0.37599 | 0.00010964 |  | 0 | 0 | 0 | 0 | 0 | 0 | 0 | 0 | 0 | 0 | 4.1222e-05 | 4.1222e-05 | [40 empty] | All EPR in 2020WLDFRElectric Reliability | WLDFR | HFTD - Distribution - Tier 2 - 1QU CoRE ¦ 3QU LoRE | Red Flag Warning - Catastrophic Fires | 2023 | Electric Reliability | 233.2301 | 1086.8999 | 2023 | Control | 0.1325 | 3 | 0 | esc | 0 | 0 | 0.15274 | 35.623 | 0.15274 | 35.623 | 0.15274 | 35.623
[35 empty] | 7.3.9-2021 All EPR in 2021 | WLDFR | HFTD - Transmission - Tier 2 - 60/70 kV | 2020 | 1 | 0 | 0 | 16.9258 | 16.9258 | 0 | 0 | 0 | 0 | 0 | 0 | 0 | 0 | 0 | 0 | 0 | 0 | 16.9258 | 0 | 0 | 0 | 0 | 0 | 0 | 0 | 0 | 0 | 0 | 0 | [11 empty] | WLDFR | HFTD - Distribution - Tier 2 - 2QU CoRE ¦ 1QU LoRE | Red Flag Warning - Small Fires | 2020 | 0 | 0 | 0 | 0 | 0.077901 | 0.036425 | 0.0015809 | 0.039895 | 0.0078847 | 0 | 0 | 0 | 0.0010263 |  | 0 | 8.092e-06 | 8.092e-06 | 0 | 0 | 0 | 0 | 0 | 0 | 0 | 0 | 0 | [40 empty] | All EPR in 2020WLDFRFinancial | WLDFR | HFTD - Distribution - Tier 2 - 1QU CoRE ¦ 3QU LoRE | Red Flag Warning - Catastrophic Fires | 2023 | Financial | 8896.516 | 1086.8999 | 2023 | Control | 0.053 | 3 | 0 | esc | 0 | 0 | 0.055966 | 497.9043 | 0.055966 | 497.9043 | 0.055966 | 497.9043
[35 empty] | 7.3.9-2021 All EPR in 2021 | WLDFR | HFTD - Transmission - Tier 2 - 60/70 kV | 2021 | 1 | 0 | 0 | 16.9258 | 16.9258 | 0 | 0 | 16.9258 | 16.9258 | 0 | 0 | 0 | 0 | 0 | 0 | 0 | 0 | 16.9258 | 16.9258 | 0 | 0 | 0 | 0 | 0 | 0 | 0 | 0 | 0 | 0 | [11 empty] | WLDFR | HFTD - Distribution - Tier 2 - 2QU CoRE ¦ 1QU LoRE | Red Flag Warning - Small Fires | 2021 | 0 | 0 | 0 | 0 | 0.077901 | 0.036425 | 0.0015809 | 0.039895 | 0.0078847 | 0.0078847 | 0 | 0 | 0.0010263 |  | 0 | 8.092e-06 | 8.092e-06 | 0 | 8.092e-06 | 8.092e-06 | 0 | 0 | 0 | 0 | 0 | 0 | [40 empty] | All EPR in 2020WLDFRSafety | WLDFR | HFTD - Distribution - Tier 2 - 1QU CoRE ¦ 3QU LoRE | Red Flag Warning - Catastrophic Fires | 2023 | Safety | 5534.8915 | 1086.8999 | 2023 | Control | 0.053 | 3 | 0 | esc | 0 | 0 | 0.055966 | 309.7669 | 0.055966 | 309.7669 | 0.055966 | 309.7669
[35 empty] | 7.3.9-2021 All EPR in 2021 | WLDFR | HFTD - Transmission - Tier 2 - 60/70 kV | 2022 | 0.93458 | 0 | 0 | 16.9258 | 16.9258 | 0 | 0 | 16.9258 | 16.9258 | 0 | 0 | 16.9258 | 16.9258 | 0 | 0 | 0 | 0 | 15.8185 | 15.8185 | 15.8185 | 0 | 0 | 0 | 0 | 0 | 16.9258 | 15.8185 | 16.9258 | 15.8185 | [11 empty] | WLDFR | HFTD - Distribution - Tier 2 - 2QU CoRE ¦ 1QU LoRE | Red Flag Warning - Small Fires | 2022 | 0 | 0 | 0 | 0 | 0.077901 | 0.036425 | 0.0015809 | 0.039895 | 0.0078847 | 0.0078847 | 0.0078847 | 0 | 0.0010263 |  | 0 | 8.092e-06 | 8.092e-06 | 0 | 8.092e-06 | 8.092e-06 | 0 | 8.092e-06 | 8.092e-06 | 0 | 0 | 0 | [40 empty] | All EPR in 2020WLDFRElectric Reliability | WLDFR | HFTD - Distribution - Tier 2 - 1QU CoRE ¦ 3QU LoRE | Red Flag Warning - Catastrophic Fires | 2024 | Electric Reliability | 233.2301 | 1086.8999 | 2024 | Control | 0.1325 | 3 | 0 | esc | 0 | 0 | 0 | 0 | 0.15274 | 35.623 | 0.15274 | 35.623
[35 empty] | 7.3.9-2021 All EPR in 2021 | WLDFR | HFTD - Transmission - Tier 2 - 60/70 kV | 2023 | 0.87344 | 0 | 0 | 0 | 0 | 0 | 0 | 17.552 | 17.552 | 0 | 0 | 17.552 | 17.552 | 0 | 0 | 17.552 | 17.552 | 0 | 15.3306 | 15.3306 | 15.3306 | 0 | 0 | 0 | 0 | 17.552 | 15.3306 | 17.552 | 15.3306 | [11 empty] | WLDFR | HFTD - Distribution - Tier 2 - 2QU CoRE ¦ 1QU LoRE | Red Flag Warning - Small Fires | 2023 | 0 | 0 | 0 | 0 | 0.080408 | 0.03759 | 0.0016314 | 0.041187 | 0 | 0.0081378 | 0.0081378 | 0.0081378 | 0.0010263 |  | 0 | 0 | 0 | 0 | 8.3517e-06 | 8.3517e-06 | 0 | 8.3517e-06 | 8.3517e-06 | 0 | 8.3517e-06 | 8.3517e-06 | [40 empty] | All EPR in 2020WLDFRFinancial | WLDFR | HFTD - Distribution - Tier 2 - 1QU CoRE ¦ 3QU LoRE | Red Flag Warning - Catastrophic Fires | 2024 | Financial | 8896.516 | 1086.8999 | 2024 | Control | 0.053 | 3 | 0 | esc | 0 | 0 | 0 | 0 | 0.055966 | 497.9043 | 0.055966 | 497.9043
[35 empty] | 7.3.9-2021 All EPR in 2021 | WLDFR | HFTD - Transmission - Tier 2 - 60/70 kV | 2024 | 0.8163 | 0 | 0 | 0 | 0 | 0 | 0 | 0 | 0 | 0 | 0 | 17.552 | 17.552 | 0 | 0 | 17.552 | 17.552 | 0 | 0 | 14.3277 | 14.3277 | 0 | 0 | 0 | 0 | 17.552 | 14.3277 | 17.552 | 14.3277 | [11 empty] | WLDFR | HFTD - Distribution - Tier 2 - 2QU CoRE ¦ 1QU LoRE | Red Flag Warning - Small Fires | 2024 | 0 | 0 | 0 | 0 | 0.080408 | 0.03759 | 0.0016314 | 0.041187 | 0 | 0 | 0.0081378 | 0.0081378 | 0.0010263 |  | 0 | 0 | 0 | 0 | 0 | 0 | 0 | 8.3517e-06 | 8.3517e-06 | 0 | 8.3517e-06 | 8.3517e-06 | [40 empty] | All EPR in 2020WLDFRSafety | WLDFR | HFTD - Distribution - Tier 2 - 1QU CoRE ¦ 3QU LoRE | Red Flag Warning - Catastrophic Fires | 2024 | Safety | 5534.8915 | 1086.8999 | 2024 | Control | 0.053 | 3 | 0 | esc | 0 | 0 | 0 | 0 | 0.055966 | 309.7669 | 0.055966 | 309.7669
[35 empty] | 7.3.9-2021 All EPR in 2021 | WLDFR | HFTD - Transmission - Tier 2 - 60/70 kV | 2025 | 0.7629 | 0 | 0 | 0 | 0 | 0 | 0 | 0 | 0 | 0 | 0 | 0 | 0 | 0 | 0 | 17.552 | 17.552 | 0 | 0 | 0 | 13.3904 | 0 | 0 | 0 | 0 | 0 | 0 | 0 | 0 | [11 empty] | WLDFR | HFTD - Distribution - Tier 2 - 2QU CoRE ¦ 1QU LoRE | Red Flag Warning - Small Fires | 2025 | 0 | 0 | 0 | 0 | 0.080408 | 0.03759 | 0.0016314 | 0.041187 | 0 | 0 | 0 | 0.0081378 | 0.0010263 |  | 0 | 0 | 0 | 0 | 0 | 0 | 0 | 0 | 0 | 0 | 8.3517e-06 | 8.3517e-06 | [40 empty] | All EPR in 2020WLDFRElectric Reliability | WLDFR | HFTD - Distribution - Tier 2 - 1QU CoRE ¦ 3QU LoRE | Red Flag Warning - Catastrophic Fires | 2025 | Electric Reliability | 233.2301 | 1086.8999 | 2025 | Control | 0.1325 | 3 | 0 | esc | 0 | 0 | 0 | 0 | 0 | 0 | 0.15274 | 35.623
[35 empty] | 7.3.9-2021 All EPR in 2021 | WLDFR | HFTD - Transmission - Tier 3 - 115 kV or Lower | 2020 | 1 | 0 | 0 | 4.8613 | 4.8613 | 0 | 0 | 0 | 0 | 0 | 0 | 0 | 0 | 0 | 0 | 0 | 0 | 4.8613 | 0 | 0 | 0 | 0 | 0 | 0 | 0 | 0 | 0 | 0 | 0 | [11 empty] | WLDFR | HFTD - Distribution - Tier 2 - 2QU CoRE ¦ 1QU LoRE | Seismic - Non-Red Flag Warning - Catastrophic Fires | 2020 | 0 | 0 | 0 | 0 | 21083.8428 | 409.2237 | 13469.0878 | 7205.5313 | 1219.584 | 0 | 0 | 0 | 1.062e-09 |  | 0 | 1.2952e-06 | 1.2952e-06 | 0 | 0 | 0 | 0 | 0 | 0 | 0 | 0 | 0 | [40 empty] | All EPR in 2020WLDFRFinancial | WLDFR | HFTD - Distribution - Tier 2 - 1QU CoRE ¦ 3QU LoRE | Red Flag Warning - Catastrophic Fires | 2025 | Financial | 8896.516 | 1086.8999 | 2025 | Control | 0.053 | 3 | 0 | esc | 0 | 0 | 0 | 0 | 0 | 0 | 0.055966 | 497.9043
[35 empty] | 7.3.9-2021 All EPR in 2021 | WLDFR | HFTD - Transmission - Tier 3 - 115 kV or Lower | 2021 | 1 | 0 | 0 | 4.8613 | 4.8613 | 0 | 0 | 4.8613 | 4.8613 | 0 | 0 | 0 | 0 | 0 | 0 | 0 | 0 | 4.8613 | 4.8613 | 0 | 0 | 0 | 0 | 0 | 0 | 0 | 0 | 0 | 0 | [11 empty] | WLDFR | HFTD - Distribution - Tier 2 - 2QU CoRE ¦ 1QU LoRE | Seismic - Non-Red Flag Warning - Catastrophic Fires | 2021 | 0 | 0 | 0 | 0 | 21083.8428 | 409.2237 | 13469.0878 | 7205.5313 | 1219.584 | 1219.584 | 0 | 0 | 1.062e-09 |  | 0 | 1.2952e-06 | 1.2952e-06 | 0 | 1.2952e-06 | 1.2952e-06 | 0 | 0 | 0 | 0 | 0 | 0 | [40 empty] | All EPR in 2020WLDFRSafety | WLDFR | HFTD - Distribution - Tier 2 - 1QU CoRE ¦ 3QU LoRE | Red Flag Warning - Catastrophic Fires | 2025 | Safety | 5534.8915 | 1086.8999 | 2025 | Control | 0.053 | 3 | 0 | esc | 0 | 0 | 0 | 0 | 0 | 0 | 0.055966 | 309.7669
[35 empty] | 7.3.9-2021 All EPR in 2021 | WLDFR | HFTD - Transmission - Tier 3 - 115 kV or Lower | 2022 | 0.93458 | 0 | 0 | 4.8613 | 4.8613 | 0 | 0 | 4.8613 | 4.8613 | 0 | 0 | 4.8613 | 4.8613 | 0 | 0 | 0 | 0 | 4.5432 | 4.5432 | 4.5432 | 0 | 0 | 0 | 0 | 0 | 4.8613 | 4.5432 | 4.8613 | 4.5432 | [11 empty] | WLDFR | HFTD - Distribution - Tier 2 - 2QU CoRE ¦ 1QU LoRE | Seismic - Non-Red Flag Warning - Catastrophic Fires | 2022 | 0 | 0 | 0 | 0 | 21083.8428 | 409.2237 | 13469.0878 | 7205.5313 | 1219.584 | 1219.584 | 1219.584 | 0 | 1.062e-09 |  | 0 | 1.2952e-06 | 1.2952e-06 | 0 | 1.2952e-06 | 1.2952e-06 | 0 | 1.2952e-06 | 1.2952e-06 | 0 | 0 | 0 | [40 empty] | All EPR in 2020WLDFRElectric Reliability | WLDFR | HFTD - Distribution - Tier 2 - 1QU CoRE ¦ 3QU LoRE | Red Flag Warning - Destructive Fires | 2021 | Electric Reliability | 222.2294 | 1086.8999 | 2021 | Control | 0.1325 | 3 | 0 | esc | 0.15274 | 33.9428 | 0.15274 | 33.9428 | 0 | 0 | 0 | 0
[35 empty] | 7.3.9-2021 All EPR in 2021 | WLDFR | HFTD - Transmission - Tier 3 - 115 kV or Lower | 2023 | 0.87344 | 0 | 0 | 0 | 0 | 0 | 0 | 5.0411 | 5.0411 | 0 | 0 | 5.0411 | 5.0411 | 0 | 0 | 5.0411 | 5.0411 | 0 | 4.4031 | 4.4031 | 4.4031 | 0 | 0 | 0 | 0 | 5.0411 | 4.4031 | 5.0411 | 4.4031 | [11 empty] | WLDFR | HFTD - Distribution - Tier 2 - 2QU CoRE ¦ 1QU LoRE | Seismic - Non-Red Flag Warning - Catastrophic Fires | 2023 | 0 | 0 | 0 | 0 | 21835.9781 | 428.6023 | 13939.561 | 7467.8148 | 0 | 1263.5534 | 1263.5534 | 1263.5534 | 1.062e-09 |  | 0 | 0 | 0 | 0 | 1.3419e-06 | 1.3419e-06 | 0 | 1.3419e-06 | 1.3419e-06 | 0 | 1.3419e-06 | 1.3419e-06 | [40 empty] | All EPR in 2020WLDFRFinancial | WLDFR | HFTD - Distribution - Tier 2 - 1QU CoRE ¦ 3QU LoRE | Red Flag Warning - Destructive Fires | 2021 | Financial | 8585.7228 | 1086.8999 | 2021 | Control | 0.053 | 3 | 0 | esc | 0.055966 | 480.5104 | 0.055966 | 480.5104 | 0 | 0 | 0 | 0
[35 empty] | 7.3.9-2021 All EPR in 2021 | WLDFR | HFTD - Transmission - Tier 3 - 115 kV or Lower | 2024 | 0.8163 | 0 | 0 | 0 | 0 | 0 | 0 | 0 | 0 | 0 | 0 | 5.0411 | 5.0411 | 0 | 0 | 5.0411 | 5.0411 | 0 | 0 | 4.1151 | 4.1151 | 0 | 0 | 0 | 0 | 5.0411 | 4.1151 | 5.0411 | 4.1151 | [11 empty] | WLDFR | HFTD - Distribution - Tier 2 - 2QU CoRE ¦ 1QU LoRE | Seismic - Non-Red Flag Warning - Catastrophic Fires | 2024 | 0 | 0 | 0 | 0 | 21835.9781 | 428.6023 | 13939.561 | 7467.8148 | 0 | 0 | 1263.5534 | 1263.5534 | 1.062e-09 |  | 0 | 0 | 0 | 0 | 0 | 0 | 0 | 1.3419e-06 | 1.3419e-06 | 0 | 1.3419e-06 | 1.3419e-06 | [40 empty] | All EPR in 2020WLDFRElectric Reliability | WLDFR | HFTD - Distribution - Tier 2 - 1QU CoRE ¦ 3QU LoRE | Red Flag Warning - Destructive Fires | 2022 | Electric Reliability | 222.2294 | 1086.8999 | 2022 | Control | 0.1325 | 3 | 0 | esc | 0.15274 | 33.9428 | 0.15274 | 33.9428 | 0.15274 | 33.9428 | 0 | 0
[35 empty] | 7.3.9-2021 All EPR in 2021 | WLDFR | HFTD - Transmission - Tier 3 - 115 kV or Lower | 2025 | 0.7629 | 0 | 0 | 0 | 0 | 0 | 0 | 0 | 0 | 0 | 0 | 0 | 0 | 0 | 0 | 5.0411 | 5.0411 | 0 | 0 | 0 | 3.8459 | 0 | 0 | 0 | 0 | 0 | 0 | 0 | 0 | [11 empty] | WLDFR | HFTD - Distribution - Tier 2 - 2QU CoRE ¦ 1QU LoRE | Seismic - Non-Red Flag Warning - Catastrophic Fires | 2025 | 0 | 0 | 0 | 0 | 21835.9781 | 428.6023 | 13939.561 | 7467.8148 | 0 | 0 | 0 | 1263.5534 | 1.062e-09 |  | 0 | 0 | 0 | 0 | 0 | 0 | 0 | 0 | 0 | 0 | 1.3419e-06 | 1.3419e-06 | [40 empty] | All EPR in 2020WLDFRFinancial | WLDFR | HFTD - Distribution - Tier 2 - 1QU CoRE ¦ 3QU LoRE | Red Flag Warning - Destructive Fires | 2022 | Financial | 8585.7228 | 1086.8999 | 2022 | Control | 0.053 | 3 | 0 | esc | 0.055966 | 480.5104 | 0.055966 | 480.5104 | 0.055966 | 480.5104 | 0 | 0
[35 empty] | 7.3.9-2021 All EPR in 2021 | WLDFR | HFTD - Transmission - Tier 3 - 230 kV or Higher | 2020 | 1 | 0 | 0 | 1.3387 | 1.3387 | 0 | 0 | 0 | 0 | 0 | 0 | 0 | 0 | 0 | 0 | 0 | 0 | 1.3387 | 0 | 0 | 0 | 0 | 0 | 0 | 0 | 0 | 0 | 0 | 0 | [11 empty] | WLDFR | HFTD - Distribution - Tier 2 - 2QU CoRE ¦ 1QU LoRE | Seismic - Red Flag Warning - Catastrophic Fires | 2020 | 0 | 0 | 0 | 0 | 21083.8428 | 409.2237 | 13469.0878 | 7205.5313 | 1219.584 | 0 | 0 | 0 | 4.5803e-08 |  | 0 | 5.5861e-05 | 5.5861e-05 | 0 | 0 | 0 | 0 | 0 | 0 | 0 | 0 | 0 | [40 empty] | All EPR in 2020WLDFRElectric Reliability | WLDFR | HFTD - Distribution - Tier 2 - 1QU CoRE ¦ 3QU LoRE | Red Flag Warning - Destructive Fires | 2023 | Electric Reliability | 233.2301 | 1086.8999 | 2023 | Control | 0.1325 | 3 | 0 | esc | 0 | 0 | 0.15274 | 35.623 | 0.15274 | 35.623 | 0.15274 | 35.623
[35 empty] | 7.3.9-2021 All EPR in 2021 | WLDFR | HFTD - Transmission - Tier 3 - 230 kV or Higher | 2021 | 1 | 0 | 0 | 1.3387 | 1.3387 | 0 | 0 | 1.3387 | 1.3387 | 0 | 0 | 0 | 0 | 0 | 0 | 0 | 0 | 1.3387 | 1.3387 | 0 | 0 | 0 | 0 | 0 | 0 | 0 | 0 | 0 | 0 | [11 empty] | WLDFR | HFTD - Distribution - Tier 2 - 2QU CoRE ¦ 1QU LoRE | Seismic - Red Flag Warning - Catastrophic Fires | 2021 | 0 | 0 | 0 | 0 | 21083.8428 | 409.2237 | 13469.0878 | 7205.5313 | 1219.584 | 1219.584 | 0 | 0 | 4.5803e-08 |  | 0 | 5.5861e-05 | 5.5861e-05 | 0 | 5.5861e-05 | 5.5861e-05 | 0 | 0 | 0 | 0 | 0 | 0 | [40 empty] | All EPR in 2020WLDFRFinancial | WLDFR | HFTD - Distribution - Tier 2 - 1QU CoRE ¦ 3QU LoRE | Red Flag Warning - Destructive Fires | 2023 | Financial | 8896.516 | 1086.8999 | 2023 | Control | 0.053 | 3 | 0 | esc | 0 | 0 | 0.055966 | 497.9043 | 0.055966 | 497.9043 | 0.055966 | 497.9043
[35 empty] | 7.3.9-2021 All EPR in 2021 | WLDFR | HFTD - Transmission - Tier 3 - 230 kV or Higher | 2022 | 0.93458 | 0 | 0 | 1.3387 | 1.3387 | 0 | 0 | 1.3387 | 1.3387 | 0 | 0 | 1.3387 | 1.3387 | 0 | 0 | 0 | 0 | 1.2511 | 1.2511 | 1.2511 | 0 | 0 | 0 | 0 | 0 | 1.3387 | 1.2511 | 1.3387 | 1.2511 | [11 empty] | WLDFR | HFTD - Distribution - Tier 2 - 2QU CoRE ¦ 1QU LoRE | Seismic - Red Flag Warning - Catastrophic Fires | 2022 | 0 | 0 | 0 | 0 | 21083.8428 | 409.2237 | 13469.0878 | 7205.5313 | 1219.584 | 1219.584 | 1219.584 | 0 | 4.5803e-08 |  | 0 | 5.5861e-05 | 5.5861e-05 | 0 | 5.5861e-05 | 5.5861e-05 | 0 | 5.5861e-05 | 5.5861e-05 | 0 | 0 | 0 | [40 empty] | All EPR in 2020WLDFRElectric Reliability | WLDFR | HFTD - Distribution - Tier 2 - 1QU CoRE ¦ 3QU LoRE | Red Flag Warning - Destructive Fires | 2024 | Electric Reliability | 233.2301 | 1086.8999 | 2024 | Control | 0.1325 | 3 | 0 | esc | 0 | 0 | 0 | 0 | 0.15274 | 35.623 | 0.15274 | 35.623
[35 empty] | 7.3.9-2021 All EPR in 2021 | WLDFR | HFTD - Transmission - Tier 3 - 230 kV or Higher | 2023 | 0.87344 | 0 | 0 | 0 | 0 | 0 | 0 | 1.3883 | 1.3883 | 0 | 0 | 1.3883 | 1.3883 | 0 | 0 | 1.3883 | 1.3883 | 0 | 1.2126 | 1.2126 | 1.2126 | 0 | 0 | 0 | 0 | 1.3883 | 1.2126 | 1.3883 | 1.2126 | [11 empty] | WLDFR | HFTD - Distribution - Tier 2 - 2QU CoRE ¦ 1QU LoRE | Seismic - Red Flag Warning - Catastrophic Fires | 2023 | 0 | 0 | 0 | 0 | 21835.9781 | 428.6023 | 13939.561 | 7467.8148 | 0 | 1263.5534 | 1263.5534 | 1263.5534 | 4.5803e-08 |  | 0 | 0 | 0 | 0 | 5.7874e-05 | 5.7874e-05 | 0 | 5.7874e-05 | 5.7874e-05 | 0 | 5.7874e-05 | 5.7874e-05 | [40 empty] | All EPR in 2020WLDFRFinancial | WLDFR | HFTD - Distribution - Tier 2 - 1QU CoRE ¦ 3QU LoRE | Red Flag Warning - Destructive Fires | 2024 | Financial | 8896.516 | 1086.8999 | 2024 | Control | 0.053 | 3 | 0 | esc | 0 | 0 | 0 | 0 | 0.055966 | 497.9043 | 0.055966 | 497.9043
[35 empty] | 7.3.9-2021 All EPR in 2021 | WLDFR | HFTD - Transmission - Tier 3 - 230 kV or Higher | 2024 | 0.8163 | 0 | 0 | 0 | 0 | 0 | 0 | 0 | 0 | 0 | 0 | 1.3883 | 1.3883 | 0 | 0 | 1.3883 | 1.3883 | 0 | 0 | 1.1332 | 1.1332 | 0 | 0 | 0 | 0 | 1.3883 | 1.1332 | 1.3883 | 1.1332 | [11 empty] | WLDFR | HFTD - Distribution - Tier 2 - 2QU CoRE ¦ 1QU LoRE | Seismic - Red Flag Warning - Catastrophic Fires | 2024 | 0 | 0 | 0 | 0 | 21835.9781 | 428.6023 | 13939.561 | 7467.8148 | 0 | 0 | 1263.5534 | 1263.5534 | 4.5803e-08 |  | 0 | 0 | 0 | 0 | 0 | 0 | 0 | 5.7874e-05 | 5.7874e-05 | 0 | 5.7874e-05 | 5.7874e-05 | [40 empty] | All EPR in 2020WLDFRElectric Reliability | WLDFR | HFTD - Distribution - Tier 2 - 1QU CoRE ¦ 3QU LoRE | Red Flag Warning - Destructive Fires | 2025 | Electric Reliability | 233.2301 | 1086.8999 | 2025 | Control | 0.1325 | 3 | 0 | esc | 0 | 0 | 0 | 0 | 0 | 0 | 0.15274 | 35.623
[35 empty] | 7.3.9-2021 All EPR in 2021 | WLDFR | HFTD - Transmission - Tier 3 - 230 kV or Higher | 2025 | 0.7629 | 0 | 0 | 0 | 0 | 0 | 0 | 0 | 0 | 0 | 0 | 0 | 0 | 0 | 0 | 1.3883 | 1.3883 | 0 | 0 | 0 | 1.0591 | 0 | 0 | 0 | 0 | 0 | 0 | 0 | 0 | [11 empty] | WLDFR | HFTD - Distribution - Tier 2 - 2QU CoRE ¦ 1QU LoRE | Seismic - Red Flag Warning - Catastrophic Fires | 2025 | 0 | 0 | 0 | 0 | 21835.9781 | 428.6023 | 13939.561 | 7467.8148 | 0 | 0 | 0 | 1263.5534 | 4.5803e-08 |  | 0 | 0 | 0 | 0 | 0 | 0 | 0 | 0 | 0 | 0 | 5.7874e-05 | 5.7874e-05 | [40 empty] | All EPR in 2020WLDFRFinancial | WLDFR | HFTD - Distribution - Tier 2 - 1QU CoRE ¦ 3QU LoRE | Red Flag Warning - Destructive Fires | 2025 | Financial | 8896.516 | 1086.8999 | 2025 | Control | 0.053 | 3 | 0 | esc | 0 | 0 | 0 | 0 | 0 | 0 | 0.055966 | 497.9043
[35 empty] | 7.3.9-2021 All EPR in 2021 | WLDFR | HFTD - Transmission - Tier 3 - 60/70 kV | 2020 | 1 | 0 | 0 | 5.1328 | 5.1328 | 0 | 0 | 0 | 0 | 0 | 0 | 0 | 0 | 0 | 0 | 0 | 0 | 5.1328 | 0 | 0 | 0 | 0 | 0 | 0 | 0 | 0 | 0 | 0 | 0 | [11 empty] | WLDFR | HFTD - Distribution - Tier 2 - 2QU CoRE ¦ 2QU LoRE | Non-Red Flag Warning - Catastrophic Fires | 2020 | 0 | 0 | 0 | 0 | 14146.1306 | 222.2294 | 8585.7228 | 5338.1784 | 813.2108 | 0 | 0 | 0 | 5.5185e-06 |  | 0 | 0.0044877 | 0.0044877 | 0 | 0 | 0 | 0 | 0 | 0 | 0 | 0 | 0 | [40 empty] | All EPR in 2020WLDFRElectric Reliability | WLDFR | HFTD - Distribution - Tier 2 - 1QU CoRE ¦ 3QU LoRE | Red Flag Warning - Large Fires | 2021 | Electric Reliability | 0.69642 | 1086.8999 | 2021 | Control | 0.1325 | 3 | 0 | esc | 0.15274 | 0.10637 | 0.15274 | 0.10637 | 0 | 0 | 0 | 0
[35 empty] | 7.3.9-2021 All EPR in 2021 | WLDFR | HFTD - Transmission - Tier 3 - 60/70 kV | 2021 | 1 | 0 | 0 | 5.1328 | 5.1328 | 0 | 0 | 5.1328 | 5.1328 | 0 | 0 | 0 | 0 | 0 | 0 | 0 | 0 | 5.1328 | 5.1328 | 0 | 0 | 0 | 0 | 0 | 0 | 0 | 0 | 0 | 0 | [11 empty] | WLDFR | HFTD - Distribution - Tier 2 - 2QU CoRE ¦ 2QU LoRE | Non-Red Flag Warning - Catastrophic Fires | 2021 | 0 | 0 | 0 | 0 | 14146.1306 | 222.2294 | 8585.7228 | 5338.1784 | 813.2108 | 813.2108 | 0 | 0 | 5.5185e-06 |  | 0 | 0.0044877 | 0.0044877 | 0 | 0.0044877 | 0.0044877 | 0 | 0 | 0 | 0 | 0 | 0 | [40 empty] | All EPR in 2020WLDFRFinancial | WLDFR | HFTD - Distribution - Tier 2 - 1QU CoRE ¦ 3QU LoRE | Red Flag Warning - Large Fires | 2021 | Financial | 2.942 | 1086.8999 | 2021 | Control | 0.053 | 3 | 0 | esc | 0.055966 | 0.16465 | 0.055966 | 0.16465 | 0 | 0 | 0 | 0
[35 empty] | 7.3.9-2021 All EPR in 2021 | WLDFR | HFTD - Transmission - Tier 3 - 60/70 kV | 2022 | 0.93458 | 0 | 0 | 5.1328 | 5.1328 | 0 | 0 | 5.1328 | 5.1328 | 0 | 0 | 5.1328 | 5.1328 | 0 | 0 | 0 | 0 | 4.797 | 4.797 | 4.797 | 0 | 0 | 0 | 0 | 0 | 5.1328 | 4.797 | 5.1328 | 4.797 | [11 empty] | WLDFR | HFTD - Distribution - Tier 2 - 2QU CoRE ¦ 2QU LoRE | Non-Red Flag Warning - Catastrophic Fires | 2022 | 0 | 0 | 0 | 0 | 14146.1306 | 222.2294 | 8585.7228 | 5338.1784 | 813.2108 | 813.2108 | 813.2108 | 0 | 5.5185e-06 |  | 0 | 0.0044877 | 0.0044877 | 0 | 0.0044877 | 0.0044877 | 0 | 0.0044877 | 0.0044877 | 0 | 0 | 0 | [40 empty] | All EPR in 2020WLDFRSafety | WLDFR | HFTD - Distribution - Tier 2 - 1QU CoRE ¦ 3QU LoRE | Red Flag Warning - Large Fires | 2021 | Safety | 1.6022 | 1086.8999 | 2021 | Control | 0.053 | 3 | 0 | esc | 0.055966 | 0.089668 | 0.055966 | 0.089668 | 0 | 0 | 0 | 0
[35 empty] | 7.3.9-2021 All EPR in 2021 | WLDFR | HFTD - Transmission - Tier 3 - 60/70 kV | 2023 | 0.87344 | 0 | 0 | 0 | 0 | 0 | 0 | 5.3227 | 5.3227 | 0 | 0 | 5.3227 | 5.3227 | 0 | 0 | 5.3227 | 5.3227 | 0 | 4.6491 | 4.6491 | 4.6491 | 0 | 0 | 0 | 0 | 5.3227 | 4.6491 | 5.3227 | 4.6491 | [11 empty] | WLDFR | HFTD - Distribution - Tier 2 - 2QU CoRE ¦ 2QU LoRE | Non-Red Flag Warning - Catastrophic Fires | 2023 | 0 | 0 | 0 | 0 | 14664.6376 | 233.2301 | 8896.516 | 5534.8915 | 0 | 843.2942 | 843.2942 | 843.2942 | 5.5185e-06 |  | 0 | 0 | 0 | 0 | 0.0046537 | 0.0046537 | 0 | 0.0046537 | 0.0046537 | 0 | 0.0046537 | 0.0046537 | [40 empty] | All EPR in 2020WLDFRElectric Reliability | WLDFR | HFTD - Distribution - Tier 2 - 1QU CoRE ¦ 3QU LoRE | Red Flag Warning - Large Fires | 2022 | Electric Reliability | 0.69642 | 1086.8999 | 2022 | Control | 0.1325 | 3 | 0 | esc | 0.15274 | 0.10637 | 0.15274 | 0.10637 | 0.15274 | 0.10637 | 0 | 0
[35 empty] | 7.3.9-2021 All EPR in 2021 | WLDFR | HFTD - Transmission - Tier 3 - 60/70 kV | 2024 | 0.8163 | 0 | 0 | 0 | 0 | 0 | 0 | 0 | 0 | 0 | 0 | 5.3227 | 5.3227 | 0 | 0 | 5.3227 | 5.3227 | 0 | 0 | 4.3449 | 4.3449 | 0 | 0 | 0 | 0 | 5.3227 | 4.3449 | 5.3227 | 4.3449 | [11 empty] | WLDFR | HFTD - Distribution - Tier 2 - 2QU CoRE ¦ 2QU LoRE | Non-Red Flag Warning - Catastrophic Fires | 2024 | 0 | 0 | 0 | 0 | 14664.6376 | 233.2301 | 8896.516 | 5534.8915 | 0 | 0 | 843.2942 | 843.2942 | 5.5185e-06 |  | 0 | 0 | 0 | 0 | 0 | 0 | 0 | 0.0046537 | 0.0046537 | 0 | 0.0046537 | 0.0046537 | [40 empty] | All EPR in 2020WLDFRFinancial | WLDFR | HFTD - Distribution - Tier 2 - 1QU CoRE ¦ 3QU LoRE | Red Flag Warning - Large Fires | 2022 | Financial | 2.942 | 1086.8999 | 2022 | Control | 0.053 | 3 | 0 | esc | 0.055966 | 0.16465 | 0.055966 | 0.16465 | 0.055966 | 0.16465 | 0 | 0
[35 empty] | 7.3.9-2021 All EPR in 2021 | WLDFR | HFTD - Transmission - Tier 3 - 60/70 kV | 2025 | 0.7629 | 0 | 0 | 0 | 0 | 0 | 0 | 0 | 0 | 0 | 0 | 0 | 0 | 0 | 0 | 5.3227 | 5.3227 | 0 | 0 | 0 | 4.0607 | 0 | 0 | 0 | 0 | 0 | 0 | 0 | 0 | [11 empty] | WLDFR | HFTD - Distribution - Tier 2 - 2QU CoRE ¦ 2QU LoRE | Non-Red Flag Warning - Catastrophic Fires | 2025 | 0 | 0 | 0 | 0 | 14664.6376 | 233.2301 | 8896.516 | 5534.8915 | 0 | 0 | 0 | 843.2942 | 5.5185e-06 |  | 0 | 0 | 0 | 0 | 0 | 0 | 0 | 0 | 0 | 0 | 0.0046537 | 0.0046537 | [40 empty] | All EPR in 2020WLDFRSafety | WLDFR | HFTD - Distribution - Tier 2 - 1QU CoRE ¦ 3QU LoRE | Red Flag Warning - Large Fires | 2022 | Safety | 1.6022 | 1086.8999 | 2022 | Control | 0.053 | 3 | 0 | esc | 0.055966 | 0.089668 | 0.055966 | 0.089668 | 0.055966 | 0.089668 | 0 | 0
[35 empty] | 7.3.9-2021 All EPR in 2021 | WLDFR | HFTD - Transmission - Zone 1 - 115 kV or Lower | 2020 | 1 | 0 | 0 | 0.010695 | 0.010695 | 0 | 0 | 0 | 0 | 0 | 0 | 0 | 0 | 0 | 0 | 0 | 0 | 0.010695 | 0 | 0 | 0 | 0 | 0 | 0 | 0 | 0 | 0 | 0 | 0 | [11 empty] | WLDFR | HFTD - Distribution - Tier 2 - 2QU CoRE ¦ 2QU LoRE | Non-Red Flag Warning - Destructive Fires | 2020 | 0 | 0 | 0 | 0 | 8807.9522 | 222.2294 | 8585.7228 | 0 | 514.4532 | 0 | 0 | 0 | 5.5193e-06 |  | 0 | 0.0028394 | 0.0028394 | 0 | 0 | 0 | 0 | 0 | 0 | 0 | 0 | 0 | [40 empty] | All EPR in 2020WLDFRElectric Reliability | WLDFR | HFTD - Distribution - Tier 2 - 1QU CoRE ¦ 3QU LoRE | Red Flag Warning - Large Fires | 2023 | Electric Reliability | 0.71896 | 1086.8999 | 2023 | Control | 0.1325 | 3 | 0 | esc | 0 | 0 | 0.15274 | 0.10981 | 0.15274 | 0.10981 | 0.15274 | 0.10981
[35 empty] | 7.3.9-2021 All EPR in 2021 | WLDFR | HFTD - Transmission - Zone 1 - 115 kV or Lower | 2021 | 1 | 0 | 0 | 0.010695 | 0.010695 | 0 | 0 | 0.010695 | 0.010695 | 0 | 0 | 0 | 0 | 0 | 0 | 0 | 0 | 0.010695 | 0.010695 | 0 | 0 | 0 | 0 | 0 | 0 | 0 | 0 | 0 | 0 | [11 empty] | WLDFR | HFTD - Distribution - Tier 2 - 2QU CoRE ¦ 2QU LoRE | Non-Red Flag Warning - Destructive Fires | 2021 | 0 | 0 | 0 | 0 | 8807.9522 | 222.2294 | 8585.7228 | 0 | 514.4532 | 514.4532 | 0 | 0 | 5.5193e-06 |  | 0 | 0.0028394 | 0.0028394 | 0 | 0.0028394 | 0.0028394 | 0 | 0 | 0 | 0 | 0 | 0 | [40 empty] | All EPR in 2020WLDFRFinancial | WLDFR | HFTD - Distribution - Tier 2 - 1QU CoRE ¦ 3QU LoRE | Red Flag Warning - Large Fires | 2023 | Financial | 3.0715 | 1086.8999 | 2023 | Control | 0.053 | 3 | 0 | esc | 0 | 0 | 0.055966 | 0.1719 | 0.055966 | 0.1719 | 0.055966 | 0.1719
[35 empty] | 7.3.9-2021 All EPR in 2021 | WLDFR | HFTD - Transmission - Zone 1 - 115 kV or Lower | 2022 | 0.93458 | 0 | 0 | 0.010695 | 0.010695 | 0 | 0 | 0.010695 | 0.010695 | 0 | 0 | 0.010695 | 0.010695 | 0 | 0 | 0 | 0 | 0.0099952 | 0.0099952 | 0.0099952 | 0 | 0 | 0 | 0 | 0 | 0.010695 | 0.0099952 | 0.010695 | 0.0099952 | [11 empty] | WLDFR | HFTD - Distribution - Tier 2 - 2QU CoRE ¦ 2QU LoRE | Non-Red Flag Warning - Destructive Fires | 2022 | 0 | 0 | 0 | 0 | 8807.9522 | 222.2294 | 8585.7228 | 0 | 514.4532 | 514.4532 | 514.4532 | 0 | 5.5193e-06 |  | 0 | 0.0028394 | 0.0028394 | 0 | 0.0028394 | 0.0028394 | 0 | 0.0028394 | 0.0028394 | 0 | 0 | 0 | [40 empty] | All EPR in 2020WLDFRSafety | WLDFR | HFTD - Distribution - Tier 2 - 1QU CoRE ¦ 3QU LoRE | Red Flag Warning - Large Fires | 2023 | Safety | 1.6846 | 1086.8999 | 2023 | Control | 0.053 | 3 | 0 | esc | 0 | 0 | 0.055966 | 0.094279 | 0.055966 | 0.094279 | 0.055966 | 0.094279
[35 empty] | 7.3.9-2021 All EPR in 2021 | WLDFR | HFTD - Transmission - Zone 1 - 115 kV or Lower | 2023 | 0.87344 | 0 | 0 | 0 | 0 | 0 | 0 | 0.011091 | 0.011091 | 0 | 0 | 0.011091 | 0.011091 | 0 | 0 | 0.011091 | 0.011091 | 0 | 0.009687 | 0.009687 | 0.009687 | 0 | 0 | 0 | 0 | 0.011091 | 0.009687 | 0.011091 | 0.009687 | [11 empty] | WLDFR | HFTD - Distribution - Tier 2 - 2QU CoRE ¦ 2QU LoRE | Non-Red Flag Warning - Destructive Fires | 2023 | 0 | 0 | 0 | 0 | 9129.7461 | 233.2301 | 8896.516 | 0 | 0 | 533.5273 | 533.5273 | 533.5273 | 5.5193e-06 |  | 0 | 0 | 0 | 0 | 0.0029447 | 0.0029447 | 0 | 0.0029447 | 0.0029447 | 0 | 0.0029447 | 0.0029447 | [40 empty] | All EPR in 2020WLDFRElectric Reliability | WLDFR | HFTD - Distribution - Tier 2 - 1QU CoRE ¦ 3QU LoRE | Red Flag Warning - Large Fires | 2024 | Electric Reliability | 0.71896 | 1086.8999 | 2024 | Control | 0.1325 | 3 | 0 | esc | 0 | 0 | 0 | 0 | 0.15274 | 0.10981 | 0.15274 | 0.10981
[35 empty] | 7.3.9-2021 All EPR in 2021 | WLDFR | HFTD - Transmission - Zone 1 - 115 kV or Lower | 2024 | 0.8163 | 0 | 0 | 0 | 0 | 0 | 0 | 0 | 0 | 0 | 0 | 0.011091 | 0.011091 | 0 | 0 | 0.011091 | 0.011091 | 0 | 0 | 0.0090532 | 0.0090532 | 0 | 0 | 0 | 0 | 0.011091 | 0.0090532 | 0.011091 | 0.0090532 | [11 empty] | WLDFR | HFTD - Distribution - Tier 2 - 2QU CoRE ¦ 2QU LoRE | Non-Red Flag Warning - Destructive Fires | 2024 | 0 | 0 | 0 | 0 | 9129.7461 | 233.2301 | 8896.516 | 0 | 0 | 0 | 533.5273 | 533.5273 | 5.5193e-06 |  | 0 | 0 | 0 | 0 | 0 | 0 | 0 | 0.0029447 | 0.0029447 | 0 | 0.0029447 | 0.0029447 | [40 empty] | All EPR in 2020WLDFRFinancial | WLDFR | HFTD - Distribution - Tier 2 - 1QU CoRE ¦ 3QU LoRE | Red Flag Warning - Large Fires | 2024 | Financial | 3.0715 | 1086.8999 | 2024 | Control | 0.053 | 3 | 0 | esc | 0 | 0 | 0 | 0 | 0.055966 | 0.1719 | 0.055966 | 0.1719
[35 empty] | 7.3.9-2021 All EPR in 2021 | WLDFR | HFTD - Transmission - Zone 1 - 115 kV or Lower | 2025 | 0.7629 | 0 | 0 | 0 | 0 | 0 | 0 | 0 | 0 | 0 | 0 | 0 | 0 | 0 | 0 | 0.011091 | 0.011091 | 0 | 0 | 0 | 0.008461 | 0 | 0 | 0 | 0 | 0 | 0 | 0 | 0 | [11 empty] | WLDFR | HFTD - Distribution - Tier 2 - 2QU CoRE ¦ 2QU LoRE | Non-Red Flag Warning - Destructive Fires | 2025 | 0 | 0 | 0 | 0 | 9129.7461 | 233.2301 | 8896.516 | 0 | 0 | 0 | 0 | 533.5273 | 5.5193e-06 |  | 0 | 0 | 0 | 0 | 0 | 0 | 0 | 0 | 0 | 0 | 0.0029447 | 0.0029447 | [40 empty] | All EPR in 2020WLDFRSafety | WLDFR | HFTD - Distribution - Tier 2 - 1QU CoRE ¦ 3QU LoRE | Red Flag Warning - Large Fires | 2024 | Safety | 1.6846 | 1086.8999 | 2024 | Control | 0.053 | 3 | 0 | esc | 0 | 0 | 0 | 0 | 0.055966 | 0.094279 | 0.055966 | 0.094279
[35 empty] | 7.3.9-2021 All EPR in 2021 | WLDFR | HFTD - Transmission - Zone 1 - 230 kV or Higher | 2020 | 1 | 0 | 0 | 0.0058375 | 0.0058375 | 0 | 0 | 0 | 0 | 0 | 0 | 0 | 0 | 0 | 0 | 0 | 0 | 0.0058375 | 0 | 0 | 0 | 0 | 0 | 0 | 0 | 0 | 0 | 0 | 0 | [11 empty] | WLDFR | HFTD - Distribution - Tier 2 - 2QU CoRE ¦ 2QU LoRE | Non-Red Flag Warning - Large Fires | 2020 | 0 | 0 | 0 | 0 | 5.2406 | 0.69642 | 2.942 | 1.6022 | 0.36069 | 0 | 0 | 0 | 4.0038e-05 |  | 0 | 1.4441e-05 | 1.4441e-05 | 0 | 0 | 0 | 0 | 0 | 0 | 0 | 0 | 0 | [40 empty] | All EPR in 2020WLDFRElectric Reliability | WLDFR | HFTD - Distribution - Tier 2 - 1QU CoRE ¦ 3QU LoRE | Red Flag Warning - Large Fires | 2025 | Electric Reliability | 0.71896 | 1086.8999 | 2025 | Control | 0.1325 | 3 | 0 | esc | 0 | 0 | 0 | 0 | 0 | 0 | 0.15274 | 0.10981
[35 empty] | 7.3.9-2021 All EPR in 2021 | WLDFR | HFTD - Transmission - Zone 1 - 230 kV or Higher | 2021 | 1 | 0 | 0 | 0.0058375 | 0.0058375 | 0 | 0 | 0.0058375 | 0.0058375 | 0 | 0 | 0 | 0 | 0 | 0 | 0 | 0 | 0.0058375 | 0.0058375 | 0 | 0 | 0 | 0 | 0 | 0 | 0 | 0 | 0 | 0 | [11 empty] | WLDFR | HFTD - Distribution - Tier 2 - 2QU CoRE ¦ 2QU LoRE | Non-Red Flag Warning - Large Fires | 2021 | 0 | 0 | 0 | 0 | 5.2406 | 0.69642 | 2.942 | 1.6022 | 0.36069 | 0.36069 | 0 | 0 | 4.0038e-05 |  | 0 | 1.4441e-05 | 1.4441e-05 | 0 | 1.4441e-05 | 1.4441e-05 | 0 | 0 | 0 | 0 | 0 | 0 | [40 empty] | All EPR in 2020WLDFRFinancial | WLDFR | HFTD - Distribution - Tier 2 - 1QU CoRE ¦ 3QU LoRE | Red Flag Warning - Large Fires | 2025 | Financial | 3.0715 | 1086.8999 | 2025 | Control | 0.053 | 3 | 0 | esc | 0 | 0 | 0 | 0 | 0 | 0 | 0.055966 | 0.1719
[35 empty] | 7.3.9-2021 All EPR in 2021 | WLDFR | HFTD - Transmission - Zone 1 - 230 kV or Higher | 2022 | 0.93458 | 0 | 0 | 0.0058375 | 0.0058375 | 0 | 0 | 0.0058375 | 0.0058375 | 0 | 0 | 0.0058375 | 0.0058375 | 0 | 0 | 0 | 0 | 0.0054556 | 0.0054556 | 0.0054556 | 0 | 0 | 0 | 0 | 0 | 0.0058375 | 0.0054556 | 0.0058375 | 0.0054556 | [11 empty] | WLDFR | HFTD - Distribution - Tier 2 - 2QU CoRE ¦ 2QU LoRE | Non-Red Flag Warning - Large Fires | 2022 | 0 | 0 | 0 | 0 | 5.2406 | 0.69642 | 2.942 | 1.6022 | 0.36069 | 0.36069 | 0.36069 | 0 | 4.0038e-05 |  | 0 | 1.4441e-05 | 1.4441e-05 | 0 | 1.4441e-05 | 1.4441e-05 | 0 | 1.4441e-05 | 1.4441e-05 | 0 | 0 | 0 | [40 empty] | All EPR in 2020WLDFRSafety | WLDFR | HFTD - Distribution - Tier 2 - 1QU CoRE ¦ 3QU LoRE | Red Flag Warning - Large Fires | 2025 | Safety | 1.6846 | 1086.8999 | 2025 | Control | 0.053 | 3 | 0 | esc | 0 | 0 | 0 | 0 | 0 | 0 | 0.055966 | 0.094279
[35 empty] | 7.3.9-2021 All EPR in 2021 | WLDFR | HFTD - Transmission - Zone 1 - 230 kV or Higher | 2023 | 0.87344 | 0 | 0 | 0 | 0 | 0 | 0 | 0.0060535 | 0.0060535 | 0 | 0 | 0.0060535 | 0.0060535 | 0 | 0 | 0.0060535 | 0.0060535 | 0 | 0.0052873 | 0.0052873 | 0.0052873 | 0 | 0 | 0 | 0 | 0.0060535 | 0.0052873 | 0.0060535 | 0.0052873 | [11 empty] | WLDFR | HFTD - Distribution - Tier 2 - 2QU CoRE ¦ 2QU LoRE | Non-Red Flag Warning - Large Fires | 2023 | 0 | 0 | 0 | 0 | 5.475 | 0.71896 | 3.0715 | 1.6846 | 0 | 0.37599 | 0.37599 | 0.37599 | 4.0038e-05 |  | 0 | 0 | 0 | 0 | 1.5054e-05 | 1.5054e-05 | 0 | 1.5054e-05 | 1.5054e-05 | 0 | 1.5054e-05 | 1.5054e-05 | [40 empty] | All EPR in 2020WLDFRElectric Reliability | WLDFR | HFTD - Distribution - Tier 2 - 1QU CoRE ¦ 3QU LoRE | Red Flag Warning - Small Fires | 2021 | Electric Reliability | 0.036425 | 1086.8999 | 2021 | Control | 0.1325 | 3 | 0 | esc | 0.15274 | 0.0055635 | 0.15274 | 0.0055635 | 0 | 0 | 0 | 0
[35 empty] | 7.3.9-2021 All EPR in 2021 | WLDFR | HFTD - Transmission - Zone 1 - 230 kV or Higher | 2024 | 0.8163 | 0 | 0 | 0 | 0 | 0 | 0 | 0 | 0 | 0 | 0 | 0.0060535 | 0.0060535 | 0 | 0 | 0.0060535 | 0.0060535 | 0 | 0 | 0.0049414 | 0.0049414 | 0 | 0 | 0 | 0 | 0.0060535 | 0.0049414 | 0.0060535 | 0.0049414 | [11 empty] | WLDFR | HFTD - Distribution - Tier 2 - 2QU CoRE ¦ 2QU LoRE | Non-Red Flag Warning - Large Fires | 2024 | 0 | 0 | 0 | 0 | 5.475 | 0.71896 | 3.0715 | 1.6846 | 0 | 0 | 0.37599 | 0.37599 | 4.0038e-05 |  | 0 | 0 | 0 | 0 | 0 | 0 | 0 | 1.5054e-05 | 1.5054e-05 | 0 | 1.5054e-05 | 1.5054e-05 | [40 empty] | All EPR in 2020WLDFRFinancial | WLDFR | HFTD - Distribution - Tier 2 - 1QU CoRE ¦ 3QU LoRE | Red Flag Warning - Small Fires | 2021 | Financial | 0.0015809 | 1086.8999 | 2021 | Control | 0.053 | 3 | 0 | esc | 0.055966 | 8.8475e-05 | 0.055966 | 8.8475e-05 | 0 | 0 | 0 | 0
[35 empty] | 7.3.9-2021 All EPR in 2021 | WLDFR | HFTD - Transmission - Zone 1 - 230 kV or Higher | 2025 | 0.7629 | 0 | 0 | 0 | 0 | 0 | 0 | 0 | 0 | 0 | 0 | 0 | 0 | 0 | 0 | 0.0060535 | 0.0060535 | 0 | 0 | 0 | 0.0046182 | 0 | 0 | 0 | 0 | 0 | 0 | 0 | 0 | [11 empty] | WLDFR | HFTD - Distribution - Tier 2 - 2QU CoRE ¦ 2QU LoRE | Non-Red Flag Warning - Large Fires | 2025 | 0 | 0 | 0 | 0 | 5.475 | 0.71896 | 3.0715 | 1.6846 | 0 | 0 | 0 | 0.37599 | 4.0038e-05 |  | 0 | 0 | 0 | 0 | 0 | 0 | 0 | 0 | 0 | 0 | 1.5054e-05 | 1.5054e-05 | [40 empty] | All EPR in 2020WLDFRSafety | WLDFR | HFTD - Distribution - Tier 2 - 1QU CoRE ¦ 3QU LoRE | Red Flag Warning - Small Fires | 2021 | Safety | 0.039895 | 1086.8999 | 2021 | Control | 0.053 | 3 | 0 | esc | 0.055966 | 0.0022328 | 0.055966 | 0.0022328 | 0 | 0 | 0 | 0
[35 empty] | 7.3.9-2021 All EPR in 2021 | WLDFR | HFTD - Transmission - Zone 1 - 60/70 kV | 2020 | 1 | 0 | 0 | 0.019389 | 0.019389 | 0 | 0 | 0 | 0 | 0 | 0 | 0 | 0 | 0 | 0 | 0 | 0 | 0.019389 | 0 | 0 | 0 | 0 | 0 | 0 | 0 | 0 | 0 | 0 | 0 | [11 empty] | WLDFR | HFTD - Distribution - Tier 2 - 2QU CoRE ¦ 2QU LoRE | Non-Red Flag Warning - Small Fires | 2020 | 0 | 0 | 0 | 0 | 0.077901 | 0.036425 | 0.0015809 | 0.039895 | 0.0078847 | 0 | 0 | 0 | 0.0056445 |  | 0 | 4.4505e-05 | 4.4505e-05 | 0 | 0 | 0 | 0 | 0 | 0 | 0 | 0 | 0 | [40 empty] | All EPR in 2020WLDFRElectric Reliability | WLDFR | HFTD - Distribution - Tier 2 - 1QU CoRE ¦ 3QU LoRE | Red Flag Warning - Small Fires | 2022 | Electric Reliability | 0.036425 | 1086.8999 | 2022 | Control | 0.1325 | 3 | 0 | esc | 0.15274 | 0.0055635 | 0.15274 | 0.0055635 | 0.15274 | 0.0055635 | 0 | 0
[35 empty] | 7.3.9-2021 All EPR in 2021 | WLDFR | HFTD - Transmission - Zone 1 - 60/70 kV | 2021 | 1 | 0 | 0 | 0.019389 | 0.019389 | 0 | 0 | 0.019389 | 0.019389 | 0 | 0 | 0 | 0 | 0 | 0 | 0 | 0 | 0.019389 | 0.019389 | 0 | 0 | 0 | 0 | 0 | 0 | 0 | 0 | 0 | 0 | [11 empty] | WLDFR | HFTD - Distribution - Tier 2 - 2QU CoRE ¦ 2QU LoRE | Non-Red Flag Warning - Small Fires | 2021 | 0 | 0 | 0 | 0 | 0.077901 | 0.036425 | 0.0015809 | 0.039895 | 0.0078847 | 0.0078847 | 0 | 0 | 0.0056445 |  | 0 | 4.4505e-05 | 4.4505e-05 | 0 | 4.4505e-05 | 4.4505e-05 | 0 | 0 | 0 | 0 | 0 | 0 | [40 empty] | All EPR in 2020WLDFRFinancial | WLDFR | HFTD - Distribution - Tier 2 - 1QU CoRE ¦ 3QU LoRE | Red Flag Warning - Small Fires | 2022 | Financial | 0.0015809 | 1086.8999 | 2022 | Control | 0.053 | 3 | 0 | esc | 0.055966 | 8.8475e-05 | 0.055966 | 8.8475e-05 | 0.055966 | 8.8475e-05 | 0 | 0
[35 empty] | 7.3.9-2021 All EPR in 2021 | WLDFR | HFTD - Transmission - Zone 1 - 60/70 kV | 2022 | 0.93458 | 0 | 0 | 0.019389 | 0.019389 | 0 | 0 | 0.019389 | 0.019389 | 0 | 0 | 0.019389 | 0.019389 | 0 | 0 | 0 | 0 | 0.01812 | 0.01812 | 0.01812 | 0 | 0 | 0 | 0 | 0 | 0.019389 | 0.01812 | 0.019389 | 0.01812 | [11 empty] | WLDFR | HFTD - Distribution - Tier 2 - 2QU CoRE ¦ 2QU LoRE | Non-Red Flag Warning - Small Fires | 2022 | 0 | 0 | 0 | 0 | 0.077901 | 0.036425 | 0.0015809 | 0.039895 | 0.0078847 | 0.0078847 | 0.0078847 | 0 | 0.0056445 |  | 0 | 4.4505e-05 | 4.4505e-05 | 0 | 4.4505e-05 | 4.4505e-05 | 0 | 4.4505e-05 | 4.4505e-05 | 0 | 0 | 0 | [40 empty] | All EPR in 2020WLDFRSafety | WLDFR | HFTD - Distribution - Tier 2 - 1QU CoRE ¦ 3QU LoRE | Red Flag Warning - Small Fires | 2022 | Safety | 0.039895 | 1086.8999 | 2022 | Control | 0.053 | 3 | 0 | esc | 0.055966 | 0.0022328 | 0.055966 | 0.0022328 | 0.055966 | 0.0022328 | 0 | 0
[35 empty] | 7.3.9-2021 All EPR in 2021 | WLDFR | HFTD - Transmission - Zone 1 - 60/70 kV | 2023 | 0.87344 | 0 | 0 | 0 | 0 | 0 | 0 | 0.020106 | 0.020106 | 0 | 0 | 0.020106 | 0.020106 | 0 | 0 | 0.020106 | 0.020106 | 0 | 0.017561 | 0.017561 | 0.017561 | 0 | 0 | 0 | 0 | 0.020106 | 0.017561 | 0.020106 | 0.017561 | [11 empty] | WLDFR | HFTD - Distribution - Tier 2 - 2QU CoRE ¦ 2QU LoRE | Non-Red Flag Warning - Small Fires | 2023 | 0 | 0 | 0 | 0 | 0.080408 | 0.03759 | 0.0016314 | 0.041187 | 0 | 0.0081378 | 0.0081378 | 0.0081378 | 0.0056445 |  | 0 | 0 | 0 | 0 | 4.5933e-05 | 4.5933e-05 | 0 | 4.5933e-05 | 4.5933e-05 | 0 | 4.5933e-05 | 4.5933e-05 | [40 empty] | All EPR in 2020WLDFRElectric Reliability | WLDFR | HFTD - Distribution - Tier 2 - 1QU CoRE ¦ 3QU LoRE | Red Flag Warning - Small Fires | 2023 | Electric Reliability | 0.03759 | 1086.8999 | 2023 | Control | 0.1325 | 3 | 0 | esc | 0 | 0 | 0.15274 | 0.0057414 | 0.15274 | 0.0057414 | 0.15274 | 0.0057414
[35 empty] | 7.3.9-2021 All EPR in 2021 | WLDFR | HFTD - Transmission - Zone 1 - 60/70 kV | 2024 | 0.8163 | 0 | 0 | 0 | 0 | 0 | 0 | 0 | 0 | 0 | 0 | 0.020106 | 0.020106 | 0 | 0 | 0.020106 | 0.020106 | 0 | 0 | 0.016412 | 0.016412 | 0 | 0 | 0 | 0 | 0.020106 | 0.016412 | 0.020106 | 0.016412 | [11 empty] | WLDFR | HFTD - Distribution - Tier 2 - 2QU CoRE ¦ 2QU LoRE | Non-Red Flag Warning - Small Fires | 2024 | 0 | 0 | 0 | 0 | 0.080408 | 0.03759 | 0.0016314 | 0.041187 | 0 | 0 | 0.0081378 | 0.0081378 | 0.0056445 |  | 0 | 0 | 0 | 0 | 0 | 0 | 0 | 4.5933e-05 | 4.5933e-05 | 0 | 4.5933e-05 | 4.5933e-05 | [40 empty] | All EPR in 2020WLDFRFinancial | WLDFR | HFTD - Distribution - Tier 2 - 1QU CoRE ¦ 3QU LoRE | Red Flag Warning - Small Fires | 2023 | Financial | 0.0016314 | 1086.8999 | 2023 | Control | 0.053 | 3 | 0 | esc | 0 | 0 | 0.055966 | 9.1305e-05 | 0.055966 | 9.1305e-05 | 0.055966 | 9.1305e-05
[35 empty] | 7.3.9-2021 All EPR in 2021 | WLDFR | HFTD - Transmission - Zone 1 - 60/70 kV | 2025 | 0.7629 | 0 | 0 | 0 | 0 | 0 | 0 | 0 | 0 | 0 | 0 | 0 | 0 | 0 | 0 | 0.020106 | 0.020106 | 0 | 0 | 0 | 0.015339 | 0 | 0 | 0 | 0 | 0 | 0 | 0 | 0 | [11 empty] | WLDFR | HFTD - Distribution - Tier 2 - 2QU CoRE ¦ 2QU LoRE | Non-Red Flag Warning - Small Fires | 2025 | 0 | 0 | 0 | 0 | 0.080408 | 0.03759 | 0.0016314 | 0.041187 | 0 | 0 | 0 | 0.0081378 | 0.0056445 |  | 0 | 0 | 0 | 0 | 0 | 0 | 0 | 0 | 0 | 0 | 4.5933e-05 | 4.5933e-05 | [40 empty] | All EPR in 2020WLDFRSafety | WLDFR | HFTD - Distribution - Tier 2 - 1QU CoRE ¦ 3QU LoRE | Red Flag Warning - Small Fires | 2023 | Safety | 0.041187 | 1086.8999 | 2023 | Control | 0.053 | 3 | 0 | esc | 0 | 0 | 0.055966 | 0.0023051 | 0.055966 | 0.0023051 | 0.055966 | 0.0023051
[79 empty] | WLDFR | HFTD - Distribution - Tier 2 - 2QU CoRE ¦ 2QU LoRE | Red Flag Warning - Catastrophic Fires | 2020 | 0 | 0 | 0 | 0 | 14146.1306 | 222.2294 | 8585.7228 | 5338.1784 | 813.2108 | 0 | 0 | 0 | 8.4334e-05 |  | 0 | 0.068582 | 0.068582 | 0 | 0 | 0 | 0 | 0 | 0 | 0 | 0 | 0 | [40 empty] | All EPR in 2020WLDFRElectric Reliability | WLDFR | HFTD - Distribution - Tier 2 - 1QU CoRE ¦ 3QU LoRE | Red Flag Warning - Small Fires | 2024 | Electric Reliability | 0.03759 | 1086.8999 | 2024 | Control | 0.1325 | 3 | 0 | esc | 0 | 0 | 0 | 0 | 0.15274 | 0.0057414 | 0.15274 | 0.0057414
[79 empty] | WLDFR | HFTD - Distribution - Tier 2 - 2QU CoRE ¦ 2QU LoRE | Red Flag Warning - Catastrophic Fires | 2021 | 0 | 0 | 0 | 0 | 14146.1306 | 222.2294 | 8585.7228 | 5338.1784 | 813.2108 | 813.2108 | 0 | 0 | 8.4334e-05 |  | 0 | 0.068582 | 0.068582 | 0 | 0.068582 | 0.068582 | 0 | 0 | 0 | 0 | 0 | 0 | [40 empty] | All EPR in 2020WLDFRFinancial | WLDFR | HFTD - Distribution - Tier 2 - 1QU CoRE ¦ 3QU LoRE | Red Flag Warning - Small Fires | 2024 | Financial | 0.0016314 | 1086.8999 | 2024 | Control | 0.053 | 3 | 0 | esc | 0 | 0 | 0 | 0 | 0.055966 | 9.1305e-05 | 0.055966 | 9.1305e-05
[79 empty] | WLDFR | HFTD - Distribution - Tier 2 - 2QU CoRE ¦ 2QU LoRE | Red Flag Warning - Catastrophic Fires | 2022 | 0 | 0 | 0 | 0 | 14146.1306 | 222.2294 | 8585.7228 | 5338.1784 | 813.2108 | 813.2108 | 813.2108 | 0 | 8.4334e-05 |  | 0 | 0.068582 | 0.068582 | 0 | 0.068582 | 0.068582 | 0 | 0.068582 | 0.068582 | 0 | 0 | 0 | [40 empty] | All EPR in 2020WLDFRSafety | WLDFR | HFTD - Distribution - Tier 2 - 1QU CoRE ¦ 3QU LoRE | Red Flag Warning - Small Fires | 2024 | Safety | 0.041187 | 1086.8999 | 2024 | Control | 0.053 | 3 | 0 | esc | 0 | 0 | 0 | 0 | 0.055966 | 0.0023051 | 0.055966 | 0.0023051
[79 empty] | WLDFR | HFTD - Distribution - Tier 2 - 2QU CoRE ¦ 2QU LoRE | Red Flag Warning - Catastrophic Fires | 2023 | 0 | 0 | 0 | 0 | 14664.6376 | 233.2301 | 8896.516 | 5534.8915 | 0 | 843.2942 | 843.2942 | 843.2942 | 8.4334e-05 |  | 0 | 0 | 0 | 0 | 0.071119 | 0.071119 | 0 | 0.071119 | 0.071119 | 0 | 0.071119 | 0.071119 | [40 empty] | All EPR in 2020WLDFRElectric Reliability | WLDFR | HFTD - Distribution - Tier 2 - 1QU CoRE ¦ 3QU LoRE | Red Flag Warning - Small Fires | 2025 | Electric Reliability | 0.03759 | 1086.8999 | 2025 | Control | 0.1325 | 3 | 0 | esc | 0 | 0 | 0 | 0 | 0 | 0 | 0.15274 | 0.0057414
[79 empty] | WLDFR | HFTD - Distribution - Tier 2 - 2QU CoRE ¦ 2QU LoRE | Red Flag Warning - Catastrophic Fires | 2024 | 0 | 0 | 0 | 0 | 14664.6376 | 233.2301 | 8896.516 | 5534.8915 | 0 | 0 | 843.2942 | 843.2942 | 8.4334e-05 |  | 0 | 0 | 0 | 0 | 0 | 0 | 0 | 0.071119 | 0.071119 | 0 | 0.071119 | 0.071119 | [40 empty] | All EPR in 2020WLDFRFinancial | WLDFR | HFTD - Distribution - Tier 2 - 1QU CoRE ¦ 3QU LoRE | Red Flag Warning - Small Fires | 2025 | Financial | 0.0016314 | 1086.8999 | 2025 | Control | 0.053 | 3 | 0 | esc | 0 | 0 | 0 | 0 | 0 | 0 | 0.055966 | 9.1305e-05
[79 empty] | WLDFR | HFTD - Distribution - Tier 2 - 2QU CoRE ¦ 2QU LoRE | Red Flag Warning - Catastrophic Fires | 2025 | 0 | 0 | 0 | 0 | 14664.6376 | 233.2301 | 8896.516 | 5534.8915 | 0 | 0 | 0 | 843.2942 | 8.4334e-05 |  | 0 | 0 | 0 | 0 | 0 | 0 | 0 | 0 | 0 | 0 | 0.071119 | 0.071119 | [40 empty] | All EPR in 2020WLDFRSafety | WLDFR | HFTD - Distribution - Tier 2 - 1QU CoRE ¦ 3QU LoRE | Red Flag Warning - Small Fires | 2025 | Safety | 0.041187 | 1086.8999 | 2025 | Control | 0.053 | 3 | 0 | esc | 0 | 0 | 0 | 0 | 0 | 0 | 0.055966 | 0.0023051
[79 empty] | WLDFR | HFTD - Distribution - Tier 2 - 2QU CoRE ¦ 2QU LoRE | Red Flag Warning - Destructive Fires | 2020 | 0 | 0 | 0 | 0 | 8807.9522 | 222.2294 | 8585.7228 | 0 | 514.4532 | 0 | 0 | 0 | 1.2153e-05 |  | 0 | 0.0062523 | 0.0062523 | 0 | 0 | 0 | 0 | 0 | 0 | 0 | 0 | 0 | [40 empty] | All EPR in 2020WLDFRElectric Reliability | WLDFR | HFTD - Distribution - Tier 2 - 1QU CoRE ¦ 3QU LoRE | Seismic - Non-Red Flag Warning - Catastrophic Fires | 2021 | Electric Reliability | 409.2237 | 1086.8999 | 2021 | Control | 0.1325 | 3 | 0 | esc | 0.15274 | 62.5039 | 0.15274 | 62.5039 | 0 | 0 | 0 | 0
[79 empty] | WLDFR | HFTD - Distribution - Tier 2 - 2QU CoRE ¦ 2QU LoRE | Red Flag Warning - Destructive Fires | 2021 | 0 | 0 | 0 | 0 | 8807.9522 | 222.2294 | 8585.7228 | 0 | 514.4532 | 514.4532 | 0 | 0 | 1.2153e-05 |  | 0 | 0.0062523 | 0.0062523 | 0 | 0.0062523 | 0.0062523 | 0 | 0 | 0 | 0 | 0 | 0 | [40 empty] | All EPR in 2020WLDFRFinancial | WLDFR | HFTD - Distribution - Tier 2 - 1QU CoRE ¦ 3QU LoRE | Seismic - Non-Red Flag Warning - Catastrophic Fires | 2021 | Financial | 13469.0878 | 1086.8999 | 2021 | Control | 0.053 | 3 | 0 | esc | 0.055966 | 753.8138 | 0.055966 | 753.8138 | 0 | 0 | 0 | 0
[79 empty] | WLDFR | HFTD - Distribution - Tier 2 - 2QU CoRE ¦ 2QU LoRE | Red Flag Warning - Destructive Fires | 2022 | 0 | 0 | 0 | 0 | 8807.9522 | 222.2294 | 8585.7228 | 0 | 514.4532 | 514.4532 | 514.4532 | 0 | 1.2153e-05 |  | 0 | 0.0062523 | 0.0062523 | 0 | 0.0062523 | 0.0062523 | 0 | 0.0062523 | 0.0062523 | 0 | 0 | 0 | [40 empty] | All EPR in 2020WLDFRSafety | WLDFR | HFTD - Distribution - Tier 2 - 1QU CoRE ¦ 3QU LoRE | Seismic - Non-Red Flag Warning - Catastrophic Fires | 2021 | Safety | 7205.5313 | 1086.8999 | 2021 | Control | 0.053 | 3 | 0 | esc | 0.055966 | 403.2663 | 0.055966 | 403.2663 | 0 | 0 | 0 | 0
[79 empty] | WLDFR | HFTD - Distribution - Tier 2 - 2QU CoRE ¦ 2QU LoRE | Red Flag Warning - Destructive Fires | 2023 | 0 | 0 | 0 | 0 | 9129.7461 | 233.2301 | 8896.516 | 0 | 0 | 533.5273 | 533.5273 | 533.5273 | 1.2153e-05 |  | 0 | 0 | 0 | 0 | 0.0064841 | 0.0064841 | 0 | 0.0064841 | 0.0064841 | 0 | 0.0064841 | 0.0064841 | [40 empty] | All EPR in 2020WLDFRElectric Reliability | WLDFR | HFTD - Distribution - Tier 2 - 1QU CoRE ¦ 3QU LoRE | Seismic - Non-Red Flag Warning - Catastrophic Fires | 2022 | Electric Reliability | 409.2237 | 1086.8999 | 2022 | Control | 0.1325 | 3 | 0 | esc | 0.15274 | 62.5039 | 0.15274 | 62.5039 | 0.15274 | 62.5039 | 0 | 0
[79 empty] | WLDFR | HFTD - Distribution - Tier 2 - 2QU CoRE ¦ 2QU LoRE | Red Flag Warning - Destructive Fires | 2024 | 0 | 0 | 0 | 0 | 9129.7461 | 233.2301 | 8896.516 | 0 | 0 | 0 | 533.5273 | 533.5273 | 1.2153e-05 |  | 0 | 0 | 0 | 0 | 0 | 0 | 0 | 0.0064841 | 0.0064841 | 0 | 0.0064841 | 0.0064841 | [40 empty] | All EPR in 2020WLDFRFinancial | WLDFR | HFTD - Distribution - Tier 2 - 1QU CoRE ¦ 3QU LoRE | Seismic - Non-Red Flag Warning - Catastrophic Fires | 2022 | Financial | 13469.0878 | 1086.8999 | 2022 | Control | 0.053 | 3 | 0 | esc | 0.055966 | 753.8138 | 0.055966 | 753.8138 | 0.055966 | 753.8138 | 0 | 0
[79 empty] | WLDFR | HFTD - Distribution - Tier 2 - 2QU CoRE ¦ 2QU LoRE | Red Flag Warning - Destructive Fires | 2025 | 0 | 0 | 0 | 0 | 9129.7461 | 233.2301 | 8896.516 | 0 | 0 | 0 | 0 | 533.5273 | 1.2153e-05 |  | 0 | 0 | 0 | 0 | 0 | 0 | 0 | 0 | 0 | 0 | 0.0064841 | 0.0064841 | [40 empty] | All EPR in 2020WLDFRSafety | WLDFR | HFTD - Distribution - Tier 2 - 1QU CoRE ¦ 3QU LoRE | Seismic - Non-Red Flag Warning - Catastrophic Fires | 2022 | Safety | 7205.5313 | 1086.8999 | 2022 | Control | 0.053 | 3 | 0 | esc | 0.055966 | 403.2663 | 0.055966 | 403.2663 | 0.055966 | 403.2663 | 0 | 0
[79 empty] | WLDFR | HFTD - Distribution - Tier 2 - 2QU CoRE ¦ 2QU LoRE | Red Flag Warning - Large Fires | 2020 | 0 | 0 | 0 | 0 | 5.2406 | 0.69642 | 2.942 | 1.6022 | 0.36069 | 0 | 0 | 0 | 5.907e-05 |  | 0 | 2.1306e-05 | 2.1306e-05 | 0 | 0 | 0 | 0 | 0 | 0 | 0 | 0 | 0 | [40 empty] | All EPR in 2020WLDFRElectric Reliability | WLDFR | HFTD - Distribution - Tier 2 - 1QU CoRE ¦ 3QU LoRE | Seismic - Non-Red Flag Warning - Catastrophic Fires | 2023 | Electric Reliability | 428.6023 | 1086.8999 | 2023 | Control | 0.1325 | 3 | 0 | esc | 0 | 0 | 0.15274 | 65.4638 | 0.15274 | 65.4638 | 0.15274 | 65.4638
[79 empty] | WLDFR | HFTD - Distribution - Tier 2 - 2QU CoRE ¦ 2QU LoRE | Red Flag Warning - Large Fires | 2021 | 0 | 0 | 0 | 0 | 5.2406 | 0.69642 | 2.942 | 1.6022 | 0.36069 | 0.36069 | 0 | 0 | 5.907e-05 |  | 0 | 2.1306e-05 | 2.1306e-05 | 0 | 2.1306e-05 | 2.1306e-05 | 0 | 0 | 0 | 0 | 0 | 0 | [40 empty] | All EPR in 2020WLDFRFinancial | WLDFR | HFTD - Distribution - Tier 2 - 1QU CoRE ¦ 3QU LoRE | Seismic - Non-Red Flag Warning - Catastrophic Fires | 2023 | Financial | 13939.561 | 1086.8999 | 2023 | Control | 0.053 | 3 | 0 | esc | 0 | 0 | 0.055966 | 780.1444 | 0.055966 | 780.1444 | 0.055966 | 780.1444
[79 empty] | WLDFR | HFTD - Distribution - Tier 2 - 2QU CoRE ¦ 2QU LoRE | Red Flag Warning - Large Fires | 2022 | 0 | 0 | 0 | 0 | 5.2406 | 0.69642 | 2.942 | 1.6022 | 0.36069 | 0.36069 | 0.36069 | 0 | 5.907e-05 |  | 0 | 2.1306e-05 | 2.1306e-05 | 0 | 2.1306e-05 | 2.1306e-05 | 0 | 2.1306e-05 | 2.1306e-05 | 0 | 0 | 0 | [40 empty] | All EPR in 2020WLDFRSafety | WLDFR | HFTD - Distribution - Tier 2 - 1QU CoRE ¦ 3QU LoRE | Seismic - Non-Red Flag Warning - Catastrophic Fires | 2023 | Safety | 7467.8148 | 1086.8999 | 2023 | Control | 0.053 | 3 | 0 | esc | 0 | 0 | 0.055966 | 417.9453 | 0.055966 | 417.9453 | 0.055966 | 417.9453
[79 empty] | WLDFR | HFTD - Distribution - Tier 2 - 2QU CoRE ¦ 2QU LoRE | Red Flag Warning - Large Fires | 2023 | 0 | 0 | 0 | 0 | 5.475 | 0.71896 | 3.0715 | 1.6846 | 0 | 0.37599 | 0.37599 | 0.37599 | 5.907e-05 |  | 0 | 0 | 0 | 0 | 2.221e-05 | 2.221e-05 | 0 | 2.221e-05 | 2.221e-05 | 0 | 2.221e-05 | 2.221e-05 | [40 empty] | All EPR in 2020WLDFRElectric Reliability | WLDFR | HFTD - Distribution - Tier 2 - 1QU CoRE ¦ 3QU LoRE | Seismic - Non-Red Flag Warning - Catastrophic Fires | 2024 | Electric Reliability | 428.6023 | 1086.8999 | 2024 | Control | 0.1325 | 3 | 0 | esc | 0 | 0 | 0 | 0 | 0.15274 | 65.4638 | 0.15274 | 65.4638
[79 empty] | WLDFR | HFTD - Distribution - Tier 2 - 2QU CoRE ¦ 2QU LoRE | Red Flag Warning - Large Fires | 2024 | 0 | 0 | 0 | 0 | 5.475 | 0.71896 | 3.0715 | 1.6846 | 0 | 0 | 0.37599 | 0.37599 | 5.907e-05 |  | 0 | 0 | 0 | 0 | 0 | 0 | 0 | 2.221e-05 | 2.221e-05 | 0 | 2.221e-05 | 2.221e-05 | [40 empty] | All EPR in 2020WLDFRFinancial | WLDFR | HFTD - Distribution - Tier 2 - 1QU CoRE ¦ 3QU LoRE | Seismic - Non-Red Flag Warning - Catastrophic Fires | 2024 | Financial | 13939.561 | 1086.8999 | 2024 | Control | 0.053 | 3 | 0 | esc | 0 | 0 | 0 | 0 | 0.055966 | 780.1444 | 0.055966 | 780.1444
[79 empty] | WLDFR | HFTD - Distribution - Tier 2 - 2QU CoRE ¦ 2QU LoRE | Red Flag Warning - Large Fires | 2025 | 0 | 0 | 0 | 0 | 5.475 | 0.71896 | 3.0715 | 1.6846 | 0 | 0 | 0 | 0.37599 | 5.907e-05 |  | 0 | 0 | 0 | 0 | 0 | 0 | 0 | 0 | 0 | 0 | 2.221e-05 | 2.221e-05 | [40 empty] | All EPR in 2020WLDFRSafety | WLDFR | HFTD - Distribution - Tier 2 - 1QU CoRE ¦ 3QU LoRE | Seismic - Non-Red Flag Warning - Catastrophic Fires | 2024 | Safety | 7467.8148 | 1086.8999 | 2024 | Control | 0.053 | 3 | 0 | esc | 0 | 0 | 0 | 0 | 0.055966 | 417.9453 | 0.055966 | 417.9453
[79 empty] | WLDFR | HFTD - Distribution - Tier 2 - 2QU CoRE ¦ 2QU LoRE | Red Flag Warning - Small Fires | 2020 | 0 | 0 | 0 | 0 | 0.077901 | 0.036425 | 0.0015809 | 0.039895 | 0.0078847 | 0 | 0 | 0 | 0.00072536 |  | 0 | 5.7193e-06 | 5.7193e-06 | 0 | 0 | 0 | 0 | 0 | 0 | 0 | 0 | 0 | [40 empty] | All EPR in 2020WLDFRElectric Reliability | WLDFR | HFTD - Distribution - Tier 2 - 1QU CoRE ¦ 3QU LoRE | Seismic - Non-Red Flag Warning - Catastrophic Fires | 2025 | Electric Reliability | 428.6023 | 1086.8999 | 2025 | Control | 0.1325 | 3 | 0 | esc | 0 | 0 | 0 | 0 | 0 | 0 | 0.15274 | 65.4638
[79 empty] | WLDFR | HFTD - Distribution - Tier 2 - 2QU CoRE ¦ 2QU LoRE | Red Flag Warning - Small Fires | 2021 | 0 | 0 | 0 | 0 | 0.077901 | 0.036425 | 0.0015809 | 0.039895 | 0.0078847 | 0.0078847 | 0 | 0 | 0.00072536 |  | 0 | 5.7193e-06 | 5.7193e-06 | 0 | 5.7193e-06 | 5.7193e-06 | 0 | 0 | 0 | 0 | 0 | 0 | [40 empty] | All EPR in 2020WLDFRFinancial | WLDFR | HFTD - Distribution - Tier 2 - 1QU CoRE ¦ 3QU LoRE | Seismic - Non-Red Flag Warning - Catastrophic Fires | 2025 | Financial | 13939.561 | 1086.8999 | 2025 | Control | 0.053 | 3 | 0 | esc | 0 | 0 | 0 | 0 | 0 | 0 | 0.055966 | 780.1444
[79 empty] | WLDFR | HFTD - Distribution - Tier 2 - 2QU CoRE ¦ 2QU LoRE | Red Flag Warning - Small Fires | 2022 | 0 | 0 | 0 | 0 | 0.077901 | 0.036425 | 0.0015809 | 0.039895 | 0.0078847 | 0.0078847 | 0.0078847 | 0 | 0.00072536 |  | 0 | 5.7193e-06 | 5.7193e-06 | 0 | 5.7193e-06 | 5.7193e-06 | 0 | 5.7193e-06 | 5.7193e-06 | 0 | 0 | 0 | [40 empty] | All EPR in 2020WLDFRSafety | WLDFR | HFTD - Distribution - Tier 2 - 1QU CoRE ¦ 3QU LoRE | Seismic - Non-Red Flag Warning - Catastrophic Fires | 2025 | Safety | 7467.8148 | 1086.8999 | 2025 | Control | 0.053 | 3 | 0 | esc | 0 | 0 | 0 | 0 | 0 | 0 | 0.055966 | 417.9453
[79 empty] | WLDFR | HFTD - Distribution - Tier 2 - 2QU CoRE ¦ 2QU LoRE | Red Flag Warning - Small Fires | 2023 | 0 | 0 | 0 | 0 | 0.080408 | 0.03759 | 0.0016314 | 0.041187 | 0 | 0.0081378 | 0.0081378 | 0.0081378 | 0.00072536 |  | 0 | 0 | 0 | 0 | 5.9029e-06 | 5.9029e-06 | 0 | 5.9029e-06 | 5.9029e-06 | 0 | 5.9029e-06 | 5.9029e-06 | [40 empty] | All EPR in 2020WLDFRElectric Reliability | WLDFR | HFTD - Distribution - Tier 2 - 1QU CoRE ¦ 3QU LoRE | Seismic - Red Flag Warning - Catastrophic Fires | 2021 | Electric Reliability | 409.2237 | 1086.8999 | 2021 | Control | 0.1325 | 3 | 0 | esc | 0.15274 | 62.5039 | 0.15274 | 62.5039 | 0 | 0 | 0 | 0
[79 empty] | WLDFR | HFTD - Distribution - Tier 2 - 2QU CoRE ¦ 2QU LoRE | Red Flag Warning - Small Fires | 2024 | 0 | 0 | 0 | 0 | 0.080408 | 0.03759 | 0.0016314 | 0.041187 | 0 | 0 | 0.0081378 | 0.0081378 | 0.00072536 |  | 0 | 0 | 0 | 0 | 0 | 0 | 0 | 5.9029e-06 | 5.9029e-06 | 0 | 5.9029e-06 | 5.9029e-06 | [40 empty] | All EPR in 2020WLDFRFinancial | WLDFR | HFTD - Distribution - Tier 2 - 1QU CoRE ¦ 3QU LoRE | Seismic - Red Flag Warning - Catastrophic Fires | 2021 | Financial | 13469.0878 | 1086.8999 | 2021 | Control | 0.053 | 3 | 0 | esc | 0.055966 | 753.8138 | 0.055966 | 753.8138 | 0 | 0 | 0 | 0
[79 empty] | WLDFR | HFTD - Distribution - Tier 2 - 2QU CoRE ¦ 2QU LoRE | Red Flag Warning - Small Fires | 2025 | 0 | 0 | 0 | 0 | 0.080408 | 0.03759 | 0.0016314 | 0.041187 | 0 | 0 | 0 | 0.0081378 | 0.00072536 |  | 0 | 0 | 0 | 0 | 0 | 0 | 0 | 0 | 0 | 0 | 5.9029e-06 | 5.9029e-06 | [40 empty] | All EPR in 2020WLDFRSafety | WLDFR | HFTD - Distribution - Tier 2 - 1QU CoRE ¦ 3QU LoRE | Seismic - Red Flag Warning - Catastrophic Fires | 2021 | Safety | 7205.5313 | 1086.8999 | 2021 | Control | 0.053 | 3 | 0 | esc | 0.055966 | 403.2663 | 0.055966 | 403.2663 | 0 | 0 | 0 | 0
[79 empty] | WLDFR | HFTD - Distribution - Tier 2 - 2QU CoRE ¦ 2QU LoRE | Seismic - Non-Red Flag Warning - Catastrophic Fires | 2020 | 0 | 0 | 0 | 0 | 21083.8428 | 409.2237 | 13469.0878 | 7205.5313 | 1219.584 | 0 | 0 | 0 | 2.1526e-10 |  | 0 | 2.6253e-07 | 2.6253e-07 | 0 | 0 | 0 | 0 | 0 | 0 | 0 | 0 | 0 | [40 empty] | All EPR in 2020WLDFRElectric Reliability | WLDFR | HFTD - Distribution - Tier 2 - 1QU CoRE ¦ 3QU LoRE | Seismic - Red Flag Warning - Catastrophic Fires | 2022 | Electric Reliability | 409.2237 | 1086.8999 | 2022 | Control | 0.1325 | 3 | 0 | esc | 0.15274 | 62.5039 | 0.15274 | 62.5039 | 0.15274 | 62.5039 | 0 | 0
[79 empty] | WLDFR | HFTD - Distribution - Tier 2 - 2QU CoRE ¦ 2QU LoRE | Seismic - Non-Red Flag Warning - Catastrophic Fires | 2021 | 0 | 0 | 0 | 0 | 21083.8428 | 409.2237 | 13469.0878 | 7205.5313 | 1219.584 | 1219.584 | 0 | 0 | 2.1526e-10 |  | 0 | 2.6253e-07 | 2.6253e-07 | 0 | 2.6253e-07 | 2.6253e-07 | 0 | 0 | 0 | 0 | 0 | 0 | [40 empty] | All EPR in 2020WLDFRFinancial | WLDFR | HFTD - Distribution - Tier 2 - 1QU CoRE ¦ 3QU LoRE | Seismic - Red Flag Warning - Catastrophic Fires | 2022 | Financial | 13469.0878 | 1086.8999 | 2022 | Control | 0.053 | 3 | 0 | esc | 0.055966 | 753.8138 | 0.055966 | 753.8138 | 0.055966 | 753.8138 | 0 | 0
[79 empty] | WLDFR | HFTD - Distribution - Tier 2 - 2QU CoRE ¦ 2QU LoRE | Seismic - Non-Red Flag Warning - Catastrophic Fires | 2022 | 0 | 0 | 0 | 0 | 21083.8428 | 409.2237 | 13469.0878 | 7205.5313 | 1219.584 | 1219.584 | 1219.584 | 0 | 2.1526e-10 |  | 0 | 2.6253e-07 | 2.6253e-07 | 0 | 2.6253e-07 | 2.6253e-07 | 0 | 2.6253e-07 | 2.6253e-07 | 0 | 0 | 0 | [40 empty] | All EPR in 2020WLDFRSafety | WLDFR | HFTD - Distribution - Tier 2 - 1QU CoRE ¦ 3QU LoRE | Seismic - Red Flag Warning - Catastrophic Fires | 2022 | Safety | 7205.5313 | 1086.8999 | 2022 | Control | 0.053 | 3 | 0 | esc | 0.055966 | 403.2663 | 0.055966 | 403.2663 | 0.055966 | 403.2663 | 0 | 0
[79 empty] | WLDFR | HFTD - Distribution - Tier 2 - 2QU CoRE ¦ 2QU LoRE | Seismic - Non-Red Flag Warning - Catastrophic Fires | 2023 | 0 | 0 | 0 | 0 | 21835.9781 | 428.6023 | 13939.561 | 7467.8148 | 0 | 1263.5534 | 1263.5534 | 1263.5534 | 2.1526e-10 |  | 0 | 0 | 0 | 0 | 2.7199e-07 | 2.7199e-07 | 0 | 2.7199e-07 | 2.7199e-07 | 0 | 2.7199e-07 | 2.7199e-07 | [40 empty] | All EPR in 2020WLDFRElectric Reliability | WLDFR | HFTD - Distribution - Tier 2 - 1QU CoRE ¦ 3QU LoRE | Seismic - Red Flag Warning - Catastrophic Fires | 2023 | Electric Reliability | 428.6023 | 1086.8999 | 2023 | Control | 0.1325 | 3 | 0 | esc | 0 | 0 | 0.15274 | 65.4638 | 0.15274 | 65.4638 | 0.15274 | 65.4638
[79 empty] | WLDFR | HFTD - Distribution - Tier 2 - 2QU CoRE ¦ 2QU LoRE | Seismic - Non-Red Flag Warning - Catastrophic Fires | 2024 | 0 | 0 | 0 | 0 | 21835.9781 | 428.6023 | 13939.561 | 7467.8148 | 0 | 0 | 1263.5534 | 1263.5534 | 2.1526e-10 |  | 0 | 0 | 0 | 0 | 0 | 0 | 0 | 2.7199e-07 | 2.7199e-07 | 0 | 2.7199e-07 | 2.7199e-07 | [40 empty] | All EPR in 2020WLDFRFinancial | WLDFR | HFTD - Distribution - Tier 2 - 1QU CoRE ¦ 3QU LoRE | Seismic - Red Flag Warning - Catastrophic Fires | 2023 | Financial | 13939.561 | 1086.8999 | 2023 | Control | 0.053 | 3 | 0 | esc | 0 | 0 | 0.055966 | 780.1444 | 0.055966 | 780.1444 | 0.055966 | 780.1444
[79 empty] | WLDFR | HFTD - Distribution - Tier 2 - 2QU CoRE ¦ 2QU LoRE | Seismic - Non-Red Flag Warning - Catastrophic Fires | 2025 | 0 | 0 | 0 | 0 | 21835.9781 | 428.6023 | 13939.561 | 7467.8148 | 0 | 0 | 0 | 1263.5534 | 2.1526e-10 |  | 0 | 0 | 0 | 0 | 0 | 0 | 0 | 0 | 0 | 0 | 2.7199e-07 | 2.7199e-07 | [40 empty] | All EPR in 2020WLDFRSafety | WLDFR | HFTD - Distribution - Tier 2 - 1QU CoRE ¦ 3QU LoRE | Seismic - Red Flag Warning - Catastrophic Fires | 2023 | Safety | 7467.8148 | 1086.8999 | 2023 | Control | 0.053 | 3 | 0 | esc | 0 | 0 | 0.055966 | 417.9453 | 0.055966 | 417.9453 | 0.055966 | 417.9453
[79 empty] | WLDFR | HFTD - Distribution - Tier 2 - 2QU CoRE ¦ 2QU LoRE | Seismic - Red Flag Warning - Catastrophic Fires | 2020 | 0 | 0 | 0 | 0 | 21083.8428 | 409.2237 | 13469.0878 | 7205.5313 | 1219.584 | 0 | 0 | 0 | 9.2838e-09 |  | 0 | 1.1322e-05 | 1.1322e-05 | 0 | 0 | 0 | 0 | 0 | 0 | 0 | 0 | 0 | [40 empty] | All EPR in 2020WLDFRElectric Reliability | WLDFR | HFTD - Distribution - Tier 2 - 1QU CoRE ¦ 3QU LoRE | Seismic - Red Flag Warning - Catastrophic Fires | 2024 | Electric Reliability | 428.6023 | 1086.8999 | 2024 | Control | 0.1325 | 3 | 0 | esc | 0 | 0 | 0 | 0 | 0.15274 | 65.4638 | 0.15274 | 65.4638
[79 empty] | WLDFR | HFTD - Distribution - Tier 2 - 2QU CoRE ¦ 2QU LoRE | Seismic - Red Flag Warning - Catastrophic Fires | 2021 | 0 | 0 | 0 | 0 | 21083.8428 | 409.2237 | 13469.0878 | 7205.5313 | 1219.584 | 1219.584 | 0 | 0 | 9.2838e-09 |  | 0 | 1.1322e-05 | 1.1322e-05 | 0 | 1.1322e-05 | 1.1322e-05 | 0 | 0 | 0 | 0 | 0 | 0 | [40 empty] | All EPR in 2020WLDFRFinancial | WLDFR | HFTD - Distribution - Tier 2 - 1QU CoRE ¦ 3QU LoRE | Seismic - Red Flag Warning - Catastrophic Fires | 2024 | Financial | 13939.561 | 1086.8999 | 2024 | Control | 0.053 | 3 | 0 | esc | 0 | 0 | 0 | 0 | 0.055966 | 780.1444 | 0.055966 | 780.1444
[79 empty] | WLDFR | HFTD - Distribution - Tier 2 - 2QU CoRE ¦ 2QU LoRE | Seismic - Red Flag Warning - Catastrophic Fires | 2022 | 0 | 0 | 0 | 0 | 21083.8428 | 409.2237 | 13469.0878 | 7205.5313 | 1219.584 | 1219.584 | 1219.584 | 0 | 9.2838e-09 |  | 0 | 1.1322e-05 | 1.1322e-05 | 0 | 1.1322e-05 | 1.1322e-05 | 0 | 1.1322e-05 | 1.1322e-05 | 0 | 0 | 0 | [40 empty] | All EPR in 2020WLDFRSafety | WLDFR | HFTD - Distribution - Tier 2 - 1QU CoRE ¦ 3QU LoRE | Seismic - Red Flag Warning - Catastrophic Fires | 2024 | Safety | 7467.8148 | 1086.8999 | 2024 | Control | 0.053 | 3 | 0 | esc | 0 | 0 | 0 | 0 | 0.055966 | 417.9453 | 0.055966 | 417.9453
[79 empty] | WLDFR | HFTD - Distribution - Tier 2 - 2QU CoRE ¦ 2QU LoRE | Seismic - Red Flag Warning - Catastrophic Fires | 2023 | 0 | 0 | 0 | 0 | 21835.9781 | 428.6023 | 13939.561 | 7467.8148 | 0 | 1263.5534 | 1263.5534 | 1263.5534 | 9.2838e-09 |  | 0 | 0 | 0 | 0 | 1.1731e-05 | 1.1731e-05 | 0 | 1.1731e-05 | 1.1731e-05 | 0 | 1.1731e-05 | 1.1731e-05 | [40 empty] | All EPR in 2020WLDFRElectric Reliability | WLDFR | HFTD - Distribution - Tier 2 - 1QU CoRE ¦ 3QU LoRE | Seismic - Red Flag Warning - Catastrophic Fires | 2025 | Electric Reliability | 428.6023 | 1086.8999 | 2025 | Control | 0.1325 | 3 | 0 | esc | 0 | 0 | 0 | 0 | 0 | 0 | 0.15274 | 65.4638
[79 empty] | WLDFR | HFTD - Distribution - Tier 2 - 2QU CoRE ¦ 2QU LoRE | Seismic - Red Flag Warning - Catastrophic Fires | 2024 | 0 | 0 | 0 | 0 | 21835.9781 | 428.6023 | 13939.561 | 7467.8148 | 0 | 0 | 1263.5534 | 1263.5534 | 9.2838e-09 |  | 0 | 0 | 0 | 0 | 0 | 0 | 0 | 1.1731e-05 | 1.1731e-05 | 0 | 1.1731e-05 | 1.1731e-05 | [40 empty] | All EPR in 2020WLDFRFinancial | WLDFR | HFTD - Distribution - Tier 2 - 1QU CoRE ¦ 3QU LoRE | Seismic - Red Flag Warning - Catastrophic Fires | 2025 | Financial | 13939.561 | 1086.8999 | 2025 | Control | 0.053 | 3 | 0 | esc | 0 | 0 | 0 | 0 | 0 | 0 | 0.055966 | 780.1444
[79 empty] | WLDFR | HFTD - Distribution - Tier 2 - 2QU CoRE ¦ 2QU LoRE | Seismic - Red Flag Warning - Catastrophic Fires | 2025 | 0 | 0 | 0 | 0 | 21835.9781 | 428.6023 | 13939.561 | 7467.8148 | 0 | 0 | 0 | 1263.5534 | 9.2838e-09 |  | 0 | 0 | 0 | 0 | 0 | 0 | 0 | 0 | 0 | 0 | 1.1731e-05 | 1.1731e-05 | [40 empty] | All EPR in 2020WLDFRSafety | WLDFR | HFTD - Distribution - Tier 2 - 1QU CoRE ¦ 3QU LoRE | Seismic - Red Flag Warning - Catastrophic Fires | 2025 | Safety | 7467.8148 | 1086.8999 | 2025 | Control | 0.053 | 3 | 0 | esc | 0 | 0 | 0 | 0 | 0 | 0 | 0.055966 | 417.9453
[79 empty] | WLDFR | HFTD - Distribution - Tier 2 - 2QU CoRE ¦ 3QU LoRE | Non-Red Flag Warning - Catastrophic Fires | 2020 | 0 | 0 | 0 | 0 | 14146.1306 | 222.2294 | 8585.7228 | 5338.1784 | 813.2108 | 0 | 0 | 0 | 4.6094e-06 |  | 0 | 0.0037484 | 0.0037484 | 0 | 0 | 0 | 0 | 0 | 0 | 0 | 0 | 0 | [40 empty] | All EPR in 2020WLDFRElectric Reliability | WLDFR | HFTD - Distribution - Tier 2 - 1QU CoRE ¦ 4QU LoRE | Non-Red Flag Warning - Catastrophic Fires | 2021 | Electric Reliability | 222.2294 | 1434.2134 | 2021 | Control | 0.1325 | 3 | 0 | esc | 0.15274 | 33.9428 | 0.15274 | 33.9428 | 0 | 0 | 0 | 0
[79 empty] | WLDFR | HFTD - Distribution - Tier 2 - 2QU CoRE ¦ 3QU LoRE | Non-Red Flag Warning - Catastrophic Fires | 2021 | 0 | 0 | 0 | 0 | 14146.1306 | 222.2294 | 8585.7228 | 5338.1784 | 813.2108 | 813.2108 | 0 | 0 | 4.6094e-06 |  | 0 | 0.0037484 | 0.0037484 | 0 | 0.0037484 | 0.0037484 | 0 | 0 | 0 | 0 | 0 | 0 | [40 empty] | All EPR in 2020WLDFRFinancial | WLDFR | HFTD - Distribution - Tier 2 - 1QU CoRE ¦ 4QU LoRE | Non-Red Flag Warning - Catastrophic Fires | 2021 | Financial | 8585.7228 | 1434.2134 | 2021 | Control | 0.053 | 3 | 0 | esc | 0.055966 | 480.5104 | 0.055966 | 480.5104 | 0 | 0 | 0 | 0
[79 empty] | WLDFR | HFTD - Distribution - Tier 2 - 2QU CoRE ¦ 3QU LoRE | Non-Red Flag Warning - Catastrophic Fires | 2022 | 0 | 0 | 0 | 0 | 14146.1306 | 222.2294 | 8585.7228 | 5338.1784 | 813.2108 | 813.2108 | 813.2108 | 0 | 4.6094e-06 |  | 0 | 0.0037484 | 0.0037484 | 0 | 0.0037484 | 0.0037484 | 0 | 0.0037484 | 0.0037484 | 0 | 0 | 0 | [40 empty] | All EPR in 2020WLDFRSafety | WLDFR | HFTD - Distribution - Tier 2 - 1QU CoRE ¦ 4QU LoRE | Non-Red Flag Warning - Catastrophic Fires | 2021 | Safety | 5338.1784 | 1434.2134 | 2021 | Control | 0.053 | 3 | 0 | esc | 0.055966 | 298.7576 | 0.055966 | 298.7576 | 0 | 0 | 0 | 0
[79 empty] | WLDFR | HFTD - Distribution - Tier 2 - 2QU CoRE ¦ 3QU LoRE | Non-Red Flag Warning - Catastrophic Fires | 2023 | 0 | 0 | 0 | 0 | 14664.6376 | 233.2301 | 8896.516 | 5534.8915 | 0 | 843.2942 | 843.2942 | 843.2942 | 4.6094e-06 |  | 0 | 0 | 0 | 0 | 0.0038871 | 0.0038871 | 0 | 0.0038871 | 0.0038871 | 0 | 0.0038871 | 0.0038871 | [40 empty] | All EPR in 2020WLDFRElectric Reliability | WLDFR | HFTD - Distribution - Tier 2 - 1QU CoRE ¦ 4QU LoRE | Non-Red Flag Warning - Catastrophic Fires | 2022 | Electric Reliability | 222.2294 | 1434.2134 | 2022 | Control | 0.1325 | 3 | 0 | esc | 0.15274 | 33.9428 | 0.15274 | 33.9428 | 0.15274 | 33.9428 | 0 | 0
[79 empty] | WLDFR | HFTD - Distribution - Tier 2 - 2QU CoRE ¦ 3QU LoRE | Non-Red Flag Warning - Catastrophic Fires | 2024 | 0 | 0 | 0 | 0 | 14664.6376 | 233.2301 | 8896.516 | 5534.8915 | 0 | 0 | 843.2942 | 843.2942 | 4.6094e-06 |  | 0 | 0 | 0 | 0 | 0 | 0 | 0 | 0.0038871 | 0.0038871 | 0 | 0.0038871 | 0.0038871 | [40 empty] | All EPR in 2020WLDFRFinancial | WLDFR | HFTD - Distribution - Tier 2 - 1QU CoRE ¦ 4QU LoRE | Non-Red Flag Warning - Catastrophic Fires | 2022 | Financial | 8585.7228 | 1434.2134 | 2022 | Control | 0.053 | 3 | 0 | esc | 0.055966 | 480.5104 | 0.055966 | 480.5104 | 0.055966 | 480.5104 | 0 | 0
[79 empty] | WLDFR | HFTD - Distribution - Tier 2 - 2QU CoRE ¦ 3QU LoRE | Non-Red Flag Warning - Catastrophic Fires | 2025 | 0 | 0 | 0 | 0 | 14664.6376 | 233.2301 | 8896.516 | 5534.8915 | 0 | 0 | 0 | 843.2942 | 4.6094e-06 |  | 0 | 0 | 0 | 0 | 0 | 0 | 0 | 0 | 0 | 0 | 0.0038871 | 0.0038871 | [40 empty] | All EPR in 2020WLDFRSafety | WLDFR | HFTD - Distribution - Tier 2 - 1QU CoRE ¦ 4QU LoRE | Non-Red Flag Warning - Catastrophic Fires | 2022 | Safety | 5338.1784 | 1434.2134 | 2022 | Control | 0.053 | 3 | 0 | esc | 0.055966 | 298.7576 | 0.055966 | 298.7576 | 0.055966 | 298.7576 | 0 | 0
[79 empty] | WLDFR | HFTD - Distribution - Tier 2 - 2QU CoRE ¦ 3QU LoRE | Non-Red Flag Warning - Destructive Fires | 2020 | 0 | 0 | 0 | 0 | 8807.9522 | 222.2294 | 8585.7228 | 0 | 514.4532 | 0 | 0 | 0 | 4.3069e-06 |  | 0 | 0.0022157 | 0.0022157 | 0 | 0 | 0 | 0 | 0 | 0 | 0 | 0 | 0 | [40 empty] | All EPR in 2020WLDFRElectric Reliability | WLDFR | HFTD - Distribution - Tier 2 - 1QU CoRE ¦ 4QU LoRE | Non-Red Flag Warning - Catastrophic Fires | 2023 | Electric Reliability | 233.2301 | 1434.2134 | 2023 | Control | 0.1325 | 3 | 0 | esc | 0 | 0 | 0.15274 | 35.623 | 0.15274 | 35.623 | 0.15274 | 35.623
[79 empty] | WLDFR | HFTD - Distribution - Tier 2 - 2QU CoRE ¦ 3QU LoRE | Non-Red Flag Warning - Destructive Fires | 2021 | 0 | 0 | 0 | 0 | 8807.9522 | 222.2294 | 8585.7228 | 0 | 514.4532 | 514.4532 | 0 | 0 | 4.3069e-06 |  | 0 | 0.0022157 | 0.0022157 | 0 | 0.0022157 | 0.0022157 | 0 | 0 | 0 | 0 | 0 | 0 | [40 empty] | All EPR in 2020WLDFRFinancial | WLDFR | HFTD - Distribution - Tier 2 - 1QU CoRE ¦ 4QU LoRE | Non-Red Flag Warning - Catastrophic Fires | 2023 | Financial | 8896.516 | 1434.2134 | 2023 | Control | 0.053 | 3 | 0 | esc | 0 | 0 | 0.055966 | 497.9043 | 0.055966 | 497.9043 | 0.055966 | 497.9043
[79 empty] | WLDFR | HFTD - Distribution - Tier 2 - 2QU CoRE ¦ 3QU LoRE | Non-Red Flag Warning - Destructive Fires | 2022 | 0 | 0 | 0 | 0 | 8807.9522 | 222.2294 | 8585.7228 | 0 | 514.4532 | 514.4532 | 514.4532 | 0 | 4.3069e-06 |  | 0 | 0.0022157 | 0.0022157 | 0 | 0.0022157 | 0.0022157 | 0 | 0.0022157 | 0.0022157 | 0 | 0 | 0 | [40 empty] | All EPR in 2020WLDFRSafety | WLDFR | HFTD - Distribution - Tier 2 - 1QU CoRE ¦ 4QU LoRE | Non-Red Flag Warning - Catastrophic Fires | 2023 | Safety | 5534.8915 | 1434.2134 | 2023 | Control | 0.053 | 3 | 0 | esc | 0 | 0 | 0.055966 | 309.7669 | 0.055966 | 309.7669 | 0.055966 | 309.7669
[79 empty] | WLDFR | HFTD - Distribution - Tier 2 - 2QU CoRE ¦ 3QU LoRE | Non-Red Flag Warning - Destructive Fires | 2023 | 0 | 0 | 0 | 0 | 9129.7461 | 233.2301 | 8896.516 | 0 | 0 | 533.5273 | 533.5273 | 533.5273 | 4.3069e-06 |  | 0 | 0 | 0 | 0 | 0.0022979 | 0.0022979 | 0 | 0.0022979 | 0.0022979 | 0 | 0.0022979 | 0.0022979 | [40 empty] | All EPR in 2020WLDFRElectric Reliability | WLDFR | HFTD - Distribution - Tier 2 - 1QU CoRE ¦ 4QU LoRE | Non-Red Flag Warning - Catastrophic Fires | 2024 | Electric Reliability | 233.2301 | 1434.2134 | 2024 | Control | 0.1325 | 3 | 0 | esc | 0 | 0 | 0 | 0 | 0.15274 | 35.623 | 0.15274 | 35.623
[79 empty] | WLDFR | HFTD - Distribution - Tier 2 - 2QU CoRE ¦ 3QU LoRE | Non-Red Flag Warning - Destructive Fires | 2024 | 0 | 0 | 0 | 0 | 9129.7461 | 233.2301 | 8896.516 | 0 | 0 | 0 | 533.5273 | 533.5273 | 4.3069e-06 |  | 0 | 0 | 0 | 0 | 0 | 0 | 0 | 0.0022979 | 0.0022979 | 0 | 0.0022979 | 0.0022979 | [40 empty] | All EPR in 2020WLDFRFinancial | WLDFR | HFTD - Distribution - Tier 2 - 1QU CoRE ¦ 4QU LoRE | Non-Red Flag Warning - Catastrophic Fires | 2024 | Financial | 8896.516 | 1434.2134 | 2024 | Control | 0.053 | 3 | 0 | esc | 0 | 0 | 0 | 0 | 0.055966 | 497.9043 | 0.055966 | 497.9043
[79 empty] | WLDFR | HFTD - Distribution - Tier 2 - 2QU CoRE ¦ 3QU LoRE | Non-Red Flag Warning - Destructive Fires | 2025 | 0 | 0 | 0 | 0 | 9129.7461 | 233.2301 | 8896.516 | 0 | 0 | 0 | 0 | 533.5273 | 4.3069e-06 |  | 0 | 0 | 0 | 0 | 0 | 0 | 0 | 0 | 0 | 0 | 0.0022979 | 0.0022979 | [40 empty] | All EPR in 2020WLDFRSafety | WLDFR | HFTD - Distribution - Tier 2 - 1QU CoRE ¦ 4QU LoRE | Non-Red Flag Warning - Catastrophic Fires | 2024 | Safety | 5534.8915 | 1434.2134 | 2024 | Control | 0.053 | 3 | 0 | esc | 0 | 0 | 0 | 0 | 0.055966 | 309.7669 | 0.055966 | 309.7669
[79 empty] | WLDFR | HFTD - Distribution - Tier 2 - 2QU CoRE ¦ 3QU LoRE | Non-Red Flag Warning - Large Fires | 2020 | 0 | 0 | 0 | 0 | 5.2406 | 0.69642 | 2.942 | 1.6022 | 0.36069 | 0 | 0 | 0 | 3.8466e-05 |  | 0 | 1.3874e-05 | 1.3874e-05 | 0 | 0 | 0 | 0 | 0 | 0 | 0 | 0 | 0 | [40 empty] | All EPR in 2020WLDFRElectric Reliability | WLDFR | HFTD - Distribution - Tier 2 - 1QU CoRE ¦ 4QU LoRE | Non-Red Flag Warning - Catastrophic Fires | 2025 | Electric Reliability | 233.2301 | 1434.2134 | 2025 | Control | 0.1325 | 3 | 0 | esc | 0 | 0 | 0 | 0 | 0 | 0 | 0.15274 | 35.623
[79 empty] | WLDFR | HFTD - Distribution - Tier 2 - 2QU CoRE ¦ 3QU LoRE | Non-Red Flag Warning - Large Fires | 2021 | 0 | 0 | 0 | 0 | 5.2406 | 0.69642 | 2.942 | 1.6022 | 0.36069 | 0.36069 | 0 | 0 | 3.8466e-05 |  | 0 | 1.3874e-05 | 1.3874e-05 | 0 | 1.3874e-05 | 1.3874e-05 | 0 | 0 | 0 | 0 | 0 | 0 | [40 empty] | All EPR in 2020WLDFRFinancial | WLDFR | HFTD - Distribution - Tier 2 - 1QU CoRE ¦ 4QU LoRE | Non-Red Flag Warning - Catastrophic Fires | 2025 | Financial | 8896.516 | 1434.2134 | 2025 | Control | 0.053 | 3 | 0 | esc | 0 | 0 | 0 | 0 | 0 | 0 | 0.055966 | 497.9043
[79 empty] | WLDFR | HFTD - Distribution - Tier 2 - 2QU CoRE ¦ 3QU LoRE | Non-Red Flag Warning - Large Fires | 2022 | 0 | 0 | 0 | 0 | 5.2406 | 0.69642 | 2.942 | 1.6022 | 0.36069 | 0.36069 | 0.36069 | 0 | 3.8466e-05 |  | 0 | 1.3874e-05 | 1.3874e-05 | 0 | 1.3874e-05 | 1.3874e-05 | 0 | 1.3874e-05 | 1.3874e-05 | 0 | 0 | 0 | [40 empty] | All EPR in 2020WLDFRSafety | WLDFR | HFTD - Distribution - Tier 2 - 1QU CoRE ¦ 4QU LoRE | Non-Red Flag Warning - Catastrophic Fires | 2025 | Safety | 5534.8915 | 1434.2134 | 2025 | Control | 0.053 | 3 | 0 | esc | 0 | 0 | 0 | 0 | 0 | 0 | 0.055966 | 309.7669
[79 empty] | WLDFR | HFTD - Distribution - Tier 2 - 2QU CoRE ¦ 3QU LoRE | Non-Red Flag Warning - Large Fires | 2023 | 0 | 0 | 0 | 0 | 5.475 | 0.71896 | 3.0715 | 1.6846 | 0 | 0.37599 | 0.37599 | 0.37599 | 3.8466e-05 |  | 0 | 0 | 0 | 0 | 1.4463e-05 | 1.4463e-05 | 0 | 1.4463e-05 | 1.4463e-05 | 0 | 1.4463e-05 | 1.4463e-05 | [40 empty] | All EPR in 2020WLDFRElectric Reliability | WLDFR | HFTD - Distribution - Tier 2 - 1QU CoRE ¦ 4QU LoRE | Non-Red Flag Warning - Destructive Fires | 2021 | Electric Reliability | 222.2294 | 1434.2134 | 2021 | Control | 0.1325 | 3 | 0 | esc | 0.15274 | 33.9428 | 0.15274 | 33.9428 | 0 | 0 | 0 | 0
[79 empty] | WLDFR | HFTD - Distribution - Tier 2 - 2QU CoRE ¦ 3QU LoRE | Non-Red Flag Warning - Large Fires | 2024 | 0 | 0 | 0 | 0 | 5.475 | 0.71896 | 3.0715 | 1.6846 | 0 | 0 | 0.37599 | 0.37599 | 3.8466e-05 |  | 0 | 0 | 0 | 0 | 0 | 0 | 0 | 1.4463e-05 | 1.4463e-05 | 0 | 1.4463e-05 | 1.4463e-05 | [40 empty] | All EPR in 2020WLDFRFinancial | WLDFR | HFTD - Distribution - Tier 2 - 1QU CoRE ¦ 4QU LoRE | Non-Red Flag Warning - Destructive Fires | 2021 | Financial | 8585.7228 | 1434.2134 | 2021 | Control | 0.053 | 3 | 0 | esc | 0.055966 | 480.5104 | 0.055966 | 480.5104 | 0 | 0 | 0 | 0
[79 empty] | WLDFR | HFTD - Distribution - Tier 2 - 2QU CoRE ¦ 3QU LoRE | Non-Red Flag Warning - Large Fires | 2025 | 0 | 0 | 0 | 0 | 5.475 | 0.71896 | 3.0715 | 1.6846 | 0 | 0 | 0 | 0.37599 | 3.8466e-05 |  | 0 | 0 | 0 | 0 | 0 | 0 | 0 | 0 | 0 | 0 | 1.4463e-05 | 1.4463e-05 | [40 empty] | All EPR in 2020WLDFRElectric Reliability | WLDFR | HFTD - Distribution - Tier 2 - 1QU CoRE ¦ 4QU LoRE | Non-Red Flag Warning - Destructive Fires | 2022 | Electric Reliability | 222.2294 | 1434.2134 | 2022 | Control | 0.1325 | 3 | 0 | esc | 0.15274 | 33.9428 | 0.15274 | 33.9428 | 0.15274 | 33.9428 | 0 | 0
[79 empty] | WLDFR | HFTD - Distribution - Tier 2 - 2QU CoRE ¦ 3QU LoRE | Non-Red Flag Warning - Small Fires | 2020 | 0 | 0 | 0 | 0 | 0.077901 | 0.036425 | 0.0015809 | 0.039895 | 0.0078847 | 0 | 0 | 0 | 0.0043657 |  | 0 | 3.4422e-05 | 3.4422e-05 | 0 | 0 | 0 | 0 | 0 | 0 | 0 | 0 | 0 | [40 empty] | All EPR in 2020WLDFRFinancial | WLDFR | HFTD - Distribution - Tier 2 - 1QU CoRE ¦ 4QU LoRE | Non-Red Flag Warning - Destructive Fires | 2022 | Financial | 8585.7228 | 1434.2134 | 2022 | Control | 0.053 | 3 | 0 | esc | 0.055966 | 480.5104 | 0.055966 | 480.5104 | 0.055966 | 480.5104 | 0 | 0
[79 empty] | WLDFR | HFTD - Distribution - Tier 2 - 2QU CoRE ¦ 3QU LoRE | Non-Red Flag Warning - Small Fires | 2021 | 0 | 0 | 0 | 0 | 0.077901 | 0.036425 | 0.0015809 | 0.039895 | 0.0078847 | 0.0078847 | 0 | 0 | 0.0043657 |  | 0 | 3.4422e-05 | 3.4422e-05 | 0 | 3.4422e-05 | 3.4422e-05 | 0 | 0 | 0 | 0 | 0 | 0 | [40 empty] | All EPR in 2020WLDFRElectric Reliability | WLDFR | HFTD - Distribution - Tier 2 - 1QU CoRE ¦ 4QU LoRE | Non-Red Flag Warning - Destructive Fires | 2023 | Electric Reliability | 233.2301 | 1434.2134 | 2023 | Control | 0.1325 | 3 | 0 | esc | 0 | 0 | 0.15274 | 35.623 | 0.15274 | 35.623 | 0.15274 | 35.623
[79 empty] | WLDFR | HFTD - Distribution - Tier 2 - 2QU CoRE ¦ 3QU LoRE | Non-Red Flag Warning - Small Fires | 2022 | 0 | 0 | 0 | 0 | 0.077901 | 0.036425 | 0.0015809 | 0.039895 | 0.0078847 | 0.0078847 | 0.0078847 | 0 | 0.0043657 |  | 0 | 3.4422e-05 | 3.4422e-05 | 0 | 3.4422e-05 | 3.4422e-05 | 0 | 3.4422e-05 | 3.4422e-05 | 0 | 0 | 0 | [40 empty] | All EPR in 2020WLDFRFinancial | WLDFR | HFTD - Distribution - Tier 2 - 1QU CoRE ¦ 4QU LoRE | Non-Red Flag Warning - Destructive Fires | 2023 | Financial | 8896.516 | 1434.2134 | 2023 | Control | 0.053 | 3 | 0 | esc | 0 | 0 | 0.055966 | 497.9043 | 0.055966 | 497.9043 | 0.055966 | 497.9043
[79 empty] | WLDFR | HFTD - Distribution - Tier 2 - 2QU CoRE ¦ 3QU LoRE | Non-Red Flag Warning - Small Fires | 2023 | 0 | 0 | 0 | 0 | 0.080408 | 0.03759 | 0.0016314 | 0.041187 | 0 | 0.0081378 | 0.0081378 | 0.0081378 | 0.0043657 |  | 0 | 0 | 0 | 0 | 3.5527e-05 | 3.5527e-05 | 0 | 3.5527e-05 | 3.5527e-05 | 0 | 3.5527e-05 | 3.5527e-05 | [40 empty] | All EPR in 2020WLDFRElectric Reliability | WLDFR | HFTD - Distribution - Tier 2 - 1QU CoRE ¦ 4QU LoRE | Non-Red Flag Warning - Destructive Fires | 2024 | Electric Reliability | 233.2301 | 1434.2134 | 2024 | Control | 0.1325 | 3 | 0 | esc | 0 | 0 | 0 | 0 | 0.15274 | 35.623 | 0.15274 | 35.623
[79 empty] | WLDFR | HFTD - Distribution - Tier 2 - 2QU CoRE ¦ 3QU LoRE | Non-Red Flag Warning - Small Fires | 2024 | 0 | 0 | 0 | 0 | 0.080408 | 0.03759 | 0.0016314 | 0.041187 | 0 | 0 | 0.0081378 | 0.0081378 | 0.0043657 |  | 0 | 0 | 0 | 0 | 0 | 0 | 0 | 3.5527e-05 | 3.5527e-05 | 0 | 3.5527e-05 | 3.5527e-05 | [40 empty] | All EPR in 2020WLDFRFinancial | WLDFR | HFTD - Distribution - Tier 2 - 1QU CoRE ¦ 4QU LoRE | Non-Red Flag Warning - Destructive Fires | 2024 | Financial | 8896.516 | 1434.2134 | 2024 | Control | 0.053 | 3 | 0 | esc | 0 | 0 | 0 | 0 | 0.055966 | 497.9043 | 0.055966 | 497.9043
[79 empty] | WLDFR | HFTD - Distribution - Tier 2 - 2QU CoRE ¦ 3QU LoRE | Non-Red Flag Warning - Small Fires | 2025 | 0 | 0 | 0 | 0 | 0.080408 | 0.03759 | 0.0016314 | 0.041187 | 0 | 0 | 0 | 0.0081378 | 0.0043657 |  | 0 | 0 | 0 | 0 | 0 | 0 | 0 | 0 | 0 | 0 | 3.5527e-05 | 3.5527e-05 | [40 empty] | All EPR in 2020WLDFRElectric Reliability | WLDFR | HFTD - Distribution - Tier 2 - 1QU CoRE ¦ 4QU LoRE | Non-Red Flag Warning - Destructive Fires | 2025 | Electric Reliability | 233.2301 | 1434.2134 | 2025 | Control | 0.1325 | 3 | 0 | esc | 0 | 0 | 0 | 0 | 0 | 0 | 0.15274 | 35.623
[79 empty] | WLDFR | HFTD - Distribution - Tier 2 - 2QU CoRE ¦ 3QU LoRE | Red Flag Warning - Catastrophic Fires | 2020 | 0 | 0 | 0 | 0 | 14146.1306 | 222.2294 | 8585.7228 | 5338.1784 | 813.2108 | 0 | 0 | 0 | 6.7686e-05 |  | 0 | 0.055043 | 0.055043 | 0 | 0 | 0 | 0 | 0 | 0 | 0 | 0 | 0 | [40 empty] | All EPR in 2020WLDFRFinancial | WLDFR | HFTD - Distribution - Tier 2 - 1QU CoRE ¦ 4QU LoRE | Non-Red Flag Warning - Destructive Fires | 2025 | Financial | 8896.516 | 1434.2134 | 2025 | Control | 0.053 | 3 | 0 | esc | 0 | 0 | 0 | 0 | 0 | 0 | 0.055966 | 497.9043
[79 empty] | WLDFR | HFTD - Distribution - Tier 2 - 2QU CoRE ¦ 3QU LoRE | Red Flag Warning - Catastrophic Fires | 2021 | 0 | 0 | 0 | 0 | 14146.1306 | 222.2294 | 8585.7228 | 5338.1784 | 813.2108 | 813.2108 | 0 | 0 | 6.7686e-05 |  | 0 | 0.055043 | 0.055043 | 0 | 0.055043 | 0.055043 | 0 | 0 | 0 | 0 | 0 | 0 | [40 empty] | All EPR in 2020WLDFRElectric Reliability | WLDFR | HFTD - Distribution - Tier 2 - 1QU CoRE ¦ 4QU LoRE | Non-Red Flag Warning - Large Fires | 2021 | Electric Reliability | 0.69642 | 1434.2134 | 2021 | Control | 0.1325 | 3 | 0 | esc | 0.15274 | 0.10637 | 0.15274 | 0.10637 | 0 | 0 | 0 | 0
[79 empty] | WLDFR | HFTD - Distribution - Tier 2 - 2QU CoRE ¦ 3QU LoRE | Red Flag Warning - Catastrophic Fires | 2022 | 0 | 0 | 0 | 0 | 14146.1306 | 222.2294 | 8585.7228 | 5338.1784 | 813.2108 | 813.2108 | 813.2108 | 0 | 6.7686e-05 |  | 0 | 0.055043 | 0.055043 | 0 | 0.055043 | 0.055043 | 0 | 0.055043 | 0.055043 | 0 | 0 | 0 | [40 empty] | All EPR in 2020WLDFRFinancial | WLDFR | HFTD - Distribution - Tier 2 - 1QU CoRE ¦ 4QU LoRE | Non-Red Flag Warning - Large Fires | 2021 | Financial | 2.942 | 1434.2134 | 2021 | Control | 0.053 | 3 | 0 | esc | 0.055966 | 0.16465 | 0.055966 | 0.16465 | 0 | 0 | 0 | 0
[79 empty] | WLDFR | HFTD - Distribution - Tier 2 - 2QU CoRE ¦ 3QU LoRE | Red Flag Warning - Catastrophic Fires | 2023 | 0 | 0 | 0 | 0 | 14664.6376 | 233.2301 | 8896.516 | 5534.8915 | 0 | 843.2942 | 843.2942 | 843.2942 | 6.7686e-05 |  | 0 | 0 | 0 | 0 | 0.057079 | 0.057079 | 0 | 0.057079 | 0.057079 | 0 | 0.057079 | 0.057079 | [40 empty] | All EPR in 2020WLDFRSafety | WLDFR | HFTD - Distribution - Tier 2 - 1QU CoRE ¦ 4QU LoRE | Non-Red Flag Warning - Large Fires | 2021 | Safety | 1.6022 | 1434.2134 | 2021 | Control | 0.053 | 3 | 0 | esc | 0.055966 | 0.089668 | 0.055966 | 0.089668 | 0 | 0 | 0 | 0
[79 empty] | WLDFR | HFTD - Distribution - Tier 2 - 2QU CoRE ¦ 3QU LoRE | Red Flag Warning - Catastrophic Fires | 2024 | 0 | 0 | 0 | 0 | 14664.6376 | 233.2301 | 8896.516 | 5534.8915 | 0 | 0 | 843.2942 | 843.2942 | 6.7686e-05 |  | 0 | 0 | 0 | 0 | 0 | 0 | 0 | 0.057079 | 0.057079 | 0 | 0.057079 | 0.057079 | [40 empty] | All EPR in 2020WLDFRElectric Reliability | WLDFR | HFTD - Distribution - Tier 2 - 1QU CoRE ¦ 4QU LoRE | Non-Red Flag Warning - Large Fires | 2022 | Electric Reliability | 0.69642 | 1434.2134 | 2022 | Control | 0.1325 | 3 | 0 | esc | 0.15274 | 0.10637 | 0.15274 | 0.10637 | 0.15274 | 0.10637 | 0 | 0
[79 empty] | WLDFR | HFTD - Distribution - Tier 2 - 2QU CoRE ¦ 3QU LoRE | Red Flag Warning - Catastrophic Fires | 2025 | 0 | 0 | 0 | 0 | 14664.6376 | 233.2301 | 8896.516 | 5534.8915 | 0 | 0 | 0 | 843.2942 | 6.7686e-05 |  | 0 | 0 | 0 | 0 | 0 | 0 | 0 | 0 | 0 | 0 | 0.057079 | 0.057079 | [40 empty] | All EPR in 2020WLDFRFinancial | WLDFR | HFTD - Distribution - Tier 2 - 1QU CoRE ¦ 4QU LoRE | Non-Red Flag Warning - Large Fires | 2022 | Financial | 2.942 | 1434.2134 | 2022 | Control | 0.053 | 3 | 0 | esc | 0.055966 | 0.16465 | 0.055966 | 0.16465 | 0.055966 | 0.16465 | 0 | 0
[79 empty] | WLDFR | HFTD - Distribution - Tier 2 - 2QU CoRE ¦ 3QU LoRE | Red Flag Warning - Destructive Fires | 2020 | 0 | 0 | 0 | 0 | 8807.9522 | 222.2294 | 8585.7228 | 0 | 514.4532 | 0 | 0 | 0 | 9.3532e-06 |  | 0 | 0.0048118 | 0.0048118 | 0 | 0 | 0 | 0 | 0 | 0 | 0 | 0 | 0 | [40 empty] | All EPR in 2020WLDFRSafety | WLDFR | HFTD - Distribution - Tier 2 - 1QU CoRE ¦ 4QU LoRE | Non-Red Flag Warning - Large Fires | 2022 | Safety | 1.6022 | 1434.2134 | 2022 | Control | 0.053 | 3 | 0 | esc | 0.055966 | 0.089668 | 0.055966 | 0.089668 | 0.055966 | 0.089668 | 0 | 0
[79 empty] | WLDFR | HFTD - Distribution - Tier 2 - 2QU CoRE ¦ 3QU LoRE | Red Flag Warning - Destructive Fires | 2021 | 0 | 0 | 0 | 0 | 8807.9522 | 222.2294 | 8585.7228 | 0 | 514.4532 | 514.4532 | 0 | 0 | 9.3532e-06 |  | 0 | 0.0048118 | 0.0048118 | 0 | 0.0048118 | 0.0048118 | 0 | 0 | 0 | 0 | 0 | 0 | [40 empty] | All EPR in 2020WLDFRElectric Reliability | WLDFR | HFTD - Distribution - Tier 2 - 1QU CoRE ¦ 4QU LoRE | Non-Red Flag Warning - Large Fires | 2023 | Electric Reliability | 0.71896 | 1434.2134 | 2023 | Control | 0.1325 | 3 | 0 | esc | 0 | 0 | 0.15274 | 0.10981 | 0.15274 | 0.10981 | 0.15274 | 0.10981
[79 empty] | WLDFR | HFTD - Distribution - Tier 2 - 2QU CoRE ¦ 3QU LoRE | Red Flag Warning - Destructive Fires | 2022 | 0 | 0 | 0 | 0 | 8807.9522 | 222.2294 | 8585.7228 | 0 | 514.4532 | 514.4532 | 514.4532 | 0 | 9.3532e-06 |  | 0 | 0.0048118 | 0.0048118 | 0 | 0.0048118 | 0.0048118 | 0 | 0.0048118 | 0.0048118 | 0 | 0 | 0 | [40 empty] | All EPR in 2020WLDFRFinancial | WLDFR | HFTD - Distribution - Tier 2 - 1QU CoRE ¦ 4QU LoRE | Non-Red Flag Warning - Large Fires | 2023 | Financial | 3.0715 | 1434.2134 | 2023 | Control | 0.053 | 3 | 0 | esc | 0 | 0 | 0.055966 | 0.1719 | 0.055966 | 0.1719 | 0.055966 | 0.1719
[79 empty] | WLDFR | HFTD - Distribution - Tier 2 - 2QU CoRE ¦ 3QU LoRE | Red Flag Warning - Destructive Fires | 2023 | 0 | 0 | 0 | 0 | 9129.7461 | 233.2301 | 8896.516 | 0 | 0 | 533.5273 | 533.5273 | 533.5273 | 9.3532e-06 |  | 0 | 0 | 0 | 0 | 0.0049902 | 0.0049902 | 0 | 0.0049902 | 0.0049902 | 0 | 0.0049902 | 0.0049902 | [40 empty] | All EPR in 2020WLDFRSafety | WLDFR | HFTD - Distribution - Tier 2 - 1QU CoRE ¦ 4QU LoRE | Non-Red Flag Warning - Large Fires | 2023 | Safety | 1.6846 | 1434.2134 | 2023 | Control | 0.053 | 3 | 0 | esc | 0 | 0 | 0.055966 | 0.094279 | 0.055966 | 0.094279 | 0.055966 | 0.094279
[79 empty] | WLDFR | HFTD - Distribution - Tier 2 - 2QU CoRE ¦ 3QU LoRE | Red Flag Warning - Destructive Fires | 2024 | 0 | 0 | 0 | 0 | 9129.7461 | 233.2301 | 8896.516 | 0 | 0 | 0 | 533.5273 | 533.5273 | 9.3532e-06 |  | 0 | 0 | 0 | 0 | 0 | 0 | 0 | 0.0049902 | 0.0049902 | 0 | 0.0049902 | 0.0049902 | [40 empty] | All EPR in 2020WLDFRElectric Reliability | WLDFR | HFTD - Distribution - Tier 2 - 1QU CoRE ¦ 4QU LoRE | Non-Red Flag Warning - Large Fires | 2024 | Electric Reliability | 0.71896 | 1434.2134 | 2024 | Control | 0.1325 | 3 | 0 | esc | 0 | 0 | 0 | 0 | 0.15274 | 0.10981 | 0.15274 | 0.10981
[79 empty] | WLDFR | HFTD - Distribution - Tier 2 - 2QU CoRE ¦ 3QU LoRE | Red Flag Warning - Destructive Fires | 2025 | 0 | 0 | 0 | 0 | 9129.7461 | 233.2301 | 8896.516 | 0 | 0 | 0 | 0 | 533.5273 | 9.3532e-06 |  | 0 | 0 | 0 | 0 | 0 | 0 | 0 | 0 | 0 | 0 | 0.0049902 | 0.0049902 | [40 empty] | All EPR in 2020WLDFRFinancial | WLDFR | HFTD - Distribution - Tier 2 - 1QU CoRE ¦ 4QU LoRE | Non-Red Flag Warning - Large Fires | 2024 | Financial | 3.0715 | 1434.2134 | 2024 | Control | 0.053 | 3 | 0 | esc | 0 | 0 | 0 | 0 | 0.055966 | 0.1719 | 0.055966 | 0.1719
[79 empty] | WLDFR | HFTD - Distribution - Tier 2 - 2QU CoRE ¦ 3QU LoRE | Red Flag Warning - Large Fires | 2020 | 0 | 0 | 0 | 0 | 5.2406 | 0.69642 | 2.942 | 1.6022 | 0.36069 | 0 | 0 | 0 | 5.3689e-05 |  | 0 | 1.9365e-05 | 1.9365e-05 | 0 | 0 | 0 | 0 | 0 | 0 | 0 | 0 | 0 | [40 empty] | All EPR in 2020WLDFRSafety | WLDFR | HFTD - Distribution - Tier 2 - 1QU CoRE ¦ 4QU LoRE | Non-Red Flag Warning - Large Fires | 2024 | Safety | 1.6846 | 1434.2134 | 2024 | Control | 0.053 | 3 | 0 | esc | 0 | 0 | 0 | 0 | 0.055966 | 0.094279 | 0.055966 | 0.094279
[79 empty] | WLDFR | HFTD - Distribution - Tier 2 - 2QU CoRE ¦ 3QU LoRE | Red Flag Warning - Large Fires | 2021 | 0 | 0 | 0 | 0 | 5.2406 | 0.69642 | 2.942 | 1.6022 | 0.36069 | 0.36069 | 0 | 0 | 5.3689e-05 |  | 0 | 1.9365e-05 | 1.9365e-05 | 0 | 1.9365e-05 | 1.9365e-05 | 0 | 0 | 0 | 0 | 0 | 0 | [40 empty] | All EPR in 2020WLDFRElectric Reliability | WLDFR | HFTD - Distribution - Tier 2 - 1QU CoRE ¦ 4QU LoRE | Non-Red Flag Warning - Large Fires | 2025 | Electric Reliability | 0.71896 | 1434.2134 | 2025 | Control | 0.1325 | 3 | 0 | esc | 0 | 0 | 0 | 0 | 0 | 0 | 0.15274 | 0.10981
[79 empty] | WLDFR | HFTD - Distribution - Tier 2 - 2QU CoRE ¦ 3QU LoRE | Red Flag Warning - Large Fires | 2022 | 0 | 0 | 0 | 0 | 5.2406 | 0.69642 | 2.942 | 1.6022 | 0.36069 | 0.36069 | 0.36069 | 0 | 5.3689e-05 |  | 0 | 1.9365e-05 | 1.9365e-05 | 0 | 1.9365e-05 | 1.9365e-05 | 0 | 1.9365e-05 | 1.9365e-05 | 0 | 0 | 0 | [40 empty] | All EPR in 2020WLDFRFinancial | WLDFR | HFTD - Distribution - Tier 2 - 1QU CoRE ¦ 4QU LoRE | Non-Red Flag Warning - Large Fires | 2025 | Financial | 3.0715 | 1434.2134 | 2025 | Control | 0.053 | 3 | 0 | esc | 0 | 0 | 0 | 0 | 0 | 0 | 0.055966 | 0.1719
[79 empty] | WLDFR | HFTD - Distribution - Tier 2 - 2QU CoRE ¦ 3QU LoRE | Red Flag Warning - Large Fires | 2023 | 0 | 0 | 0 | 0 | 5.475 | 0.71896 | 3.0715 | 1.6846 | 0 | 0.37599 | 0.37599 | 0.37599 | 5.3689e-05 |  | 0 | 0 | 0 | 0 | 2.0187e-05 | 2.0187e-05 | 0 | 2.0187e-05 | 2.0187e-05 | 0 | 2.0187e-05 | 2.0187e-05 | [40 empty] | All EPR in 2020WLDFRSafety | WLDFR | HFTD - Distribution - Tier 2 - 1QU CoRE ¦ 4QU LoRE | Non-Red Flag Warning - Large Fires | 2025 | Safety | 1.6846 | 1434.2134 | 2025 | Control | 0.053 | 3 | 0 | esc | 0 | 0 | 0 | 0 | 0 | 0 | 0.055966 | 0.094279
[79 empty] | WLDFR | HFTD - Distribution - Tier 2 - 2QU CoRE ¦ 3QU LoRE | Red Flag Warning - Large Fires | 2024 | 0 | 0 | 0 | 0 | 5.475 | 0.71896 | 3.0715 | 1.6846 | 0 | 0 | 0.37599 | 0.37599 | 5.3689e-05 |  | 0 | 0 | 0 | 0 | 0 | 0 | 0 | 2.0187e-05 | 2.0187e-05 | 0 | 2.0187e-05 | 2.0187e-05 | [40 empty] | All EPR in 2020WLDFRElectric Reliability | WLDFR | HFTD - Distribution - Tier 2 - 1QU CoRE ¦ 4QU LoRE | Non-Red Flag Warning - Small Fires | 2021 | Electric Reliability | 0.036425 | 1434.2134 | 2021 | Control | 0.1325 | 3 | 0 | esc | 0.15274 | 0.0055635 | 0.15274 | 0.0055635 | 0 | 0 | 0 | 0
[79 empty] | WLDFR | HFTD - Distribution - Tier 2 - 2QU CoRE ¦ 3QU LoRE | Red Flag Warning - Large Fires | 2025 | 0 | 0 | 0 | 0 | 5.475 | 0.71896 | 3.0715 | 1.6846 | 0 | 0 | 0 | 0.37599 | 5.3689e-05 |  | 0 | 0 | 0 | 0 | 0 | 0 | 0 | 0 | 0 | 0 | 2.0187e-05 | 2.0187e-05 | [40 empty] | All EPR in 2020WLDFRFinancial | WLDFR | HFTD - Distribution - Tier 2 - 1QU CoRE ¦ 4QU LoRE | Non-Red Flag Warning - Small Fires | 2021 | Financial | 0.0015809 | 1434.2134 | 2021 | Control | 0.053 | 3 | 0 | esc | 0.055966 | 8.8475e-05 | 0.055966 | 8.8475e-05 | 0 | 0 | 0 | 0
[79 empty] | WLDFR | HFTD - Distribution - Tier 2 - 2QU CoRE ¦ 3QU LoRE | Red Flag Warning - Small Fires | 2020 | 0 | 0 | 0 | 0 | 0.077901 | 0.036425 | 0.0015809 | 0.039895 | 0.0078847 | 0 | 0 | 0 | 0.00054874 |  | 0 | 4.3267e-06 | 4.3267e-06 | 0 | 0 | 0 | 0 | 0 | 0 | 0 | 0 | 0 | [40 empty] | All EPR in 2020WLDFRSafety | WLDFR | HFTD - Distribution - Tier 2 - 1QU CoRE ¦ 4QU LoRE | Non-Red Flag Warning - Small Fires | 2021 | Safety | 0.039895 | 1434.2134 | 2021 | Control | 0.053 | 3 | 0 | esc | 0.055966 | 0.0022328 | 0.055966 | 0.0022328 | 0 | 0 | 0 | 0
[79 empty] | WLDFR | HFTD - Distribution - Tier 2 - 2QU CoRE ¦ 3QU LoRE | Red Flag Warning - Small Fires | 2021 | 0 | 0 | 0 | 0 | 0.077901 | 0.036425 | 0.0015809 | 0.039895 | 0.0078847 | 0.0078847 | 0 | 0 | 0.00054874 |  | 0 | 4.3267e-06 | 4.3267e-06 | 0 | 4.3267e-06 | 4.3267e-06 | 0 | 0 | 0 | 0 | 0 | 0 | [40 empty] | All EPR in 2020WLDFRElectric Reliability | WLDFR | HFTD - Distribution - Tier 2 - 1QU CoRE ¦ 4QU LoRE | Non-Red Flag Warning - Small Fires | 2022 | Electric Reliability | 0.036425 | 1434.2134 | 2022 | Control | 0.1325 | 3 | 0 | esc | 0.15274 | 0.0055635 | 0.15274 | 0.0055635 | 0.15274 | 0.0055635 | 0 | 0
[79 empty] | WLDFR | HFTD - Distribution - Tier 2 - 2QU CoRE ¦ 3QU LoRE | Red Flag Warning - Small Fires | 2022 | 0 | 0 | 0 | 0 | 0.077901 | 0.036425 | 0.0015809 | 0.039895 | 0.0078847 | 0.0078847 | 0.0078847 | 0 | 0.00054874 |  | 0 | 4.3267e-06 | 4.3267e-06 | 0 | 4.3267e-06 | 4.3267e-06 | 0 | 4.3267e-06 | 4.3267e-06 | 0 | 0 | 0 | [40 empty] | All EPR in 2020WLDFRFinancial | WLDFR | HFTD - Distribution - Tier 2 - 1QU CoRE ¦ 4QU LoRE | Non-Red Flag Warning - Small Fires | 2022 | Financial | 0.0015809 | 1434.2134 | 2022 | Control | 0.053 | 3 | 0 | esc | 0.055966 | 8.8475e-05 | 0.055966 | 8.8475e-05 | 0.055966 | 8.8475e-05 | 0 | 0
[79 empty] | WLDFR | HFTD - Distribution - Tier 2 - 2QU CoRE ¦ 3QU LoRE | Red Flag Warning - Small Fires | 2023 | 0 | 0 | 0 | 0 | 0.080408 | 0.03759 | 0.0016314 | 0.041187 | 0 | 0.0081378 | 0.0081378 | 0.0081378 | 0.00054874 |  | 0 | 0 | 0 | 0 | 4.4656e-06 | 4.4656e-06 | 0 | 4.4656e-06 | 4.4656e-06 | 0 | 4.4656e-06 | 4.4656e-06 | [40 empty] | All EPR in 2020WLDFRSafety | WLDFR | HFTD - Distribution - Tier 2 - 1QU CoRE ¦ 4QU LoRE | Non-Red Flag Warning - Small Fires | 2022 | Safety | 0.039895 | 1434.2134 | 2022 | Control | 0.053 | 3 | 0 | esc | 0.055966 | 0.0022328 | 0.055966 | 0.0022328 | 0.055966 | 0.0022328 | 0 | 0
[79 empty] | WLDFR | HFTD - Distribution - Tier 2 - 2QU CoRE ¦ 3QU LoRE | Red Flag Warning - Small Fires | 2024 | 0 | 0 | 0 | 0 | 0.080408 | 0.03759 | 0.0016314 | 0.041187 | 0 | 0 | 0.0081378 | 0.0081378 | 0.00054874 |  | 0 | 0 | 0 | 0 | 0 | 0 | 0 | 4.4656e-06 | 4.4656e-06 | 0 | 4.4656e-06 | 4.4656e-06 | [40 empty] | All EPR in 2020WLDFRElectric Reliability | WLDFR | HFTD - Distribution - Tier 2 - 1QU CoRE ¦ 4QU LoRE | Non-Red Flag Warning - Small Fires | 2023 | Electric Reliability | 0.03759 | 1434.2134 | 2023 | Control | 0.1325 | 3 | 0 | esc | 0 | 0 | 0.15274 | 0.0057414 | 0.15274 | 0.0057414 | 0.15274 | 0.0057414
[79 empty] | WLDFR | HFTD - Distribution - Tier 2 - 2QU CoRE ¦ 3QU LoRE | Red Flag Warning - Small Fires | 2025 | 0 | 0 | 0 | 0 | 0.080408 | 0.03759 | 0.0016314 | 0.041187 | 0 | 0 | 0 | 0.0081378 | 0.00054874 |  | 0 | 0 | 0 | 0 | 0 | 0 | 0 | 0 | 0 | 0 | 4.4656e-06 | 4.4656e-06 | [40 empty] | All EPR in 2020WLDFRFinancial | WLDFR | HFTD - Distribution - Tier 2 - 1QU CoRE ¦ 4QU LoRE | Non-Red Flag Warning - Small Fires | 2023 | Financial | 0.0016314 | 1434.2134 | 2023 | Control | 0.053 | 3 | 0 | esc | 0 | 0 | 0.055966 | 9.1305e-05 | 0.055966 | 9.1305e-05 | 0.055966 | 9.1305e-05
[79 empty] | WLDFR | HFTD - Distribution - Tier 2 - 2QU CoRE ¦ 3QU LoRE | Seismic - Non-Red Flag Warning - Catastrophic Fires | 2020 | 0 | 0 | 0 | 0 | 21083.8428 | 409.2237 | 13469.0878 | 7205.5313 | 1219.584 | 0 | 0 | 0 | 2.2464e-10 |  | 0 | 2.7397e-07 | 2.7397e-07 | 0 | 0 | 0 | 0 | 0 | 0 | 0 | 0 | 0 | [40 empty] | All EPR in 2020WLDFRSafety | WLDFR | HFTD - Distribution - Tier 2 - 1QU CoRE ¦ 4QU LoRE | Non-Red Flag Warning - Small Fires | 2023 | Safety | 0.041187 | 1434.2134 | 2023 | Control | 0.053 | 3 | 0 | esc | 0 | 0 | 0.055966 | 0.0023051 | 0.055966 | 0.0023051 | 0.055966 | 0.0023051
[79 empty] | WLDFR | HFTD - Distribution - Tier 2 - 2QU CoRE ¦ 3QU LoRE | Seismic - Non-Red Flag Warning - Catastrophic Fires | 2021 | 0 | 0 | 0 | 0 | 21083.8428 | 409.2237 | 13469.0878 | 7205.5313 | 1219.584 | 1219.584 | 0 | 0 | 2.2464e-10 |  | 0 | 2.7397e-07 | 2.7397e-07 | 0 | 2.7397e-07 | 2.7397e-07 | 0 | 0 | 0 | 0 | 0 | 0 | [40 empty] | All EPR in 2020WLDFRElectric Reliability | WLDFR | HFTD - Distribution - Tier 2 - 1QU CoRE ¦ 4QU LoRE | Non-Red Flag Warning - Small Fires | 2024 | Electric Reliability | 0.03759 | 1434.2134 | 2024 | Control | 0.1325 | 3 | 0 | esc | 0 | 0 | 0 | 0 | 0.15274 | 0.0057414 | 0.15274 | 0.0057414
[79 empty] | WLDFR | HFTD - Distribution - Tier 2 - 2QU CoRE ¦ 3QU LoRE | Seismic - Non-Red Flag Warning - Catastrophic Fires | 2022 | 0 | 0 | 0 | 0 | 21083.8428 | 409.2237 | 13469.0878 | 7205.5313 | 1219.584 | 1219.584 | 1219.584 | 0 | 2.2464e-10 |  | 0 | 2.7397e-07 | 2.7397e-07 | 0 | 2.7397e-07 | 2.7397e-07 | 0 | 2.7397e-07 | 2.7397e-07 | 0 | 0 | 0 | [40 empty] | All EPR in 2020WLDFRFinancial | WLDFR | HFTD - Distribution - Tier 2 - 1QU CoRE ¦ 4QU LoRE | Non-Red Flag Warning - Small Fires | 2024 | Financial | 0.0016314 | 1434.2134 | 2024 | Control | 0.053 | 3 | 0 | esc | 0 | 0 | 0 | 0 | 0.055966 | 9.1305e-05 | 0.055966 | 9.1305e-05
[79 empty] | WLDFR | HFTD - Distribution - Tier 2 - 2QU CoRE ¦ 3QU LoRE | Seismic - Non-Red Flag Warning - Catastrophic Fires | 2023 | 0 | 0 | 0 | 0 | 21835.9781 | 428.6023 | 13939.561 | 7467.8148 | 0 | 1263.5534 | 1263.5534 | 1263.5534 | 2.2464e-10 |  | 0 | 0 | 0 | 0 | 2.8384e-07 | 2.8384e-07 | 0 | 2.8384e-07 | 2.8384e-07 | 0 | 2.8384e-07 | 2.8384e-07 | [40 empty] | All EPR in 2020WLDFRSafety | WLDFR | HFTD - Distribution - Tier 2 - 1QU CoRE ¦ 4QU LoRE | Non-Red Flag Warning - Small Fires | 2024 | Safety | 0.041187 | 1434.2134 | 2024 | Control | 0.053 | 3 | 0 | esc | 0 | 0 | 0 | 0 | 0.055966 | 0.0023051 | 0.055966 | 0.0023051
[79 empty] | WLDFR | HFTD - Distribution - Tier 2 - 2QU CoRE ¦ 3QU LoRE | Seismic - Non-Red Flag Warning - Catastrophic Fires | 2024 | 0 | 0 | 0 | 0 | 21835.9781 | 428.6023 | 13939.561 | 7467.8148 | 0 | 0 | 1263.5534 | 1263.5534 | 2.2464e-10 |  | 0 | 0 | 0 | 0 | 0 | 0 | 0 | 2.8384e-07 | 2.8384e-07 | 0 | 2.8384e-07 | 2.8384e-07 | [40 empty] | All EPR in 2020WLDFRElectric Reliability | WLDFR | HFTD - Distribution - Tier 2 - 1QU CoRE ¦ 4QU LoRE | Non-Red Flag Warning - Small Fires | 2025 | Electric Reliability | 0.03759 | 1434.2134 | 2025 | Control | 0.1325 | 3 | 0 | esc | 0 | 0 | 0 | 0 | 0 | 0 | 0.15274 | 0.0057414
[79 empty] | WLDFR | HFTD - Distribution - Tier 2 - 2QU CoRE ¦ 3QU LoRE | Seismic - Non-Red Flag Warning - Catastrophic Fires | 2025 | 0 | 0 | 0 | 0 | 21835.9781 | 428.6023 | 13939.561 | 7467.8148 | 0 | 0 | 0 | 1263.5534 | 2.2464e-10 |  | 0 | 0 | 0 | 0 | 0 | 0 | 0 | 0 | 0 | 0 | 2.8384e-07 | 2.8384e-07 | [40 empty] | All EPR in 2020WLDFRFinancial | WLDFR | HFTD - Distribution - Tier 2 - 1QU CoRE ¦ 4QU LoRE | Non-Red Flag Warning - Small Fires | 2025 | Financial | 0.0016314 | 1434.2134 | 2025 | Control | 0.053 | 3 | 0 | esc | 0 | 0 | 0 | 0 | 0 | 0 | 0.055966 | 9.1305e-05
[79 empty] | WLDFR | HFTD - Distribution - Tier 2 - 2QU CoRE ¦ 3QU LoRE | Seismic - Red Flag Warning - Catastrophic Fires | 2020 | 0 | 0 | 0 | 0 | 21083.8428 | 409.2237 | 13469.0878 | 7205.5313 | 1219.584 | 0 | 0 | 0 | 9.6884e-09 |  | 0 | 1.1816e-05 | 1.1816e-05 | 0 | 0 | 0 | 0 | 0 | 0 | 0 | 0 | 0 | [40 empty] | All EPR in 2020WLDFRSafety | WLDFR | HFTD - Distribution - Tier 2 - 1QU CoRE ¦ 4QU LoRE | Non-Red Flag Warning - Small Fires | 2025 | Safety | 0.041187 | 1434.2134 | 2025 | Control | 0.053 | 3 | 0 | esc | 0 | 0 | 0 | 0 | 0 | 0 | 0.055966 | 0.0023051
[79 empty] | WLDFR | HFTD - Distribution - Tier 2 - 2QU CoRE ¦ 3QU LoRE | Seismic - Red Flag Warning - Catastrophic Fires | 2021 | 0 | 0 | 0 | 0 | 21083.8428 | 409.2237 | 13469.0878 | 7205.5313 | 1219.584 | 1219.584 | 0 | 0 | 9.6884e-09 |  | 0 | 1.1816e-05 | 1.1816e-05 | 0 | 1.1816e-05 | 1.1816e-05 | 0 | 0 | 0 | 0 | 0 | 0 | [40 empty] | All EPR in 2020WLDFRElectric Reliability | WLDFR | HFTD - Distribution - Tier 2 - 1QU CoRE ¦ 4QU LoRE | Red Flag Warning - Catastrophic Fires | 2021 | Electric Reliability | 222.2294 | 1434.2134 | 2021 | Control | 0.1325 | 3 | 0 | esc | 0.15274 | 33.9428 | 0.15274 | 33.9428 | 0 | 0 | 0 | 0
[79 empty] | WLDFR | HFTD - Distribution - Tier 2 - 2QU CoRE ¦ 3QU LoRE | Seismic - Red Flag Warning - Catastrophic Fires | 2022 | 0 | 0 | 0 | 0 | 21083.8428 | 409.2237 | 13469.0878 | 7205.5313 | 1219.584 | 1219.584 | 1219.584 | 0 | 9.6884e-09 |  | 0 | 1.1816e-05 | 1.1816e-05 | 0 | 1.1816e-05 | 1.1816e-05 | 0 | 1.1816e-05 | 1.1816e-05 | 0 | 0 | 0 | [40 empty] | All EPR in 2020WLDFRFinancial | WLDFR | HFTD - Distribution - Tier 2 - 1QU CoRE ¦ 4QU LoRE | Red Flag Warning - Catastrophic Fires | 2021 | Financial | 8585.7228 | 1434.2134 | 2021 | Control | 0.053 | 3 | 0 | esc | 0.055966 | 480.5104 | 0.055966 | 480.5104 | 0 | 0 | 0 | 0
[79 empty] | WLDFR | HFTD - Distribution - Tier 2 - 2QU CoRE ¦ 3QU LoRE | Seismic - Red Flag Warning - Catastrophic Fires | 2023 | 0 | 0 | 0 | 0 | 21835.9781 | 428.6023 | 13939.561 | 7467.8148 | 0 | 1263.5534 | 1263.5534 | 1263.5534 | 9.6884e-09 |  | 0 | 0 | 0 | 0 | 1.2242e-05 | 1.2242e-05 | 0 | 1.2242e-05 | 1.2242e-05 | 0 | 1.2242e-05 | 1.2242e-05 | [40 empty] | All EPR in 2020WLDFRSafety | WLDFR | HFTD - Distribution - Tier 2 - 1QU CoRE ¦ 4QU LoRE | Red Flag Warning - Catastrophic Fires | 2021 | Safety | 5338.1784 | 1434.2134 | 2021 | Control | 0.053 | 3 | 0 | esc | 0.055966 | 298.7576 | 0.055966 | 298.7576 | 0 | 0 | 0 | 0
[79 empty] | WLDFR | HFTD - Distribution - Tier 2 - 2QU CoRE ¦ 3QU LoRE | Seismic - Red Flag Warning - Catastrophic Fires | 2024 | 0 | 0 | 0 | 0 | 21835.9781 | 428.6023 | 13939.561 | 7467.8148 | 0 | 0 | 1263.5534 | 1263.5534 | 9.6884e-09 |  | 0 | 0 | 0 | 0 | 0 | 0 | 0 | 1.2242e-05 | 1.2242e-05 | 0 | 1.2242e-05 | 1.2242e-05 | [40 empty] | All EPR in 2020WLDFRElectric Reliability | WLDFR | HFTD - Distribution - Tier 2 - 1QU CoRE ¦ 4QU LoRE | Red Flag Warning - Catastrophic Fires | 2022 | Electric Reliability | 222.2294 | 1434.2134 | 2022 | Control | 0.1325 | 3 | 0 | esc | 0.15274 | 33.9428 | 0.15274 | 33.9428 | 0.15274 | 33.9428 | 0 | 0
[79 empty] | WLDFR | HFTD - Distribution - Tier 2 - 2QU CoRE ¦ 3QU LoRE | Seismic - Red Flag Warning - Catastrophic Fires | 2025 | 0 | 0 | 0 | 0 | 21835.9781 | 428.6023 | 13939.561 | 7467.8148 | 0 | 0 | 0 | 1263.5534 | 9.6884e-09 |  | 0 | 0 | 0 | 0 | 0 | 0 | 0 | 0 | 0 | 0 | 1.2242e-05 | 1.2242e-05 | [40 empty] | All EPR in 2020WLDFRFinancial | WLDFR | HFTD - Distribution - Tier 2 - 1QU CoRE ¦ 4QU LoRE | Red Flag Warning - Catastrophic Fires | 2022 | Financial | 8585.7228 | 1434.2134 | 2022 | Control | 0.053 | 3 | 0 | esc | 0.055966 | 480.5104 | 0.055966 | 480.5104 | 0.055966 | 480.5104 | 0 | 0
[79 empty] | WLDFR | HFTD - Distribution - Tier 2 - 2QU CoRE ¦ 4QU LoRE | Non-Red Flag Warning - Catastrophic Fires | 2020 | 0 | 0 | 0 | 0 | 14146.1306 | 222.2294 | 8585.7228 | 5338.1784 | 813.2108 | 0 | 0 | 0 | 3.2522e-06 |  | 0 | 0.0026447 | 0.0026447 | 0 | 0 | 0 | 0 | 0 | 0 | 0 | 0 | 0 | [40 empty] | All EPR in 2020WLDFRSafety | WLDFR | HFTD - Distribution - Tier 2 - 1QU CoRE ¦ 4QU LoRE | Red Flag Warning - Catastrophic Fires | 2022 | Safety | 5338.1784 | 1434.2134 | 2022 | Control | 0.053 | 3 | 0 | esc | 0.055966 | 298.7576 | 0.055966 | 298.7576 | 0.055966 | 298.7576 | 0 | 0
[79 empty] | WLDFR | HFTD - Distribution - Tier 2 - 2QU CoRE ¦ 4QU LoRE | Non-Red Flag Warning - Catastrophic Fires | 2021 | 0 | 0 | 0 | 0 | 14146.1306 | 222.2294 | 8585.7228 | 5338.1784 | 813.2108 | 813.2108 | 0 | 0 | 3.2522e-06 |  | 0 | 0.0026447 | 0.0026447 | 0 | 0.0026447 | 0.0026447 | 0 | 0 | 0 | 0 | 0 | 0 | [40 empty] | All EPR in 2020WLDFRElectric Reliability | WLDFR | HFTD - Distribution - Tier 2 - 1QU CoRE ¦ 4QU LoRE | Red Flag Warning - Catastrophic Fires | 2023 | Electric Reliability | 233.2301 | 1434.2134 | 2023 | Control | 0.1325 | 3 | 0 | esc | 0 | 0 | 0.15274 | 35.623 | 0.15274 | 35.623 | 0.15274 | 35.623
[79 empty] | WLDFR | HFTD - Distribution - Tier 2 - 2QU CoRE ¦ 4QU LoRE | Non-Red Flag Warning - Catastrophic Fires | 2022 | 0 | 0 | 0 | 0 | 14146.1306 | 222.2294 | 8585.7228 | 5338.1784 | 813.2108 | 813.2108 | 813.2108 | 0 | 3.2522e-06 |  | 0 | 0.0026447 | 0.0026447 | 0 | 0.0026447 | 0.0026447 | 0 | 0.0026447 | 0.0026447 | 0 | 0 | 0 | [40 empty] | All EPR in 2020WLDFRFinancial | WLDFR | HFTD - Distribution - Tier 2 - 1QU CoRE ¦ 4QU LoRE | Red Flag Warning - Catastrophic Fires | 2023 | Financial | 8896.516 | 1434.2134 | 2023 | Control | 0.053 | 3 | 0 | esc | 0 | 0 | 0.055966 | 497.9043 | 0.055966 | 497.9043 | 0.055966 | 497.9043
[79 empty] | WLDFR | HFTD - Distribution - Tier 2 - 2QU CoRE ¦ 4QU LoRE | Non-Red Flag Warning - Catastrophic Fires | 2023 | 0 | 0 | 0 | 0 | 14664.6376 | 233.2301 | 8896.516 | 5534.8915 | 0 | 843.2942 | 843.2942 | 843.2942 | 3.2522e-06 |  | 0 | 0 | 0 | 0 | 0.0027426 | 0.0027426 | 0 | 0.0027426 | 0.0027426 | 0 | 0.0027426 | 0.0027426 | [40 empty] | All EPR in 2020WLDFRSafety | WLDFR | HFTD - Distribution - Tier 2 - 1QU CoRE ¦ 4QU LoRE | Red Flag Warning - Catastrophic Fires | 2023 | Safety | 5534.8915 | 1434.2134 | 2023 | Control | 0.053 | 3 | 0 | esc | 0 | 0 | 0.055966 | 309.7669 | 0.055966 | 309.7669 | 0.055966 | 309.7669
[79 empty] | WLDFR | HFTD - Distribution - Tier 2 - 2QU CoRE ¦ 4QU LoRE | Non-Red Flag Warning - Catastrophic Fires | 2024 | 0 | 0 | 0 | 0 | 14664.6376 | 233.2301 | 8896.516 | 5534.8915 | 0 | 0 | 843.2942 | 843.2942 | 3.2522e-06 |  | 0 | 0 | 0 | 0 | 0 | 0 | 0 | 0.0027426 | 0.0027426 | 0 | 0.0027426 | 0.0027426 | [40 empty] | All EPR in 2020WLDFRElectric Reliability | WLDFR | HFTD - Distribution - Tier 2 - 1QU CoRE ¦ 4QU LoRE | Red Flag Warning - Catastrophic Fires | 2024 | Electric Reliability | 233.2301 | 1434.2134 | 2024 | Control | 0.1325 | 3 | 0 | esc | 0 | 0 | 0 | 0 | 0.15274 | 35.623 | 0.15274 | 35.623
[79 empty] | WLDFR | HFTD - Distribution - Tier 2 - 2QU CoRE ¦ 4QU LoRE | Non-Red Flag Warning - Catastrophic Fires | 2025 | 0 | 0 | 0 | 0 | 14664.6376 | 233.2301 | 8896.516 | 5534.8915 | 0 | 0 | 0 | 843.2942 | 3.2522e-06 |  | 0 | 0 | 0 | 0 | 0 | 0 | 0 | 0 | 0 | 0 | 0.0027426 | 0.0027426 | [40 empty] | All EPR in 2020WLDFRFinancial | WLDFR | HFTD - Distribution - Tier 2 - 1QU CoRE ¦ 4QU LoRE | Red Flag Warning - Catastrophic Fires | 2024 | Financial | 8896.516 | 1434.2134 | 2024 | Control | 0.053 | 3 | 0 | esc | 0 | 0 | 0 | 0 | 0.055966 | 497.9043 | 0.055966 | 497.9043
[79 empty] | WLDFR | HFTD - Distribution - Tier 2 - 2QU CoRE ¦ 4QU LoRE | Non-Red Flag Warning - Destructive Fires | 2020 | 0 | 0 | 0 | 0 | 8807.9522 | 222.2294 | 8585.7228 | 0 | 514.4532 | 0 | 0 | 0 | 3.1805e-06 |  | 0 | 0.0016362 | 0.0016362 | 0 | 0 | 0 | 0 | 0 | 0 | 0 | 0 | 0 | [40 empty] | All EPR in 2020WLDFRSafety | WLDFR | HFTD - Distribution - Tier 2 - 1QU CoRE ¦ 4QU LoRE | Red Flag Warning - Catastrophic Fires | 2024 | Safety | 5534.8915 | 1434.2134 | 2024 | Control | 0.053 | 3 | 0 | esc | 0 | 0 | 0 | 0 | 0.055966 | 309.7669 | 0.055966 | 309.7669
[79 empty] | WLDFR | HFTD - Distribution - Tier 2 - 2QU CoRE ¦ 4QU LoRE | Non-Red Flag Warning - Destructive Fires | 2021 | 0 | 0 | 0 | 0 | 8807.9522 | 222.2294 | 8585.7228 | 0 | 514.4532 | 514.4532 | 0 | 0 | 3.1805e-06 |  | 0 | 0.0016362 | 0.0016362 | 0 | 0.0016362 | 0.0016362 | 0 | 0 | 0 | 0 | 0 | 0 | [40 empty] | All EPR in 2020WLDFRElectric Reliability | WLDFR | HFTD - Distribution - Tier 2 - 1QU CoRE ¦ 4QU LoRE | Red Flag Warning - Catastrophic Fires | 2025 | Electric Reliability | 233.2301 | 1434.2134 | 2025 | Control | 0.1325 | 3 | 0 | esc | 0 | 0 | 0 | 0 | 0 | 0 | 0.15274 | 35.623
[79 empty] | WLDFR | HFTD - Distribution - Tier 2 - 2QU CoRE ¦ 4QU LoRE | Non-Red Flag Warning - Destructive Fires | 2022 | 0 | 0 | 0 | 0 | 8807.9522 | 222.2294 | 8585.7228 | 0 | 514.4532 | 514.4532 | 514.4532 | 0 | 3.1805e-06 |  | 0 | 0.0016362 | 0.0016362 | 0 | 0.0016362 | 0.0016362 | 0 | 0.0016362 | 0.0016362 | 0 | 0 | 0 | [40 empty] | All EPR in 2020WLDFRFinancial | WLDFR | HFTD - Distribution - Tier 2 - 1QU CoRE ¦ 4QU LoRE | Red Flag Warning - Catastrophic Fires | 2025 | Financial | 8896.516 | 1434.2134 | 2025 | Control | 0.053 | 3 | 0 | esc | 0 | 0 | 0 | 0 | 0 | 0 | 0.055966 | 497.9043
[79 empty] | WLDFR | HFTD - Distribution - Tier 2 - 2QU CoRE ¦ 4QU LoRE | Non-Red Flag Warning - Destructive Fires | 2023 | 0 | 0 | 0 | 0 | 9129.7461 | 233.2301 | 8896.516 | 0 | 0 | 533.5273 | 533.5273 | 533.5273 | 3.1805e-06 |  | 0 | 0 | 0 | 0 | 0.0016969 | 0.0016969 | 0 | 0.0016969 | 0.0016969 | 0 | 0.0016969 | 0.0016969 | [40 empty] | All EPR in 2020WLDFRSafety | WLDFR | HFTD - Distribution - Tier 2 - 1QU CoRE ¦ 4QU LoRE | Red Flag Warning - Catastrophic Fires | 2025 | Safety | 5534.8915 | 1434.2134 | 2025 | Control | 0.053 | 3 | 0 | esc | 0 | 0 | 0 | 0 | 0 | 0 | 0.055966 | 309.7669
[79 empty] | WLDFR | HFTD - Distribution - Tier 2 - 2QU CoRE ¦ 4QU LoRE | Non-Red Flag Warning - Destructive Fires | 2024 | 0 | 0 | 0 | 0 | 9129.7461 | 233.2301 | 8896.516 | 0 | 0 | 0 | 533.5273 | 533.5273 | 3.1805e-06 |  | 0 | 0 | 0 | 0 | 0 | 0 | 0 | 0.0016969 | 0.0016969 | 0 | 0.0016969 | 0.0016969 | [40 empty] | All EPR in 2020WLDFRElectric Reliability | WLDFR | HFTD - Distribution - Tier 2 - 1QU CoRE ¦ 4QU LoRE | Red Flag Warning - Destructive Fires | 2021 | Electric Reliability | 222.2294 | 1434.2134 | 2021 | Control | 0.1325 | 3 | 0 | esc | 0.15274 | 33.9428 | 0.15274 | 33.9428 | 0 | 0 | 0 | 0
[79 empty] | WLDFR | HFTD - Distribution - Tier 2 - 2QU CoRE ¦ 4QU LoRE | Non-Red Flag Warning - Destructive Fires | 2025 | 0 | 0 | 0 | 0 | 9129.7461 | 233.2301 | 8896.516 | 0 | 0 | 0 | 0 | 533.5273 | 3.1805e-06 |  | 0 | 0 | 0 | 0 | 0 | 0 | 0 | 0 | 0 | 0 | 0.0016969 | 0.0016969 | [40 empty] | All EPR in 2020WLDFRFinancial | WLDFR | HFTD - Distribution - Tier 2 - 1QU CoRE ¦ 4QU LoRE | Red Flag Warning - Destructive Fires | 2021 | Financial | 8585.7228 | 1434.2134 | 2021 | Control | 0.053 | 3 | 0 | esc | 0.055966 | 480.5104 | 0.055966 | 480.5104 | 0 | 0 | 0 | 0
[79 empty] | WLDFR | HFTD - Distribution - Tier 2 - 2QU CoRE ¦ 4QU LoRE | Non-Red Flag Warning - Large Fires | 2020 | 0 | 0 | 0 | 0 | 5.2406 | 0.69642 | 2.942 | 1.6022 | 0.36069 | 0 | 0 | 0 | 3.0633e-05 |  | 0 | 1.1049e-05 | 1.1049e-05 | 0 | 0 | 0 | 0 | 0 | 0 | 0 | 0 | 0 | [40 empty] | All EPR in 2020WLDFRElectric Reliability | WLDFR | HFTD - Distribution - Tier 2 - 1QU CoRE ¦ 4QU LoRE | Red Flag Warning - Destructive Fires | 2022 | Electric Reliability | 222.2294 | 1434.2134 | 2022 | Control | 0.1325 | 3 | 0 | esc | 0.15274 | 33.9428 | 0.15274 | 33.9428 | 0.15274 | 33.9428 | 0 | 0
[79 empty] | WLDFR | HFTD - Distribution - Tier 2 - 2QU CoRE ¦ 4QU LoRE | Non-Red Flag Warning - Large Fires | 2021 | 0 | 0 | 0 | 0 | 5.2406 | 0.69642 | 2.942 | 1.6022 | 0.36069 | 0.36069 | 0 | 0 | 3.0633e-05 |  | 0 | 1.1049e-05 | 1.1049e-05 | 0 | 1.1049e-05 | 1.1049e-05 | 0 | 0 | 0 | 0 | 0 | 0 | [40 empty] | All EPR in 2020WLDFRFinancial | WLDFR | HFTD - Distribution - Tier 2 - 1QU CoRE ¦ 4QU LoRE | Red Flag Warning - Destructive Fires | 2022 | Financial | 8585.7228 | 1434.2134 | 2022 | Control | 0.053 | 3 | 0 | esc | 0.055966 | 480.5104 | 0.055966 | 480.5104 | 0.055966 | 480.5104 | 0 | 0
[79 empty] | WLDFR | HFTD - Distribution - Tier 2 - 2QU CoRE ¦ 4QU LoRE | Non-Red Flag Warning - Large Fires | 2022 | 0 | 0 | 0 | 0 | 5.2406 | 0.69642 | 2.942 | 1.6022 | 0.36069 | 0.36069 | 0.36069 | 0 | 3.0633e-05 |  | 0 | 1.1049e-05 | 1.1049e-05 | 0 | 1.1049e-05 | 1.1049e-05 | 0 | 1.1049e-05 | 1.1049e-05 | 0 | 0 | 0 | [40 empty] | All EPR in 2020WLDFRElectric Reliability | WLDFR | HFTD - Distribution - Tier 2 - 1QU CoRE ¦ 4QU LoRE | Red Flag Warning - Destructive Fires | 2023 | Electric Reliability | 233.2301 | 1434.2134 | 2023 | Control | 0.1325 | 3 | 0 | esc | 0 | 0 | 0.15274 | 35.623 | 0.15274 | 35.623 | 0.15274 | 35.623
[79 empty] | WLDFR | HFTD - Distribution - Tier 2 - 2QU CoRE ¦ 4QU LoRE | Non-Red Flag Warning - Large Fires | 2023 | 0 | 0 | 0 | 0 | 5.475 | 0.71896 | 3.0715 | 1.6846 | 0 | 0.37599 | 0.37599 | 0.37599 | 3.0633e-05 |  | 0 | 0 | 0 | 0 | 1.1518e-05 | 1.1518e-05 | 0 | 1.1518e-05 | 1.1518e-05 | 0 | 1.1518e-05 | 1.1518e-05 | [40 empty] | All EPR in 2020WLDFRFinancial | WLDFR | HFTD - Distribution - Tier 2 - 1QU CoRE ¦ 4QU LoRE | Red Flag Warning - Destructive Fires | 2023 | Financial | 8896.516 | 1434.2134 | 2023 | Control | 0.053 | 3 | 0 | esc | 0 | 0 | 0.055966 | 497.9043 | 0.055966 | 497.9043 | 0.055966 | 497.9043
[79 empty] | WLDFR | HFTD - Distribution - Tier 2 - 2QU CoRE ¦ 4QU LoRE | Non-Red Flag Warning - Large Fires | 2024 | 0 | 0 | 0 | 0 | 5.475 | 0.71896 | 3.0715 | 1.6846 | 0 | 0 | 0.37599 | 0.37599 | 3.0633e-05 |  | 0 | 0 | 0 | 0 | 0 | 0 | 0 | 1.1518e-05 | 1.1518e-05 | 0 | 1.1518e-05 | 1.1518e-05 | [40 empty] | All EPR in 2020WLDFRElectric Reliability | WLDFR | HFTD - Distribution - Tier 2 - 1QU CoRE ¦ 4QU LoRE | Red Flag Warning - Destructive Fires | 2024 | Electric Reliability | 233.2301 | 1434.2134 | 2024 | Control | 0.1325 | 3 | 0 | esc | 0 | 0 | 0 | 0 | 0.15274 | 35.623 | 0.15274 | 35.623
[79 empty] | WLDFR | HFTD - Distribution - Tier 2 - 2QU CoRE ¦ 4QU LoRE | Non-Red Flag Warning - Large Fires | 2025 | 0 | 0 | 0 | 0 | 5.475 | 0.71896 | 3.0715 | 1.6846 | 0 | 0 | 0 | 0.37599 | 3.0633e-05 |  | 0 | 0 | 0 | 0 | 0 | 0 | 0 | 0 | 0 | 0 | 1.1518e-05 | 1.1518e-05 | [40 empty] | All EPR in 2020WLDFRFinancial | WLDFR | HFTD - Distribution - Tier 2 - 1QU CoRE ¦ 4QU LoRE | Red Flag Warning - Destructive Fires | 2024 | Financial | 8896.516 | 1434.2134 | 2024 | Control | 0.053 | 3 | 0 | esc | 0 | 0 | 0 | 0 | 0.055966 | 497.9043 | 0.055966 | 497.9043
[79 empty] | WLDFR | HFTD - Distribution - Tier 2 - 2QU CoRE ¦ 4QU LoRE | Non-Red Flag Warning - Small Fires | 2020 | 0 | 0 | 0 | 0 | 0.077901 | 0.036425 | 0.0015809 | 0.039895 | 0.0078847 | 0 | 0 | 0 | 0.0034702 |  | 0 | 2.7361e-05 | 2.7361e-05 | 0 | 0 | 0 | 0 | 0 | 0 | 0 | 0 | 0 | [40 empty] | All EPR in 2020WLDFRElectric Reliability | WLDFR | HFTD - Distribution - Tier 2 - 1QU CoRE ¦ 4QU LoRE | Red Flag Warning - Destructive Fires | 2025 | Electric Reliability | 233.2301 | 1434.2134 | 2025 | Control | 0.1325 | 3 | 0 | esc | 0 | 0 | 0 | 0 | 0 | 0 | 0.15274 | 35.623
[79 empty] | WLDFR | HFTD - Distribution - Tier 2 - 2QU CoRE ¦ 4QU LoRE | Non-Red Flag Warning - Small Fires | 2021 | 0 | 0 | 0 | 0 | 0.077901 | 0.036425 | 0.0015809 | 0.039895 | 0.0078847 | 0.0078847 | 0 | 0 | 0.0034702 |  | 0 | 2.7361e-05 | 2.7361e-05 | 0 | 2.7361e-05 | 2.7361e-05 | 0 | 0 | 0 | 0 | 0 | 0 | [40 empty] | All EPR in 2020WLDFRFinancial | WLDFR | HFTD - Distribution - Tier 2 - 1QU CoRE ¦ 4QU LoRE | Red Flag Warning - Destructive Fires | 2025 | Financial | 8896.516 | 1434.2134 | 2025 | Control | 0.053 | 3 | 0 | esc | 0 | 0 | 0 | 0 | 0 | 0 | 0.055966 | 497.9043
[79 empty] | WLDFR | HFTD - Distribution - Tier 2 - 2QU CoRE ¦ 4QU LoRE | Non-Red Flag Warning - Small Fires | 2022 | 0 | 0 | 0 | 0 | 0.077901 | 0.036425 | 0.0015809 | 0.039895 | 0.0078847 | 0.0078847 | 0.0078847 | 0 | 0.0034702 |  | 0 | 2.7361e-05 | 2.7361e-05 | 0 | 2.7361e-05 | 2.7361e-05 | 0 | 2.7361e-05 | 2.7361e-05 | 0 | 0 | 0 | [40 empty] | All EPR in 2020WLDFRElectric Reliability | WLDFR | HFTD - Distribution - Tier 2 - 1QU CoRE ¦ 4QU LoRE | Red Flag Warning - Large Fires | 2021 | Electric Reliability | 0.69642 | 1434.2134 | 2021 | Control | 0.1325 | 3 | 0 | esc | 0.15274 | 0.10637 | 0.15274 | 0.10637 | 0 | 0 | 0 | 0
[79 empty] | WLDFR | HFTD - Distribution - Tier 2 - 2QU CoRE ¦ 4QU LoRE | Non-Red Flag Warning - Small Fires | 2023 | 0 | 0 | 0 | 0 | 0.080408 | 0.03759 | 0.0016314 | 0.041187 | 0 | 0.0081378 | 0.0081378 | 0.0081378 | 0.0034702 |  | 0 | 0 | 0 | 0 | 2.824e-05 | 2.824e-05 | 0 | 2.824e-05 | 2.824e-05 | 0 | 2.824e-05 | 2.824e-05 | [40 empty] | All EPR in 2020WLDFRFinancial | WLDFR | HFTD - Distribution - Tier 2 - 1QU CoRE ¦ 4QU LoRE | Red Flag Warning - Large Fires | 2021 | Financial | 2.942 | 1434.2134 | 2021 | Control | 0.053 | 3 | 0 | esc | 0.055966 | 0.16465 | 0.055966 | 0.16465 | 0 | 0 | 0 | 0
[79 empty] | WLDFR | HFTD - Distribution - Tier 2 - 2QU CoRE ¦ 4QU LoRE | Non-Red Flag Warning - Small Fires | 2024 | 0 | 0 | 0 | 0 | 0.080408 | 0.03759 | 0.0016314 | 0.041187 | 0 | 0 | 0.0081378 | 0.0081378 | 0.0034702 |  | 0 | 0 | 0 | 0 | 0 | 0 | 0 | 2.824e-05 | 2.824e-05 | 0 | 2.824e-05 | 2.824e-05 | [40 empty] | All EPR in 2020WLDFRSafety | WLDFR | HFTD - Distribution - Tier 2 - 1QU CoRE ¦ 4QU LoRE | Red Flag Warning - Large Fires | 2021 | Safety | 1.6022 | 1434.2134 | 2021 | Control | 0.053 | 3 | 0 | esc | 0.055966 | 0.089668 | 0.055966 | 0.089668 | 0 | 0 | 0 | 0
[79 empty] | WLDFR | HFTD - Distribution - Tier 2 - 2QU CoRE ¦ 4QU LoRE | Non-Red Flag Warning - Small Fires | 2025 | 0 | 0 | 0 | 0 | 0.080408 | 0.03759 | 0.0016314 | 0.041187 | 0 | 0 | 0 | 0.0081378 | 0.0034702 |  | 0 | 0 | 0 | 0 | 0 | 0 | 0 | 0 | 0 | 0 | 2.824e-05 | 2.824e-05 | [40 empty] | All EPR in 2020WLDFRElectric Reliability | WLDFR | HFTD - Distribution - Tier 2 - 1QU CoRE ¦ 4QU LoRE | Red Flag Warning - Large Fires | 2022 | Electric Reliability | 0.69642 | 1434.2134 | 2022 | Control | 0.1325 | 3 | 0 | esc | 0.15274 | 0.10637 | 0.15274 | 0.10637 | 0.15274 | 0.10637 | 0 | 0
[79 empty] | WLDFR | HFTD - Distribution - Tier 2 - 2QU CoRE ¦ 4QU LoRE | Red Flag Warning - Catastrophic Fires | 2020 | 0 | 0 | 0 | 0 | 14146.1306 | 222.2294 | 8585.7228 | 5338.1784 | 813.2108 | 0 | 0 | 0 | 5.545e-05 |  | 0 | 0.045092 | 0.045092 | 0 | 0 | 0 | 0 | 0 | 0 | 0 | 0 | 0 | [40 empty] | All EPR in 2020WLDFRFinancial | WLDFR | HFTD - Distribution - Tier 2 - 1QU CoRE ¦ 4QU LoRE | Red Flag Warning - Large Fires | 2022 | Financial | 2.942 | 1434.2134 | 2022 | Control | 0.053 | 3 | 0 | esc | 0.055966 | 0.16465 | 0.055966 | 0.16465 | 0.055966 | 0.16465 | 0 | 0
[79 empty] | WLDFR | HFTD - Distribution - Tier 2 - 2QU CoRE ¦ 4QU LoRE | Red Flag Warning - Catastrophic Fires | 2021 | 0 | 0 | 0 | 0 | 14146.1306 | 222.2294 | 8585.7228 | 5338.1784 | 813.2108 | 813.2108 | 0 | 0 | 5.545e-05 |  | 0 | 0.045092 | 0.045092 | 0 | 0.045092 | 0.045092 | 0 | 0 | 0 | 0 | 0 | 0 | [40 empty] | All EPR in 2020WLDFRSafety | WLDFR | HFTD - Distribution - Tier 2 - 1QU CoRE ¦ 4QU LoRE | Red Flag Warning - Large Fires | 2022 | Safety | 1.6022 | 1434.2134 | 2022 | Control | 0.053 | 3 | 0 | esc | 0.055966 | 0.089668 | 0.055966 | 0.089668 | 0.055966 | 0.089668 | 0 | 0
[79 empty] | WLDFR | HFTD - Distribution - Tier 2 - 2QU CoRE ¦ 4QU LoRE | Red Flag Warning - Catastrophic Fires | 2022 | 0 | 0 | 0 | 0 | 14146.1306 | 222.2294 | 8585.7228 | 5338.1784 | 813.2108 | 813.2108 | 813.2108 | 0 | 5.545e-05 |  | 0 | 0.045092 | 0.045092 | 0 | 0.045092 | 0.045092 | 0 | 0.045092 | 0.045092 | 0 | 0 | 0 | [40 empty] | All EPR in 2020WLDFRElectric Reliability | WLDFR | HFTD - Distribution - Tier 2 - 1QU CoRE ¦ 4QU LoRE | Red Flag Warning - Large Fires | 2023 | Electric Reliability | 0.71896 | 1434.2134 | 2023 | Control | 0.1325 | 3 | 0 | esc | 0 | 0 | 0.15274 | 0.10981 | 0.15274 | 0.10981 | 0.15274 | 0.10981
[79 empty] | WLDFR | HFTD - Distribution - Tier 2 - 2QU CoRE ¦ 4QU LoRE | Red Flag Warning - Catastrophic Fires | 2023 | 0 | 0 | 0 | 0 | 14664.6376 | 233.2301 | 8896.516 | 5534.8915 | 0 | 843.2942 | 843.2942 | 843.2942 | 5.545e-05 |  | 0 | 0 | 0 | 0 | 0.04676 | 0.04676 | 0 | 0.04676 | 0.04676 | 0 | 0.04676 | 0.04676 | [40 empty] | All EPR in 2020WLDFRFinancial | WLDFR | HFTD - Distribution - Tier 2 - 1QU CoRE ¦ 4QU LoRE | Red Flag Warning - Large Fires | 2023 | Financial | 3.0715 | 1434.2134 | 2023 | Control | 0.053 | 3 | 0 | esc | 0 | 0 | 0.055966 | 0.1719 | 0.055966 | 0.1719 | 0.055966 | 0.1719
[79 empty] | WLDFR | HFTD - Distribution - Tier 2 - 2QU CoRE ¦ 4QU LoRE | Red Flag Warning - Catastrophic Fires | 2024 | 0 | 0 | 0 | 0 | 14664.6376 | 233.2301 | 8896.516 | 5534.8915 | 0 | 0 | 843.2942 | 843.2942 | 5.545e-05 |  | 0 | 0 | 0 | 0 | 0 | 0 | 0 | 0.04676 | 0.04676 | 0 | 0.04676 | 0.04676 | [40 empty] | All EPR in 2020WLDFRSafety | WLDFR | HFTD - Distribution - Tier 2 - 1QU CoRE ¦ 4QU LoRE | Red Flag Warning - Large Fires | 2023 | Safety | 1.6846 | 1434.2134 | 2023 | Control | 0.053 | 3 | 0 | esc | 0 | 0 | 0.055966 | 0.094279 | 0.055966 | 0.094279 | 0.055966 | 0.094279
[79 empty] | WLDFR | HFTD - Distribution - Tier 2 - 2QU CoRE ¦ 4QU LoRE | Red Flag Warning - Catastrophic Fires | 2025 | 0 | 0 | 0 | 0 | 14664.6376 | 233.2301 | 8896.516 | 5534.8915 | 0 | 0 | 0 | 843.2942 | 5.545e-05 |  | 0 | 0 | 0 | 0 | 0 | 0 | 0 | 0 | 0 | 0 | 0.04676 | 0.04676 | [40 empty] | All EPR in 2020WLDFRElectric Reliability | WLDFR | HFTD - Distribution - Tier 2 - 1QU CoRE ¦ 4QU LoRE | Red Flag Warning - Large Fires | 2024 | Electric Reliability | 0.71896 | 1434.2134 | 2024 | Control | 0.1325 | 3 | 0 | esc | 0 | 0 | 0 | 0 | 0.15274 | 0.10981 | 0.15274 | 0.10981
[79 empty] | WLDFR | HFTD - Distribution - Tier 2 - 2QU CoRE ¦ 4QU LoRE | Red Flag Warning - Destructive Fires | 2020 | 0 | 0 | 0 | 0 | 8807.9522 | 222.2294 | 8585.7228 | 0 | 514.4532 | 0 | 0 | 0 | 7.7425e-06 |  | 0 | 0.0039831 | 0.0039831 | 0 | 0 | 0 | 0 | 0 | 0 | 0 | 0 | 0 | [40 empty] | All EPR in 2020WLDFRFinancial | WLDFR | HFTD - Distribution - Tier 2 - 1QU CoRE ¦ 4QU LoRE | Red Flag Warning - Large Fires | 2024 | Financial | 3.0715 | 1434.2134 | 2024 | Control | 0.053 | 3 | 0 | esc | 0 | 0 | 0 | 0 | 0.055966 | 0.1719 | 0.055966 | 0.1719
[79 empty] | WLDFR | HFTD - Distribution - Tier 2 - 2QU CoRE ¦ 4QU LoRE | Red Flag Warning - Destructive Fires | 2021 | 0 | 0 | 0 | 0 | 8807.9522 | 222.2294 | 8585.7228 | 0 | 514.4532 | 514.4532 | 0 | 0 | 7.7425e-06 |  | 0 | 0.0039831 | 0.0039831 | 0 | 0.0039831 | 0.0039831 | 0 | 0 | 0 | 0 | 0 | 0 | [40 empty] | All EPR in 2020WLDFRSafety | WLDFR | HFTD - Distribution - Tier 2 - 1QU CoRE ¦ 4QU LoRE | Red Flag Warning - Large Fires | 2024 | Safety | 1.6846 | 1434.2134 | 2024 | Control | 0.053 | 3 | 0 | esc | 0 | 0 | 0 | 0 | 0.055966 | 0.094279 | 0.055966 | 0.094279
[79 empty] | WLDFR | HFTD - Distribution - Tier 2 - 2QU CoRE ¦ 4QU LoRE | Red Flag Warning - Destructive Fires | 2022 | 0 | 0 | 0 | 0 | 8807.9522 | 222.2294 | 8585.7228 | 0 | 514.4532 | 514.4532 | 514.4532 | 0 | 7.7425e-06 |  | 0 | 0.0039831 | 0.0039831 | 0 | 0.0039831 | 0.0039831 | 0 | 0.0039831 | 0.0039831 | 0 | 0 | 0 | [40 empty] | All EPR in 2020WLDFRElectric Reliability | WLDFR | HFTD - Distribution - Tier 2 - 1QU CoRE ¦ 4QU LoRE | Red Flag Warning - Large Fires | 2025 | Electric Reliability | 0.71896 | 1434.2134 | 2025 | Control | 0.1325 | 3 | 0 | esc | 0 | 0 | 0 | 0 | 0 | 0 | 0.15274 | 0.10981
[79 empty] | WLDFR | HFTD - Distribution - Tier 2 - 2QU CoRE ¦ 4QU LoRE | Red Flag Warning - Destructive Fires | 2023 | 0 | 0 | 0 | 0 | 9129.7461 | 233.2301 | 8896.516 | 0 | 0 | 533.5273 | 533.5273 | 533.5273 | 7.7425e-06 |  | 0 | 0 | 0 | 0 | 0.0041308 | 0.0041308 | 0 | 0.0041308 | 0.0041308 | 0 | 0.0041308 | 0.0041308 | [40 empty] | All EPR in 2020WLDFRFinancial | WLDFR | HFTD - Distribution - Tier 2 - 1QU CoRE ¦ 4QU LoRE | Red Flag Warning - Large Fires | 2025 | Financial | 3.0715 | 1434.2134 | 2025 | Control | 0.053 | 3 | 0 | esc | 0 | 0 | 0 | 0 | 0 | 0 | 0.055966 | 0.1719
[79 empty] | WLDFR | HFTD - Distribution - Tier 2 - 2QU CoRE ¦ 4QU LoRE | Red Flag Warning - Destructive Fires | 2024 | 0 | 0 | 0 | 0 | 9129.7461 | 233.2301 | 8896.516 | 0 | 0 | 0 | 533.5273 | 533.5273 | 7.7425e-06 |  | 0 | 0 | 0 | 0 | 0 | 0 | 0 | 0.0041308 | 0.0041308 | 0 | 0.0041308 | 0.0041308 | [40 empty] | All EPR in 2020WLDFRSafety | WLDFR | HFTD - Distribution - Tier 2 - 1QU CoRE ¦ 4QU LoRE | Red Flag Warning - Large Fires | 2025 | Safety | 1.6846 | 1434.2134 | 2025 | Control | 0.053 | 3 | 0 | esc | 0 | 0 | 0 | 0 | 0 | 0 | 0.055966 | 0.094279
[79 empty] | WLDFR | HFTD - Distribution - Tier 2 - 2QU CoRE ¦ 4QU LoRE | Red Flag Warning - Destructive Fires | 2025 | 0 | 0 | 0 | 0 | 9129.7461 | 233.2301 | 8896.516 | 0 | 0 | 0 | 0 | 533.5273 | 7.7425e-06 |  | 0 | 0 | 0 | 0 | 0 | 0 | 0 | 0 | 0 | 0 | 0.0041308 | 0.0041308 | [40 empty] | All EPR in 2020WLDFRElectric Reliability | WLDFR | HFTD - Distribution - Tier 2 - 1QU CoRE ¦ 4QU LoRE | Red Flag Warning - Small Fires | 2021 | Electric Reliability | 0.036425 | 1434.2134 | 2021 | Control | 0.1325 | 3 | 0 | esc | 0.15274 | 0.0055635 | 0.15274 | 0.0055635 | 0 | 0 | 0 | 0
[79 empty] | WLDFR | HFTD - Distribution - Tier 2 - 2QU CoRE ¦ 4QU LoRE | Red Flag Warning - Large Fires | 2020 | 0 | 0 | 0 | 0 | 5.2406 | 0.69642 | 2.942 | 1.6022 | 0.36069 | 0 | 0 | 0 | 4.8141e-05 |  | 0 | 1.7364e-05 | 1.7364e-05 | 0 | 0 | 0 | 0 | 0 | 0 | 0 | 0 | 0 | [40 empty] | All EPR in 2020WLDFRFinancial | WLDFR | HFTD - Distribution - Tier 2 - 1QU CoRE ¦ 4QU LoRE | Red Flag Warning - Small Fires | 2021 | Financial | 0.0015809 | 1434.2134 | 2021 | Control | 0.053 | 3 | 0 | esc | 0.055966 | 8.8475e-05 | 0.055966 | 8.8475e-05 | 0 | 0 | 0 | 0
[79 empty] | WLDFR | HFTD - Distribution - Tier 2 - 2QU CoRE ¦ 4QU LoRE | Red Flag Warning - Large Fires | 2021 | 0 | 0 | 0 | 0 | 5.2406 | 0.69642 | 2.942 | 1.6022 | 0.36069 | 0.36069 | 0 | 0 | 4.8141e-05 |  | 0 | 1.7364e-05 | 1.7364e-05 | 0 | 1.7364e-05 | 1.7364e-05 | 0 | 0 | 0 | 0 | 0 | 0 | [40 empty] | All EPR in 2020WLDFRSafety | WLDFR | HFTD - Distribution - Tier 2 - 1QU CoRE ¦ 4QU LoRE | Red Flag Warning - Small Fires | 2021 | Safety | 0.039895 | 1434.2134 | 2021 | Control | 0.053 | 3 | 0 | esc | 0.055966 | 0.0022328 | 0.055966 | 0.0022328 | 0 | 0 | 0 | 0
[79 empty] | WLDFR | HFTD - Distribution - Tier 2 - 2QU CoRE ¦ 4QU LoRE | Red Flag Warning - Large Fires | 2022 | 0 | 0 | 0 | 0 | 5.2406 | 0.69642 | 2.942 | 1.6022 | 0.36069 | 0.36069 | 0.36069 | 0 | 4.8141e-05 |  | 0 | 1.7364e-05 | 1.7364e-05 | 0 | 1.7364e-05 | 1.7364e-05 | 0 | 1.7364e-05 | 1.7364e-05 | 0 | 0 | 0 | [40 empty] | All EPR in 2020WLDFRElectric Reliability | WLDFR | HFTD - Distribution - Tier 2 - 1QU CoRE ¦ 4QU LoRE | Red Flag Warning - Small Fires | 2022 | Electric Reliability | 0.036425 | 1434.2134 | 2022 | Control | 0.1325 | 3 | 0 | esc | 0.15274 | 0.0055635 | 0.15274 | 0.0055635 | 0.15274 | 0.0055635 | 0 | 0
[79 empty] | WLDFR | HFTD - Distribution - Tier 2 - 2QU CoRE ¦ 4QU LoRE | Red Flag Warning - Large Fires | 2023 | 0 | 0 | 0 | 0 | 5.475 | 0.71896 | 3.0715 | 1.6846 | 0 | 0.37599 | 0.37599 | 0.37599 | 4.8141e-05 |  | 0 | 0 | 0 | 0 | 1.8101e-05 | 1.8101e-05 | 0 | 1.8101e-05 | 1.8101e-05 | 0 | 1.8101e-05 | 1.8101e-05 | [40 empty] | All EPR in 2020WLDFRFinancial | WLDFR | HFTD - Distribution - Tier 2 - 1QU CoRE ¦ 4QU LoRE | Red Flag Warning - Small Fires | 2022 | Financial | 0.0015809 | 1434.2134 | 2022 | Control | 0.053 | 3 | 0 | esc | 0.055966 | 8.8475e-05 | 0.055966 | 8.8475e-05 | 0.055966 | 8.8475e-05 | 0 | 0
[79 empty] | WLDFR | HFTD - Distribution - Tier 2 - 2QU CoRE ¦ 4QU LoRE | Red Flag Warning - Large Fires | 2024 | 0 | 0 | 0 | 0 | 5.475 | 0.71896 | 3.0715 | 1.6846 | 0 | 0 | 0.37599 | 0.37599 | 4.8141e-05 |  | 0 | 0 | 0 | 0 | 0 | 0 | 0 | 1.8101e-05 | 1.8101e-05 | 0 | 1.8101e-05 | 1.8101e-05 | [40 empty] | All EPR in 2020WLDFRSafety | WLDFR | HFTD - Distribution - Tier 2 - 1QU CoRE ¦ 4QU LoRE | Red Flag Warning - Small Fires | 2022 | Safety | 0.039895 | 1434.2134 | 2022 | Control | 0.053 | 3 | 0 | esc | 0.055966 | 0.0022328 | 0.055966 | 0.0022328 | 0.055966 | 0.0022328 | 0 | 0
[79 empty] | WLDFR | HFTD - Distribution - Tier 2 - 2QU CoRE ¦ 4QU LoRE | Red Flag Warning - Large Fires | 2025 | 0 | 0 | 0 | 0 | 5.475 | 0.71896 | 3.0715 | 1.6846 | 0 | 0 | 0 | 0.37599 | 4.8141e-05 |  | 0 | 0 | 0 | 0 | 0 | 0 | 0 | 0 | 0 | 0 | 1.8101e-05 | 1.8101e-05 | [40 empty] | All EPR in 2020WLDFRElectric Reliability | WLDFR | HFTD - Distribution - Tier 2 - 1QU CoRE ¦ 4QU LoRE | Red Flag Warning - Small Fires | 2023 | Electric Reliability | 0.03759 | 1434.2134 | 2023 | Control | 0.1325 | 3 | 0 | esc | 0 | 0 | 0.15274 | 0.0057414 | 0.15274 | 0.0057414 | 0.15274 | 0.0057414
[79 empty] | WLDFR | HFTD - Distribution - Tier 2 - 2QU CoRE ¦ 4QU LoRE | Red Flag Warning - Small Fires | 2020 | 0 | 0 | 0 | 0 | 0.077901 | 0.036425 | 0.0015809 | 0.039895 | 0.0078847 | 0 | 0 | 0 | 0.00044028 |  | 0 | 3.4715e-06 | 3.4715e-06 | 0 | 0 | 0 | 0 | 0 | 0 | 0 | 0 | 0 | [40 empty] | All EPR in 2020WLDFRFinancial | WLDFR | HFTD - Distribution - Tier 2 - 1QU CoRE ¦ 4QU LoRE | Red Flag Warning - Small Fires | 2023 | Financial | 0.0016314 | 1434.2134 | 2023 | Control | 0.053 | 3 | 0 | esc | 0 | 0 | 0.055966 | 9.1305e-05 | 0.055966 | 9.1305e-05 | 0.055966 | 9.1305e-05
[79 empty] | WLDFR | HFTD - Distribution - Tier 2 - 2QU CoRE ¦ 4QU LoRE | Red Flag Warning - Small Fires | 2021 | 0 | 0 | 0 | 0 | 0.077901 | 0.036425 | 0.0015809 | 0.039895 | 0.0078847 | 0.0078847 | 0 | 0 | 0.00044028 |  | 0 | 3.4715e-06 | 3.4715e-06 | 0 | 3.4715e-06 | 3.4715e-06 | 0 | 0 | 0 | 0 | 0 | 0 | [40 empty] | All EPR in 2020WLDFRSafety | WLDFR | HFTD - Distribution - Tier 2 - 1QU CoRE ¦ 4QU LoRE | Red Flag Warning - Small Fires | 2023 | Safety | 0.041187 | 1434.2134 | 2023 | Control | 0.053 | 3 | 0 | esc | 0 | 0 | 0.055966 | 0.0023051 | 0.055966 | 0.0023051 | 0.055966 | 0.0023051
[79 empty] | WLDFR | HFTD - Distribution - Tier 2 - 2QU CoRE ¦ 4QU LoRE | Red Flag Warning - Small Fires | 2022 | 0 | 0 | 0 | 0 | 0.077901 | 0.036425 | 0.0015809 | 0.039895 | 0.0078847 | 0.0078847 | 0.0078847 | 0 | 0.00044028 |  | 0 | 3.4715e-06 | 3.4715e-06 | 0 | 3.4715e-06 | 3.4715e-06 | 0 | 3.4715e-06 | 3.4715e-06 | 0 | 0 | 0 | [40 empty] | All EPR in 2020WLDFRElectric Reliability | WLDFR | HFTD - Distribution - Tier 2 - 1QU CoRE ¦ 4QU LoRE | Red Flag Warning - Small Fires | 2024 | Electric Reliability | 0.03759 | 1434.2134 | 2024 | Control | 0.1325 | 3 | 0 | esc | 0 | 0 | 0 | 0 | 0.15274 | 0.0057414 | 0.15274 | 0.0057414
[79 empty] | WLDFR | HFTD - Distribution - Tier 2 - 2QU CoRE ¦ 4QU LoRE | Red Flag Warning - Small Fires | 2023 | 0 | 0 | 0 | 0 | 0.080408 | 0.03759 | 0.0016314 | 0.041187 | 0 | 0.0081378 | 0.0081378 | 0.0081378 | 0.00044028 |  | 0 | 0 | 0 | 0 | 3.5829e-06 | 3.5829e-06 | 0 | 3.5829e-06 | 3.5829e-06 | 0 | 3.5829e-06 | 3.5829e-06 | [40 empty] | All EPR in 2020WLDFRFinancial | WLDFR | HFTD - Distribution - Tier 2 - 1QU CoRE ¦ 4QU LoRE | Red Flag Warning - Small Fires | 2024 | Financial | 0.0016314 | 1434.2134 | 2024 | Control | 0.053 | 3 | 0 | esc | 0 | 0 | 0 | 0 | 0.055966 | 9.1305e-05 | 0.055966 | 9.1305e-05
[79 empty] | WLDFR | HFTD - Distribution - Tier 2 - 2QU CoRE ¦ 4QU LoRE | Red Flag Warning - Small Fires | 2024 | 0 | 0 | 0 | 0 | 0.080408 | 0.03759 | 0.0016314 | 0.041187 | 0 | 0 | 0.0081378 | 0.0081378 | 0.00044028 |  | 0 | 0 | 0 | 0 | 0 | 0 | 0 | 3.5829e-06 | 3.5829e-06 | 0 | 3.5829e-06 | 3.5829e-06 | [40 empty] | All EPR in 2020WLDFRSafety | WLDFR | HFTD - Distribution - Tier 2 - 1QU CoRE ¦ 4QU LoRE | Red Flag Warning - Small Fires | 2024 | Safety | 0.041187 | 1434.2134 | 2024 | Control | 0.053 | 3 | 0 | esc | 0 | 0 | 0 | 0 | 0.055966 | 0.0023051 | 0.055966 | 0.0023051
[79 empty] | WLDFR | HFTD - Distribution - Tier 2 - 2QU CoRE ¦ 4QU LoRE | Red Flag Warning - Small Fires | 2025 | 0 | 0 | 0 | 0 | 0.080408 | 0.03759 | 0.0016314 | 0.041187 | 0 | 0 | 0 | 0.0081378 | 0.00044028 |  | 0 | 0 | 0 | 0 | 0 | 0 | 0 | 0 | 0 | 0 | 3.5829e-06 | 3.5829e-06 | [40 empty] | All EPR in 2020WLDFRElectric Reliability | WLDFR | HFTD - Distribution - Tier 2 - 1QU CoRE ¦ 4QU LoRE | Red Flag Warning - Small Fires | 2025 | Electric Reliability | 0.03759 | 1434.2134 | 2025 | Control | 0.1325 | 3 | 0 | esc | 0 | 0 | 0 | 0 | 0 | 0 | 0.15274 | 0.0057414
[79 empty] | WLDFR | HFTD - Distribution - Tier 2 - 2QU CoRE ¦ 4QU LoRE | Seismic - Non-Red Flag Warning - Catastrophic Fires | 2020 | 0 | 0 | 0 | 0 | 21083.8428 | 409.2237 | 13469.0878 | 7205.5313 | 1219.584 | 0 | 0 | 0 | 1.7205e-10 |  | 0 | 2.0983e-07 | 2.0983e-07 | 0 | 0 | 0 | 0 | 0 | 0 | 0 | 0 | 0 | [40 empty] | All EPR in 2020WLDFRFinancial | WLDFR | HFTD - Distribution - Tier 2 - 1QU CoRE ¦ 4QU LoRE | Red Flag Warning - Small Fires | 2025 | Financial | 0.0016314 | 1434.2134 | 2025 | Control | 0.053 | 3 | 0 | esc | 0 | 0 | 0 | 0 | 0 | 0 | 0.055966 | 9.1305e-05
[79 empty] | WLDFR | HFTD - Distribution - Tier 2 - 2QU CoRE ¦ 4QU LoRE | Seismic - Non-Red Flag Warning - Catastrophic Fires | 2021 | 0 | 0 | 0 | 0 | 21083.8428 | 409.2237 | 13469.0878 | 7205.5313 | 1219.584 | 1219.584 | 0 | 0 | 1.7205e-10 |  | 0 | 2.0983e-07 | 2.0983e-07 | 0 | 2.0983e-07 | 2.0983e-07 | 0 | 0 | 0 | 0 | 0 | 0 | [40 empty] | All EPR in 2020WLDFRSafety | WLDFR | HFTD - Distribution - Tier 2 - 1QU CoRE ¦ 4QU LoRE | Red Flag Warning - Small Fires | 2025 | Safety | 0.041187 | 1434.2134 | 2025 | Control | 0.053 | 3 | 0 | esc | 0 | 0 | 0 | 0 | 0 | 0 | 0.055966 | 0.0023051
[79 empty] | WLDFR | HFTD - Distribution - Tier 2 - 2QU CoRE ¦ 4QU LoRE | Seismic - Non-Red Flag Warning - Catastrophic Fires | 2022 | 0 | 0 | 0 | 0 | 21083.8428 | 409.2237 | 13469.0878 | 7205.5313 | 1219.584 | 1219.584 | 1219.584 | 0 | 1.7205e-10 |  | 0 | 2.0983e-07 | 2.0983e-07 | 0 | 2.0983e-07 | 2.0983e-07 | 0 | 2.0983e-07 | 2.0983e-07 | 0 | 0 | 0 | [40 empty] | All EPR in 2020WLDFRElectric Reliability | WLDFR | HFTD - Distribution - Tier 2 - 1QU CoRE ¦ 4QU LoRE | Seismic - Non-Red Flag Warning - Catastrophic Fires | 2021 | Electric Reliability | 409.2237 | 1434.2134 | 2021 | Control | 0.1325 | 3 | 0 | esc | 0.15274 | 62.5039 | 0.15274 | 62.5039 | 0 | 0 | 0 | 0
[79 empty] | WLDFR | HFTD - Distribution - Tier 2 - 2QU CoRE ¦ 4QU LoRE | Seismic - Non-Red Flag Warning - Catastrophic Fires | 2023 | 0 | 0 | 0 | 0 | 21835.9781 | 428.6023 | 13939.561 | 7467.8148 | 0 | 1263.5534 | 1263.5534 | 1263.5534 | 1.7205e-10 |  | 0 | 0 | 0 | 0 | 2.174e-07 | 2.174e-07 | 0 | 2.174e-07 | 2.174e-07 | 0 | 2.174e-07 | 2.174e-07 | [40 empty] | All EPR in 2020WLDFRFinancial | WLDFR | HFTD - Distribution - Tier 2 - 1QU CoRE ¦ 4QU LoRE | Seismic - Non-Red Flag Warning - Catastrophic Fires | 2021 | Financial | 13469.0878 | 1434.2134 | 2021 | Control | 0.053 | 3 | 0 | esc | 0.055966 | 753.8138 | 0.055966 | 753.8138 | 0 | 0 | 0 | 0
[79 empty] | WLDFR | HFTD - Distribution - Tier 2 - 2QU CoRE ¦ 4QU LoRE | Seismic - Non-Red Flag Warning - Catastrophic Fires | 2024 | 0 | 0 | 0 | 0 | 21835.9781 | 428.6023 | 13939.561 | 7467.8148 | 0 | 0 | 1263.5534 | 1263.5534 | 1.7205e-10 |  | 0 | 0 | 0 | 0 | 0 | 0 | 0 | 2.174e-07 | 2.174e-07 | 0 | 2.174e-07 | 2.174e-07 | [40 empty] | All EPR in 2020WLDFRSafety | WLDFR | HFTD - Distribution - Tier 2 - 1QU CoRE ¦ 4QU LoRE | Seismic - Non-Red Flag Warning - Catastrophic Fires | 2021 | Safety | 7205.5313 | 1434.2134 | 2021 | Control | 0.053 | 3 | 0 | esc | 0.055966 | 403.2663 | 0.055966 | 403.2663 | 0 | 0 | 0 | 0
[79 empty] | WLDFR | HFTD - Distribution - Tier 2 - 2QU CoRE ¦ 4QU LoRE | Seismic - Non-Red Flag Warning - Catastrophic Fires | 2025 | 0 | 0 | 0 | 0 | 21835.9781 | 428.6023 | 13939.561 | 7467.8148 | 0 | 0 | 0 | 1263.5534 | 1.7205e-10 |  | 0 | 0 | 0 | 0 | 0 | 0 | 0 | 0 | 0 | 0 | 2.174e-07 | 2.174e-07 | [40 empty] | All EPR in 2020WLDFRElectric Reliability | WLDFR | HFTD - Distribution - Tier 2 - 1QU CoRE ¦ 4QU LoRE | Seismic - Non-Red Flag Warning - Catastrophic Fires | 2022 | Electric Reliability | 409.2237 | 1434.2134 | 2022 | Control | 0.1325 | 3 | 0 | esc | 0.15274 | 62.5039 | 0.15274 | 62.5039 | 0.15274 | 62.5039 | 0 | 0
[79 empty] | WLDFR | HFTD - Distribution - Tier 2 - 2QU CoRE ¦ 4QU LoRE | Seismic - Red Flag Warning - Catastrophic Fires | 2020 | 0 | 0 | 0 | 0 | 21083.8428 | 409.2237 | 13469.0878 | 7205.5313 | 1219.584 | 0 | 0 | 0 | 7.4204e-09 |  | 0 | 9.0498e-06 | 9.0498e-06 | 0 | 0 | 0 | 0 | 0 | 0 | 0 | 0 | 0 | [40 empty] | All EPR in 2020WLDFRFinancial | WLDFR | HFTD - Distribution - Tier 2 - 1QU CoRE ¦ 4QU LoRE | Seismic - Non-Red Flag Warning - Catastrophic Fires | 2022 | Financial | 13469.0878 | 1434.2134 | 2022 | Control | 0.053 | 3 | 0 | esc | 0.055966 | 753.8138 | 0.055966 | 753.8138 | 0.055966 | 753.8138 | 0 | 0
[79 empty] | WLDFR | HFTD - Distribution - Tier 2 - 2QU CoRE ¦ 4QU LoRE | Seismic - Red Flag Warning - Catastrophic Fires | 2021 | 0 | 0 | 0 | 0 | 21083.8428 | 409.2237 | 13469.0878 | 7205.5313 | 1219.584 | 1219.584 | 0 | 0 | 7.4204e-09 |  | 0 | 9.0498e-06 | 9.0498e-06 | 0 | 9.0498e-06 | 9.0498e-06 | 0 | 0 | 0 | 0 | 0 | 0 | [40 empty] | All EPR in 2020WLDFRSafety | WLDFR | HFTD - Distribution - Tier 2 - 1QU CoRE ¦ 4QU LoRE | Seismic - Non-Red Flag Warning - Catastrophic Fires | 2022 | Safety | 7205.5313 | 1434.2134 | 2022 | Control | 0.053 | 3 | 0 | esc | 0.055966 | 403.2663 | 0.055966 | 403.2663 | 0.055966 | 403.2663 | 0 | 0
[79 empty] | WLDFR | HFTD - Distribution - Tier 2 - 2QU CoRE ¦ 4QU LoRE | Seismic - Red Flag Warning - Catastrophic Fires | 2022 | 0 | 0 | 0 | 0 | 21083.8428 | 409.2237 | 13469.0878 | 7205.5313 | 1219.584 | 1219.584 | 1219.584 | 0 | 7.4204e-09 |  | 0 | 9.0498e-06 | 9.0498e-06 | 0 | 9.0498e-06 | 9.0498e-06 | 0 | 9.0498e-06 | 9.0498e-06 | 0 | 0 | 0 | [40 empty] | All EPR in 2020WLDFRElectric Reliability | WLDFR | HFTD - Distribution - Tier 2 - 1QU CoRE ¦ 4QU LoRE | Seismic - Non-Red Flag Warning - Catastrophic Fires | 2023 | Electric Reliability | 428.6023 | 1434.2134 | 2023 | Control | 0.1325 | 3 | 0 | esc | 0 | 0 | 0.15274 | 65.4638 | 0.15274 | 65.4638 | 0.15274 | 65.4638
[79 empty] | WLDFR | HFTD - Distribution - Tier 2 - 2QU CoRE ¦ 4QU LoRE | Seismic - Red Flag Warning - Catastrophic Fires | 2023 | 0 | 0 | 0 | 0 | 21835.9781 | 428.6023 | 13939.561 | 7467.8148 | 0 | 1263.5534 | 1263.5534 | 1263.5534 | 7.4204e-09 |  | 0 | 0 | 0 | 0 | 9.3761e-06 | 9.3761e-06 | 0 | 9.3761e-06 | 9.3761e-06 | 0 | 9.3761e-06 | 9.3761e-06 | [40 empty] | All EPR in 2020WLDFRFinancial | WLDFR | HFTD - Distribution - Tier 2 - 1QU CoRE ¦ 4QU LoRE | Seismic - Non-Red Flag Warning - Catastrophic Fires | 2023 | Financial | 13939.561 | 1434.2134 | 2023 | Control | 0.053 | 3 | 0 | esc | 0 | 0 | 0.055966 | 780.1444 | 0.055966 | 780.1444 | 0.055966 | 780.1444
[79 empty] | WLDFR | HFTD - Distribution - Tier 2 - 2QU CoRE ¦ 4QU LoRE | Seismic - Red Flag Warning - Catastrophic Fires | 2024 | 0 | 0 | 0 | 0 | 21835.9781 | 428.6023 | 13939.561 | 7467.8148 | 0 | 0 | 1263.5534 | 1263.5534 | 7.4204e-09 |  | 0 | 0 | 0 | 0 | 0 | 0 | 0 | 9.3761e-06 | 9.3761e-06 | 0 | 9.3761e-06 | 9.3761e-06 | [40 empty] | All EPR in 2020WLDFRSafety | WLDFR | HFTD - Distribution - Tier 2 - 1QU CoRE ¦ 4QU LoRE | Seismic - Non-Red Flag Warning - Catastrophic Fires | 2023 | Safety | 7467.8148 | 1434.2134 | 2023 | Control | 0.053 | 3 | 0 | esc | 0 | 0 | 0.055966 | 417.9453 | 0.055966 | 417.9453 | 0.055966 | 417.9453
[79 empty] | WLDFR | HFTD - Distribution - Tier 2 - 2QU CoRE ¦ 4QU LoRE | Seismic - Red Flag Warning - Catastrophic Fires | 2025 | 0 | 0 | 0 | 0 | 21835.9781 | 428.6023 | 13939.561 | 7467.8148 | 0 | 0 | 0 | 1263.5534 | 7.4204e-09 |  | 0 | 0 | 0 | 0 | 0 | 0 | 0 | 0 | 0 | 0 | 9.3761e-06 | 9.3761e-06 | [40 empty] | All EPR in 2020WLDFRElectric Reliability | WLDFR | HFTD - Distribution - Tier 2 - 1QU CoRE ¦ 4QU LoRE | Seismic - Non-Red Flag Warning - Catastrophic Fires | 2024 | Electric Reliability | 428.6023 | 1434.2134 | 2024 | Control | 0.1325 | 3 | 0 | esc | 0 | 0 | 0 | 0 | 0.15274 | 65.4638 | 0.15274 | 65.4638
[79 empty] | WLDFR | HFTD - Distribution - Tier 2 - 2QU CoRE ¦ 5QU LoRE | Non-Red Flag Warning - Catastrophic Fires | 2020 | 0 | 0 | 0 | 0 | 14146.1306 | 222.2294 | 8585.7228 | 5338.1784 | 813.2108 | 0 | 0 | 0 | 2.5993e-06 |  | 0 | 0.0021138 | 0.0021138 | 0 | 0 | 0 | 0 | 0 | 0 | 0 | 0 | 0 | [40 empty] | All EPR in 2020WLDFRFinancial | WLDFR | HFTD - Distribution - Tier 2 - 1QU CoRE ¦ 4QU LoRE | Seismic - Non-Red Flag Warning - Catastrophic Fires | 2024 | Financial | 13939.561 | 1434.2134 | 2024 | Control | 0.053 | 3 | 0 | esc | 0 | 0 | 0 | 0 | 0.055966 | 780.1444 | 0.055966 | 780.1444
[79 empty] | WLDFR | HFTD - Distribution - Tier 2 - 2QU CoRE ¦ 5QU LoRE | Non-Red Flag Warning - Catastrophic Fires | 2021 | 0 | 0 | 0 | 0 | 14146.1306 | 222.2294 | 8585.7228 | 5338.1784 | 813.2108 | 813.2108 | 0 | 0 | 2.5993e-06 |  | 0 | 0.0021138 | 0.0021138 | 0 | 0.0021138 | 0.0021138 | 0 | 0 | 0 | 0 | 0 | 0 | [40 empty] | All EPR in 2020WLDFRSafety | WLDFR | HFTD - Distribution - Tier 2 - 1QU CoRE ¦ 4QU LoRE | Seismic - Non-Red Flag Warning - Catastrophic Fires | 2024 | Safety | 7467.8148 | 1434.2134 | 2024 | Control | 0.053 | 3 | 0 | esc | 0 | 0 | 0 | 0 | 0.055966 | 417.9453 | 0.055966 | 417.9453
[79 empty] | WLDFR | HFTD - Distribution - Tier 2 - 2QU CoRE ¦ 5QU LoRE | Non-Red Flag Warning - Catastrophic Fires | 2022 | 0 | 0 | 0 | 0 | 14146.1306 | 222.2294 | 8585.7228 | 5338.1784 | 813.2108 | 813.2108 | 813.2108 | 0 | 2.5993e-06 |  | 0 | 0.0021138 | 0.0021138 | 0 | 0.0021138 | 0.0021138 | 0 | 0.0021138 | 0.0021138 | 0 | 0 | 0 | [40 empty] | All EPR in 2020WLDFRElectric Reliability | WLDFR | HFTD - Distribution - Tier 2 - 1QU CoRE ¦ 4QU LoRE | Seismic - Non-Red Flag Warning - Catastrophic Fires | 2025 | Electric Reliability | 428.6023 | 1434.2134 | 2025 | Control | 0.1325 | 3 | 0 | esc | 0 | 0 | 0 | 0 | 0 | 0 | 0.15274 | 65.4638
[79 empty] | WLDFR | HFTD - Distribution - Tier 2 - 2QU CoRE ¦ 5QU LoRE | Non-Red Flag Warning - Catastrophic Fires | 2023 | 0 | 0 | 0 | 0 | 14664.6376 | 233.2301 | 8896.516 | 5534.8915 | 0 | 843.2942 | 843.2942 | 843.2942 | 2.5993e-06 |  | 0 | 0 | 0 | 0 | 0.002192 | 0.002192 | 0 | 0.002192 | 0.002192 | 0 | 0.002192 | 0.002192 | [40 empty] | All EPR in 2020WLDFRFinancial | WLDFR | HFTD - Distribution - Tier 2 - 1QU CoRE ¦ 4QU LoRE | Seismic - Non-Red Flag Warning - Catastrophic Fires | 2025 | Financial | 13939.561 | 1434.2134 | 2025 | Control | 0.053 | 3 | 0 | esc | 0 | 0 | 0 | 0 | 0 | 0 | 0.055966 | 780.1444
[79 empty] | WLDFR | HFTD - Distribution - Tier 2 - 2QU CoRE ¦ 5QU LoRE | Non-Red Flag Warning - Catastrophic Fires | 2024 | 0 | 0 | 0 | 0 | 14664.6376 | 233.2301 | 8896.516 | 5534.8915 | 0 | 0 | 843.2942 | 843.2942 | 2.5993e-06 |  | 0 | 0 | 0 | 0 | 0 | 0 | 0 | 0.002192 | 0.002192 | 0 | 0.002192 | 0.002192 | [40 empty] | All EPR in 2020WLDFRSafety | WLDFR | HFTD - Distribution - Tier 2 - 1QU CoRE ¦ 4QU LoRE | Seismic - Non-Red Flag Warning - Catastrophic Fires | 2025 | Safety | 7467.8148 | 1434.2134 | 2025 | Control | 0.053 | 3 | 0 | esc | 0 | 0 | 0 | 0 | 0 | 0 | 0.055966 | 417.9453
[79 empty] | WLDFR | HFTD - Distribution - Tier 2 - 2QU CoRE ¦ 5QU LoRE | Non-Red Flag Warning - Catastrophic Fires | 2025 | 0 | 0 | 0 | 0 | 14664.6376 | 233.2301 | 8896.516 | 5534.8915 | 0 | 0 | 0 | 843.2942 | 2.5993e-06 |  | 0 | 0 | 0 | 0 | 0 | 0 | 0 | 0 | 0 | 0 | 0.002192 | 0.002192 | [40 empty] | All EPR in 2020WLDFRElectric Reliability | WLDFR | HFTD - Distribution - Tier 2 - 1QU CoRE ¦ 4QU LoRE | Seismic - Red Flag Warning - Catastrophic Fires | 2021 | Electric Reliability | 409.2237 | 1434.2134 | 2021 | Control | 0.1325 | 3 | 0 | esc | 0.15274 | 62.5039 | 0.15274 | 62.5039 | 0 | 0 | 0 | 0
[79 empty] | WLDFR | HFTD - Distribution - Tier 2 - 2QU CoRE ¦ 5QU LoRE | Non-Red Flag Warning - Destructive Fires | 2020 | 0 | 0 | 0 | 0 | 8807.9522 | 222.2294 | 8585.7228 | 0 | 514.4532 | 0 | 0 | 0 | 2.3653e-06 |  | 0 | 0.0012168 | 0.0012168 | 0 | 0 | 0 | 0 | 0 | 0 | 0 | 0 | 0 | [40 empty] | All EPR in 2020WLDFRFinancial | WLDFR | HFTD - Distribution - Tier 2 - 1QU CoRE ¦ 4QU LoRE | Seismic - Red Flag Warning - Catastrophic Fires | 2021 | Financial | 13469.0878 | 1434.2134 | 2021 | Control | 0.053 | 3 | 0 | esc | 0.055966 | 753.8138 | 0.055966 | 753.8138 | 0 | 0 | 0 | 0
[79 empty] | WLDFR | HFTD - Distribution - Tier 2 - 2QU CoRE ¦ 5QU LoRE | Non-Red Flag Warning - Destructive Fires | 2021 | 0 | 0 | 0 | 0 | 8807.9522 | 222.2294 | 8585.7228 | 0 | 514.4532 | 514.4532 | 0 | 0 | 2.3653e-06 |  | 0 | 0.0012168 | 0.0012168 | 0 | 0.0012168 | 0.0012168 | 0 | 0 | 0 | 0 | 0 | 0 | [40 empty] | All EPR in 2020WLDFRSafety | WLDFR | HFTD - Distribution - Tier 2 - 1QU CoRE ¦ 4QU LoRE | Seismic - Red Flag Warning - Catastrophic Fires | 2021 | Safety | 7205.5313 | 1434.2134 | 2021 | Control | 0.053 | 3 | 0 | esc | 0.055966 | 403.2663 | 0.055966 | 403.2663 | 0 | 0 | 0 | 0
[79 empty] | WLDFR | HFTD - Distribution - Tier 2 - 2QU CoRE ¦ 5QU LoRE | Non-Red Flag Warning - Destructive Fires | 2022 | 0 | 0 | 0 | 0 | 8807.9522 | 222.2294 | 8585.7228 | 0 | 514.4532 | 514.4532 | 514.4532 | 0 | 2.3653e-06 |  | 0 | 0.0012168 | 0.0012168 | 0 | 0.0012168 | 0.0012168 | 0 | 0.0012168 | 0.0012168 | 0 | 0 | 0 | [40 empty] | All EPR in 2020WLDFRElectric Reliability | WLDFR | HFTD - Distribution - Tier 2 - 1QU CoRE ¦ 4QU LoRE | Seismic - Red Flag Warning - Catastrophic Fires | 2022 | Electric Reliability | 409.2237 | 1434.2134 | 2022 | Control | 0.1325 | 3 | 0 | esc | 0.15274 | 62.5039 | 0.15274 | 62.5039 | 0.15274 | 62.5039 | 0 | 0
[79 empty] | WLDFR | HFTD - Distribution - Tier 2 - 2QU CoRE ¦ 5QU LoRE | Non-Red Flag Warning - Destructive Fires | 2023 | 0 | 0 | 0 | 0 | 9129.7461 | 233.2301 | 8896.516 | 0 | 0 | 533.5273 | 533.5273 | 533.5273 | 2.3653e-06 |  | 0 | 0 | 0 | 0 | 0.001262 | 0.001262 | 0 | 0.001262 | 0.001262 | 0 | 0.001262 | 0.001262 | [40 empty] | All EPR in 2020WLDFRFinancial | WLDFR | HFTD - Distribution - Tier 2 - 1QU CoRE ¦ 4QU LoRE | Seismic - Red Flag Warning - Catastrophic Fires | 2022 | Financial | 13469.0878 | 1434.2134 | 2022 | Control | 0.053 | 3 | 0 | esc | 0.055966 | 753.8138 | 0.055966 | 753.8138 | 0.055966 | 753.8138 | 0 | 0
[79 empty] | WLDFR | HFTD - Distribution - Tier 2 - 2QU CoRE ¦ 5QU LoRE | Non-Red Flag Warning - Destructive Fires | 2024 | 0 | 0 | 0 | 0 | 9129.7461 | 233.2301 | 8896.516 | 0 | 0 | 0 | 533.5273 | 533.5273 | 2.3653e-06 |  | 0 | 0 | 0 | 0 | 0 | 0 | 0 | 0.001262 | 0.001262 | 0 | 0.001262 | 0.001262 | [40 empty] | All EPR in 2020WLDFRSafety | WLDFR | HFTD - Distribution - Tier 2 - 1QU CoRE ¦ 4QU LoRE | Seismic - Red Flag Warning - Catastrophic Fires | 2022 | Safety | 7205.5313 | 1434.2134 | 2022 | Control | 0.053 | 3 | 0 | esc | 0.055966 | 403.2663 | 0.055966 | 403.2663 | 0.055966 | 403.2663 | 0 | 0
[79 empty] | WLDFR | HFTD - Distribution - Tier 2 - 2QU CoRE ¦ 5QU LoRE | Non-Red Flag Warning - Destructive Fires | 2025 | 0 | 0 | 0 | 0 | 9129.7461 | 233.2301 | 8896.516 | 0 | 0 | 0 | 0 | 533.5273 | 2.3653e-06 |  | 0 | 0 | 0 | 0 | 0 | 0 | 0 | 0 | 0 | 0 | 0.001262 | 0.001262 | [40 empty] | All EPR in 2020WLDFRElectric Reliability | WLDFR | HFTD - Distribution - Tier 2 - 1QU CoRE ¦ 4QU LoRE | Seismic - Red Flag Warning - Catastrophic Fires | 2023 | Electric Reliability | 428.6023 | 1434.2134 | 2023 | Control | 0.1325 | 3 | 0 | esc | 0 | 0 | 0.15274 | 65.4638 | 0.15274 | 65.4638 | 0.15274 | 65.4638
[79 empty] | WLDFR | HFTD - Distribution - Tier 2 - 2QU CoRE ¦ 5QU LoRE | Non-Red Flag Warning - Large Fires | 2020 | 0 | 0 | 0 | 0 | 5.2406 | 0.69642 | 2.942 | 1.6022 | 0.36069 | 0 | 0 | 0 | 2.2048e-05 |  | 0 | 7.9523e-06 | 7.9523e-06 | 0 | 0 | 0 | 0 | 0 | 0 | 0 | 0 | 0 | [40 empty] | All EPR in 2020WLDFRFinancial | WLDFR | HFTD - Distribution - Tier 2 - 1QU CoRE ¦ 4QU LoRE | Seismic - Red Flag Warning - Catastrophic Fires | 2023 | Financial | 13939.561 | 1434.2134 | 2023 | Control | 0.053 | 3 | 0 | esc | 0 | 0 | 0.055966 | 780.1444 | 0.055966 | 780.1444 | 0.055966 | 780.1444
[79 empty] | WLDFR | HFTD - Distribution - Tier 2 - 2QU CoRE ¦ 5QU LoRE | Non-Red Flag Warning - Large Fires | 2021 | 0 | 0 | 0 | 0 | 5.2406 | 0.69642 | 2.942 | 1.6022 | 0.36069 | 0.36069 | 0 | 0 | 2.2048e-05 |  | 0 | 7.9523e-06 | 7.9523e-06 | 0 | 7.9523e-06 | 7.9523e-06 | 0 | 0 | 0 | 0 | 0 | 0 | [40 empty] | All EPR in 2020WLDFRSafety | WLDFR | HFTD - Distribution - Tier 2 - 1QU CoRE ¦ 4QU LoRE | Seismic - Red Flag Warning - Catastrophic Fires | 2023 | Safety | 7467.8148 | 1434.2134 | 2023 | Control | 0.053 | 3 | 0 | esc | 0 | 0 | 0.055966 | 417.9453 | 0.055966 | 417.9453 | 0.055966 | 417.9453
[79 empty] | WLDFR | HFTD - Distribution - Tier 2 - 2QU CoRE ¦ 5QU LoRE | Non-Red Flag Warning - Large Fires | 2022 | 0 | 0 | 0 | 0 | 5.2406 | 0.69642 | 2.942 | 1.6022 | 0.36069 | 0.36069 | 0.36069 | 0 | 2.2048e-05 |  | 0 | 7.9523e-06 | 7.9523e-06 | 0 | 7.9523e-06 | 7.9523e-06 | 0 | 7.9523e-06 | 7.9523e-06 | 0 | 0 | 0 | [40 empty] | All EPR in 2020WLDFRElectric Reliability | WLDFR | HFTD - Distribution - Tier 2 - 1QU CoRE ¦ 4QU LoRE | Seismic - Red Flag Warning - Catastrophic Fires | 2024 | Electric Reliability | 428.6023 | 1434.2134 | 2024 | Control | 0.1325 | 3 | 0 | esc | 0 | 0 | 0 | 0 | 0.15274 | 65.4638 | 0.15274 | 65.4638
[79 empty] | WLDFR | HFTD - Distribution - Tier 2 - 2QU CoRE ¦ 5QU LoRE | Non-Red Flag Warning - Large Fires | 2023 | 0 | 0 | 0 | 0 | 5.475 | 0.71896 | 3.0715 | 1.6846 | 0 | 0.37599 | 0.37599 | 0.37599 | 2.2048e-05 |  | 0 | 0 | 0 | 0 | 8.2897e-06 | 8.2897e-06 | 0 | 8.2897e-06 | 8.2897e-06 | 0 | 8.2897e-06 | 8.2897e-06 | [40 empty] | All EPR in 2020WLDFRFinancial | WLDFR | HFTD - Distribution - Tier 2 - 1QU CoRE ¦ 4QU LoRE | Seismic - Red Flag Warning - Catastrophic Fires | 2024 | Financial | 13939.561 | 1434.2134 | 2024 | Control | 0.053 | 3 | 0 | esc | 0 | 0 | 0 | 0 | 0.055966 | 780.1444 | 0.055966 | 780.1444
[79 empty] | WLDFR | HFTD - Distribution - Tier 2 - 2QU CoRE ¦ 5QU LoRE | Non-Red Flag Warning - Large Fires | 2024 | 0 | 0 | 0 | 0 | 5.475 | 0.71896 | 3.0715 | 1.6846 | 0 | 0 | 0.37599 | 0.37599 | 2.2048e-05 |  | 0 | 0 | 0 | 0 | 0 | 0 | 0 | 8.2897e-06 | 8.2897e-06 | 0 | 8.2897e-06 | 8.2897e-06 | [40 empty] | All EPR in 2020WLDFRSafety | WLDFR | HFTD - Distribution - Tier 2 - 1QU CoRE ¦ 4QU LoRE | Seismic - Red Flag Warning - Catastrophic Fires | 2024 | Safety | 7467.8148 | 1434.2134 | 2024 | Control | 0.053 | 3 | 0 | esc | 0 | 0 | 0 | 0 | 0.055966 | 417.9453 | 0.055966 | 417.9453
[79 empty] | WLDFR | HFTD - Distribution - Tier 2 - 2QU CoRE ¦ 5QU LoRE | Non-Red Flag Warning - Large Fires | 2025 | 0 | 0 | 0 | 0 | 5.475 | 0.71896 | 3.0715 | 1.6846 | 0 | 0 | 0 | 0.37599 | 2.2048e-05 |  | 0 | 0 | 0 | 0 | 0 | 0 | 0 | 0 | 0 | 0 | 8.2897e-06 | 8.2897e-06 | [40 empty] | All EPR in 2020WLDFRElectric Reliability | WLDFR | HFTD - Distribution - Tier 2 - 1QU CoRE ¦ 4QU LoRE | Seismic - Red Flag Warning - Catastrophic Fires | 2025 | Electric Reliability | 428.6023 | 1434.2134 | 2025 | Control | 0.1325 | 3 | 0 | esc | 0 | 0 | 0 | 0 | 0 | 0 | 0.15274 | 65.4638
[79 empty] | WLDFR | HFTD - Distribution - Tier 2 - 2QU CoRE ¦ 5QU LoRE | Non-Red Flag Warning - Small Fires | 2020 | 0 | 0 | 0 | 0 | 0.077901 | 0.036425 | 0.0015809 | 0.039895 | 0.0078847 | 0 | 0 | 0 | 0.00239 |  | 0 | 1.8844e-05 | 1.8844e-05 | 0 | 0 | 0 | 0 | 0 | 0 | 0 | 0 | 0 | [40 empty] | All EPR in 2020WLDFRFinancial | WLDFR | HFTD - Distribution - Tier 2 - 1QU CoRE ¦ 4QU LoRE | Seismic - Red Flag Warning - Catastrophic Fires | 2025 | Financial | 13939.561 | 1434.2134 | 2025 | Control | 0.053 | 3 | 0 | esc | 0 | 0 | 0 | 0 | 0 | 0 | 0.055966 | 780.1444
[79 empty] | WLDFR | HFTD - Distribution - Tier 2 - 2QU CoRE ¦ 5QU LoRE | Non-Red Flag Warning - Small Fires | 2021 | 0 | 0 | 0 | 0 | 0.077901 | 0.036425 | 0.0015809 | 0.039895 | 0.0078847 | 0.0078847 | 0 | 0 | 0.00239 |  | 0 | 1.8844e-05 | 1.8844e-05 | 0 | 1.8844e-05 | 1.8844e-05 | 0 | 0 | 0 | 0 | 0 | 0 | [40 empty] | All EPR in 2020WLDFRSafety | WLDFR | HFTD - Distribution - Tier 2 - 1QU CoRE ¦ 4QU LoRE | Seismic - Red Flag Warning - Catastrophic Fires | 2025 | Safety | 7467.8148 | 1434.2134 | 2025 | Control | 0.053 | 3 | 0 | esc | 0 | 0 | 0 | 0 | 0 | 0 | 0.055966 | 417.9453
[79 empty] | WLDFR | HFTD - Distribution - Tier 2 - 2QU CoRE ¦ 5QU LoRE | Non-Red Flag Warning - Small Fires | 2022 | 0 | 0 | 0 | 0 | 0.077901 | 0.036425 | 0.0015809 | 0.039895 | 0.0078847 | 0.0078847 | 0.0078847 | 0 | 0.00239 |  | 0 | 1.8844e-05 | 1.8844e-05 | 0 | 1.8844e-05 | 1.8844e-05 | 0 | 1.8844e-05 | 1.8844e-05 | 0 | 0 | 0 | [40 empty] | All EPR in 2020WLDFRElectric Reliability | WLDFR | HFTD - Distribution - Tier 2 - 1QU CoRE ¦ 5QU LoRE | Non-Red Flag Warning - Catastrophic Fires | 2021 | Electric Reliability | 222.2294 | 1628.5067 | 2021 | Control | 0.1325 | 3 | 0 | esc | 0.15274 | 33.9428 | 0.15274 | 33.9428 | 0 | 0 | 0 | 0
[79 empty] | WLDFR | HFTD - Distribution - Tier 2 - 2QU CoRE ¦ 5QU LoRE | Non-Red Flag Warning - Small Fires | 2023 | 0 | 0 | 0 | 0 | 0.080408 | 0.03759 | 0.0016314 | 0.041187 | 0 | 0.0081378 | 0.0081378 | 0.0081378 | 0.00239 |  | 0 | 0 | 0 | 0 | 1.9449e-05 | 1.9449e-05 | 0 | 1.9449e-05 | 1.9449e-05 | 0 | 1.9449e-05 | 1.9449e-05 | [40 empty] | All EPR in 2020WLDFRFinancial | WLDFR | HFTD - Distribution - Tier 2 - 1QU CoRE ¦ 5QU LoRE | Non-Red Flag Warning - Catastrophic Fires | 2021 | Financial | 8585.7228 | 1628.5067 | 2021 | Control | 0.053 | 3 | 0 | esc | 0.055966 | 480.5104 | 0.055966 | 480.5104 | 0 | 0 | 0 | 0
[79 empty] | WLDFR | HFTD - Distribution - Tier 2 - 2QU CoRE ¦ 5QU LoRE | Non-Red Flag Warning - Small Fires | 2024 | 0 | 0 | 0 | 0 | 0.080408 | 0.03759 | 0.0016314 | 0.041187 | 0 | 0 | 0.0081378 | 0.0081378 | 0.00239 |  | 0 | 0 | 0 | 0 | 0 | 0 | 0 | 1.9449e-05 | 1.9449e-05 | 0 | 1.9449e-05 | 1.9449e-05 | [40 empty] | All EPR in 2020WLDFRSafety | WLDFR | HFTD - Distribution - Tier 2 - 1QU CoRE ¦ 5QU LoRE | Non-Red Flag Warning - Catastrophic Fires | 2021 | Safety | 5338.1784 | 1628.5067 | 2021 | Control | 0.053 | 3 | 0 | esc | 0.055966 | 298.7576 | 0.055966 | 298.7576 | 0 | 0 | 0 | 0
[79 empty] | WLDFR | HFTD - Distribution - Tier 2 - 2QU CoRE ¦ 5QU LoRE | Non-Red Flag Warning - Small Fires | 2025 | 0 | 0 | 0 | 0 | 0.080408 | 0.03759 | 0.0016314 | 0.041187 | 0 | 0 | 0 | 0.0081378 | 0.00239 |  | 0 | 0 | 0 | 0 | 0 | 0 | 0 | 0 | 0 | 0 | 1.9449e-05 | 1.9449e-05 | [40 empty] | All EPR in 2020WLDFRElectric Reliability | WLDFR | HFTD - Distribution - Tier 2 - 1QU CoRE ¦ 5QU LoRE | Non-Red Flag Warning - Catastrophic Fires | 2022 | Electric Reliability | 222.2294 | 1628.5067 | 2022 | Control | 0.1325 | 3 | 0 | esc | 0.15274 | 33.9428 | 0.15274 | 33.9428 | 0.15274 | 33.9428 | 0 | 0
[79 empty] | WLDFR | HFTD - Distribution - Tier 2 - 2QU CoRE ¦ 5QU LoRE | Red Flag Warning - Catastrophic Fires | 2020 | 0 | 0 | 0 | 0 | 14146.1306 | 222.2294 | 8585.7228 | 5338.1784 | 813.2108 | 0 | 0 | 0 | 4.1298e-05 |  | 0 | 0.033584 | 0.033584 | 0 | 0 | 0 | 0 | 0 | 0 | 0 | 0 | 0 | [40 empty] | All EPR in 2020WLDFRFinancial | WLDFR | HFTD - Distribution - Tier 2 - 1QU CoRE ¦ 5QU LoRE | Non-Red Flag Warning - Catastrophic Fires | 2022 | Financial | 8585.7228 | 1628.5067 | 2022 | Control | 0.053 | 3 | 0 | esc | 0.055966 | 480.5104 | 0.055966 | 480.5104 | 0.055966 | 480.5104 | 0 | 0
[79 empty] | WLDFR | HFTD - Distribution - Tier 2 - 2QU CoRE ¦ 5QU LoRE | Red Flag Warning - Catastrophic Fires | 2021 | 0 | 0 | 0 | 0 | 14146.1306 | 222.2294 | 8585.7228 | 5338.1784 | 813.2108 | 813.2108 | 0 | 0 | 4.1298e-05 |  | 0 | 0.033584 | 0.033584 | 0 | 0.033584 | 0.033584 | 0 | 0 | 0 | 0 | 0 | 0 | [40 empty] | All EPR in 2020WLDFRSafety | WLDFR | HFTD - Distribution - Tier 2 - 1QU CoRE ¦ 5QU LoRE | Non-Red Flag Warning - Catastrophic Fires | 2022 | Safety | 5338.1784 | 1628.5067 | 2022 | Control | 0.053 | 3 | 0 | esc | 0.055966 | 298.7576 | 0.055966 | 298.7576 | 0.055966 | 298.7576 | 0 | 0
[79 empty] | WLDFR | HFTD - Distribution - Tier 2 - 2QU CoRE ¦ 5QU LoRE | Red Flag Warning - Catastrophic Fires | 2022 | 0 | 0 | 0 | 0 | 14146.1306 | 222.2294 | 8585.7228 | 5338.1784 | 813.2108 | 813.2108 | 813.2108 | 0 | 4.1298e-05 |  | 0 | 0.033584 | 0.033584 | 0 | 0.033584 | 0.033584 | 0 | 0.033584 | 0.033584 | 0 | 0 | 0 | [40 empty] | All EPR in 2020WLDFRElectric Reliability | WLDFR | HFTD - Distribution - Tier 2 - 1QU CoRE ¦ 5QU LoRE | Non-Red Flag Warning - Catastrophic Fires | 2023 | Electric Reliability | 233.2301 | 1628.5067 | 2023 | Control | 0.1325 | 3 | 0 | esc | 0 | 0 | 0.15274 | 35.623 | 0.15274 | 35.623 | 0.15274 | 35.623
[79 empty] | WLDFR | HFTD - Distribution - Tier 2 - 2QU CoRE ¦ 5QU LoRE | Red Flag Warning - Catastrophic Fires | 2023 | 0 | 0 | 0 | 0 | 14664.6376 | 233.2301 | 8896.516 | 5534.8915 | 0 | 843.2942 | 843.2942 | 843.2942 | 4.1298e-05 |  | 0 | 0 | 0 | 0 | 0.034826 | 0.034826 | 0 | 0.034826 | 0.034826 | 0 | 0.034826 | 0.034826 | [40 empty] | All EPR in 2020WLDFRFinancial | WLDFR | HFTD - Distribution - Tier 2 - 1QU CoRE ¦ 5QU LoRE | Non-Red Flag Warning - Catastrophic Fires | 2023 | Financial | 8896.516 | 1628.5067 | 2023 | Control | 0.053 | 3 | 0 | esc | 0 | 0 | 0.055966 | 497.9043 | 0.055966 | 497.9043 | 0.055966 | 497.9043
[79 empty] | WLDFR | HFTD - Distribution - Tier 2 - 2QU CoRE ¦ 5QU LoRE | Red Flag Warning - Catastrophic Fires | 2024 | 0 | 0 | 0 | 0 | 14664.6376 | 233.2301 | 8896.516 | 5534.8915 | 0 | 0 | 843.2942 | 843.2942 | 4.1298e-05 |  | 0 | 0 | 0 | 0 | 0 | 0 | 0 | 0.034826 | 0.034826 | 0 | 0.034826 | 0.034826 | [40 empty] | All EPR in 2020WLDFRSafety | WLDFR | HFTD - Distribution - Tier 2 - 1QU CoRE ¦ 5QU LoRE | Non-Red Flag Warning - Catastrophic Fires | 2023 | Safety | 5534.8915 | 1628.5067 | 2023 | Control | 0.053 | 3 | 0 | esc | 0 | 0 | 0.055966 | 309.7669 | 0.055966 | 309.7669 | 0.055966 | 309.7669
[79 empty] | WLDFR | HFTD - Distribution - Tier 2 - 2QU CoRE ¦ 5QU LoRE | Red Flag Warning - Catastrophic Fires | 2025 | 0 | 0 | 0 | 0 | 14664.6376 | 233.2301 | 8896.516 | 5534.8915 | 0 | 0 | 0 | 843.2942 | 4.1298e-05 |  | 0 | 0 | 0 | 0 | 0 | 0 | 0 | 0 | 0 | 0 | 0.034826 | 0.034826 | [40 empty] | All EPR in 2020WLDFRElectric Reliability | WLDFR | HFTD - Distribution - Tier 2 - 1QU CoRE ¦ 5QU LoRE | Non-Red Flag Warning - Catastrophic Fires | 2024 | Electric Reliability | 233.2301 | 1628.5067 | 2024 | Control | 0.1325 | 3 | 0 | esc | 0 | 0 | 0 | 0 | 0.15274 | 35.623 | 0.15274 | 35.623
[79 empty] | WLDFR | HFTD - Distribution - Tier 2 - 2QU CoRE ¦ 5QU LoRE | Red Flag Warning - Destructive Fires | 2020 | 0 | 0 | 0 | 0 | 8807.9522 | 222.2294 | 8585.7228 | 0 | 514.4532 | 0 | 0 | 0 | 5.8619e-06 |  | 0 | 0.0030157 | 0.0030157 | 0 | 0 | 0 | 0 | 0 | 0 | 0 | 0 | 0 | [40 empty] | All EPR in 2020WLDFRFinancial | WLDFR | HFTD - Distribution - Tier 2 - 1QU CoRE ¦ 5QU LoRE | Non-Red Flag Warning - Catastrophic Fires | 2024 | Financial | 8896.516 | 1628.5067 | 2024 | Control | 0.053 | 3 | 0 | esc | 0 | 0 | 0 | 0 | 0.055966 | 497.9043 | 0.055966 | 497.9043
[79 empty] | WLDFR | HFTD - Distribution - Tier 2 - 2QU CoRE ¦ 5QU LoRE | Red Flag Warning - Destructive Fires | 2021 | 0 | 0 | 0 | 0 | 8807.9522 | 222.2294 | 8585.7228 | 0 | 514.4532 | 514.4532 | 0 | 0 | 5.8619e-06 |  | 0 | 0.0030157 | 0.0030157 | 0 | 0.0030157 | 0.0030157 | 0 | 0 | 0 | 0 | 0 | 0 | [40 empty] | All EPR in 2020WLDFRSafety | WLDFR | HFTD - Distribution - Tier 2 - 1QU CoRE ¦ 5QU LoRE | Non-Red Flag Warning - Catastrophic Fires | 2024 | Safety | 5534.8915 | 1628.5067 | 2024 | Control | 0.053 | 3 | 0 | esc | 0 | 0 | 0 | 0 | 0.055966 | 309.7669 | 0.055966 | 309.7669
[79 empty] | WLDFR | HFTD - Distribution - Tier 2 - 2QU CoRE ¦ 5QU LoRE | Red Flag Warning - Destructive Fires | 2022 | 0 | 0 | 0 | 0 | 8807.9522 | 222.2294 | 8585.7228 | 0 | 514.4532 | 514.4532 | 514.4532 | 0 | 5.8619e-06 |  | 0 | 0.0030157 | 0.0030157 | 0 | 0.0030157 | 0.0030157 | 0 | 0.0030157 | 0.0030157 | 0 | 0 | 0 | [40 empty] | All EPR in 2020WLDFRElectric Reliability | WLDFR | HFTD - Distribution - Tier 2 - 1QU CoRE ¦ 5QU LoRE | Non-Red Flag Warning - Catastrophic Fires | 2025 | Electric Reliability | 233.2301 | 1628.5067 | 2025 | Control | 0.1325 | 3 | 0 | esc | 0 | 0 | 0 | 0 | 0 | 0 | 0.15274 | 35.623
[79 empty] | WLDFR | HFTD - Distribution - Tier 2 - 2QU CoRE ¦ 5QU LoRE | Red Flag Warning - Destructive Fires | 2023 | 0 | 0 | 0 | 0 | 9129.7461 | 233.2301 | 8896.516 | 0 | 0 | 533.5273 | 533.5273 | 533.5273 | 5.8619e-06 |  | 0 | 0 | 0 | 0 | 0.0031275 | 0.0031275 | 0 | 0.0031275 | 0.0031275 | 0 | 0.0031275 | 0.0031275 | [40 empty] | All EPR in 2020WLDFRFinancial | WLDFR | HFTD - Distribution - Tier 2 - 1QU CoRE ¦ 5QU LoRE | Non-Red Flag Warning - Catastrophic Fires | 2025 | Financial | 8896.516 | 1628.5067 | 2025 | Control | 0.053 | 3 | 0 | esc | 0 | 0 | 0 | 0 | 0 | 0 | 0.055966 | 497.9043
[79 empty] | WLDFR | HFTD - Distribution - Tier 2 - 2QU CoRE ¦ 5QU LoRE | Red Flag Warning - Destructive Fires | 2024 | 0 | 0 | 0 | 0 | 9129.7461 | 233.2301 | 8896.516 | 0 | 0 | 0 | 533.5273 | 533.5273 | 5.8619e-06 |  | 0 | 0 | 0 | 0 | 0 | 0 | 0 | 0.0031275 | 0.0031275 | 0 | 0.0031275 | 0.0031275 | [40 empty] | All EPR in 2020WLDFRSafety | WLDFR | HFTD - Distribution - Tier 2 - 1QU CoRE ¦ 5QU LoRE | Non-Red Flag Warning - Catastrophic Fires | 2025 | Safety | 5534.8915 | 1628.5067 | 2025 | Control | 0.053 | 3 | 0 | esc | 0 | 0 | 0 | 0 | 0 | 0 | 0.055966 | 309.7669
[79 empty] | WLDFR | HFTD - Distribution - Tier 2 - 2QU CoRE ¦ 5QU LoRE | Red Flag Warning - Destructive Fires | 2025 | 0 | 0 | 0 | 0 | 9129.7461 | 233.2301 | 8896.516 | 0 | 0 | 0 | 0 | 533.5273 | 5.8619e-06 |  | 0 | 0 | 0 | 0 | 0 | 0 | 0 | 0 | 0 | 0 | 0.0031275 | 0.0031275 | [40 empty] | All EPR in 2020WLDFRElectric Reliability | WLDFR | HFTD - Distribution - Tier 2 - 1QU CoRE ¦ 5QU LoRE | Non-Red Flag Warning - Destructive Fires | 2021 | Electric Reliability | 222.2294 | 1628.5067 | 2021 | Control | 0.1325 | 3 | 0 | esc | 0.15274 | 33.9428 | 0.15274 | 33.9428 | 0 | 0 | 0 | 0
[79 empty] | WLDFR | HFTD - Distribution - Tier 2 - 2QU CoRE ¦ 5QU LoRE | Red Flag Warning - Large Fires | 2020 | 0 | 0 | 0 | 0 | 5.2406 | 0.69642 | 2.942 | 1.6022 | 0.36069 | 0 | 0 | 0 | 3.4967e-05 |  | 0 | 1.2612e-05 | 1.2612e-05 | 0 | 0 | 0 | 0 | 0 | 0 | 0 | 0 | 0 | [40 empty] | All EPR in 2020WLDFRFinancial | WLDFR | HFTD - Distribution - Tier 2 - 1QU CoRE ¦ 5QU LoRE | Non-Red Flag Warning - Destructive Fires | 2021 | Financial | 8585.7228 | 1628.5067 | 2021 | Control | 0.053 | 3 | 0 | esc | 0.055966 | 480.5104 | 0.055966 | 480.5104 | 0 | 0 | 0 | 0
[79 empty] | WLDFR | HFTD - Distribution - Tier 2 - 2QU CoRE ¦ 5QU LoRE | Red Flag Warning - Large Fires | 2021 | 0 | 0 | 0 | 0 | 5.2406 | 0.69642 | 2.942 | 1.6022 | 0.36069 | 0.36069 | 0 | 0 | 3.4967e-05 |  | 0 | 1.2612e-05 | 1.2612e-05 | 0 | 1.2612e-05 | 1.2612e-05 | 0 | 0 | 0 | 0 | 0 | 0 | [40 empty] | All EPR in 2020WLDFRElectric Reliability | WLDFR | HFTD - Distribution - Tier 2 - 1QU CoRE ¦ 5QU LoRE | Non-Red Flag Warning - Destructive Fires | 2022 | Electric Reliability | 222.2294 | 1628.5067 | 2022 | Control | 0.1325 | 3 | 0 | esc | 0.15274 | 33.9428 | 0.15274 | 33.9428 | 0.15274 | 33.9428 | 0 | 0
[79 empty] | WLDFR | HFTD - Distribution - Tier 2 - 2QU CoRE ¦ 5QU LoRE | Red Flag Warning - Large Fires | 2022 | 0 | 0 | 0 | 0 | 5.2406 | 0.69642 | 2.942 | 1.6022 | 0.36069 | 0.36069 | 0.36069 | 0 | 3.4967e-05 |  | 0 | 1.2612e-05 | 1.2612e-05 | 0 | 1.2612e-05 | 1.2612e-05 | 0 | 1.2612e-05 | 1.2612e-05 | 0 | 0 | 0 | [40 empty] | All EPR in 2020WLDFRFinancial | WLDFR | HFTD - Distribution - Tier 2 - 1QU CoRE ¦ 5QU LoRE | Non-Red Flag Warning - Destructive Fires | 2022 | Financial | 8585.7228 | 1628.5067 | 2022 | Control | 0.053 | 3 | 0 | esc | 0.055966 | 480.5104 | 0.055966 | 480.5104 | 0.055966 | 480.5104 | 0 | 0
[79 empty] | WLDFR | HFTD - Distribution - Tier 2 - 2QU CoRE ¦ 5QU LoRE | Red Flag Warning - Large Fires | 2023 | 0 | 0 | 0 | 0 | 5.475 | 0.71896 | 3.0715 | 1.6846 | 0 | 0.37599 | 0.37599 | 0.37599 | 3.4967e-05 |  | 0 | 0 | 0 | 0 | 1.3147e-05 | 1.3147e-05 | 0 | 1.3147e-05 | 1.3147e-05 | 0 | 1.3147e-05 | 1.3147e-05 | [40 empty] | All EPR in 2020WLDFRElectric Reliability | WLDFR | HFTD - Distribution - Tier 2 - 1QU CoRE ¦ 5QU LoRE | Non-Red Flag Warning - Destructive Fires | 2023 | Electric Reliability | 233.2301 | 1628.5067 | 2023 | Control | 0.1325 | 3 | 0 | esc | 0 | 0 | 0.15274 | 35.623 | 0.15274 | 35.623 | 0.15274 | 35.623
[79 empty] | WLDFR | HFTD - Distribution - Tier 2 - 2QU CoRE ¦ 5QU LoRE | Red Flag Warning - Large Fires | 2024 | 0 | 0 | 0 | 0 | 5.475 | 0.71896 | 3.0715 | 1.6846 | 0 | 0 | 0.37599 | 0.37599 | 3.4967e-05 |  | 0 | 0 | 0 | 0 | 0 | 0 | 0 | 1.3147e-05 | 1.3147e-05 | 0 | 1.3147e-05 | 1.3147e-05 | [40 empty] | All EPR in 2020WLDFRFinancial | WLDFR | HFTD - Distribution - Tier 2 - 1QU CoRE ¦ 5QU LoRE | Non-Red Flag Warning - Destructive Fires | 2023 | Financial | 8896.516 | 1628.5067 | 2023 | Control | 0.053 | 3 | 0 | esc | 0 | 0 | 0.055966 | 497.9043 | 0.055966 | 497.9043 | 0.055966 | 497.9043
[79 empty] | WLDFR | HFTD - Distribution - Tier 2 - 2QU CoRE ¦ 5QU LoRE | Red Flag Warning - Large Fires | 2025 | 0 | 0 | 0 | 0 | 5.475 | 0.71896 | 3.0715 | 1.6846 | 0 | 0 | 0 | 0.37599 | 3.4967e-05 |  | 0 | 0 | 0 | 0 | 0 | 0 | 0 | 0 | 0 | 0 | 1.3147e-05 | 1.3147e-05 | [40 empty] | All EPR in 2020WLDFRElectric Reliability | WLDFR | HFTD - Distribution - Tier 2 - 1QU CoRE ¦ 5QU LoRE | Non-Red Flag Warning - Destructive Fires | 2024 | Electric Reliability | 233.2301 | 1628.5067 | 2024 | Control | 0.1325 | 3 | 0 | esc | 0 | 0 | 0 | 0 | 0.15274 | 35.623 | 0.15274 | 35.623
[79 empty] | WLDFR | HFTD - Distribution - Tier 2 - 2QU CoRE ¦ 5QU LoRE | Red Flag Warning - Small Fires | 2020 | 0 | 0 | 0 | 0 | 0.077901 | 0.036425 | 0.0015809 | 0.039895 | 0.0078847 | 0 | 0 | 0 | 0.0002825 |  | 0 | 2.2274e-06 | 2.2274e-06 | 0 | 0 | 0 | 0 | 0 | 0 | 0 | 0 | 0 | [40 empty] | All EPR in 2020WLDFRFinancial | WLDFR | HFTD - Distribution - Tier 2 - 1QU CoRE ¦ 5QU LoRE | Non-Red Flag Warning - Destructive Fires | 2024 | Financial | 8896.516 | 1628.5067 | 2024 | Control | 0.053 | 3 | 0 | esc | 0 | 0 | 0 | 0 | 0.055966 | 497.9043 | 0.055966 | 497.9043
[79 empty] | WLDFR | HFTD - Distribution - Tier 2 - 2QU CoRE ¦ 5QU LoRE | Red Flag Warning - Small Fires | 2021 | 0 | 0 | 0 | 0 | 0.077901 | 0.036425 | 0.0015809 | 0.039895 | 0.0078847 | 0.0078847 | 0 | 0 | 0.0002825 |  | 0 | 2.2274e-06 | 2.2274e-06 | 0 | 2.2274e-06 | 2.2274e-06 | 0 | 0 | 0 | 0 | 0 | 0 | [40 empty] | All EPR in 2020WLDFRElectric Reliability | WLDFR | HFTD - Distribution - Tier 2 - 1QU CoRE ¦ 5QU LoRE | Non-Red Flag Warning - Destructive Fires | 2025 | Electric Reliability | 233.2301 | 1628.5067 | 2025 | Control | 0.1325 | 3 | 0 | esc | 0 | 0 | 0 | 0 | 0 | 0 | 0.15274 | 35.623
[79 empty] | WLDFR | HFTD - Distribution - Tier 2 - 2QU CoRE ¦ 5QU LoRE | Red Flag Warning - Small Fires | 2022 | 0 | 0 | 0 | 0 | 0.077901 | 0.036425 | 0.0015809 | 0.039895 | 0.0078847 | 0.0078847 | 0.0078847 | 0 | 0.0002825 |  | 0 | 2.2274e-06 | 2.2274e-06 | 0 | 2.2274e-06 | 2.2274e-06 | 0 | 2.2274e-06 | 2.2274e-06 | 0 | 0 | 0 | [40 empty] | All EPR in 2020WLDFRFinancial | WLDFR | HFTD - Distribution - Tier 2 - 1QU CoRE ¦ 5QU LoRE | Non-Red Flag Warning - Destructive Fires | 2025 | Financial | 8896.516 | 1628.5067 | 2025 | Control | 0.053 | 3 | 0 | esc | 0 | 0 | 0 | 0 | 0 | 0 | 0.055966 | 497.9043
[79 empty] | WLDFR | HFTD - Distribution - Tier 2 - 2QU CoRE ¦ 5QU LoRE | Red Flag Warning - Small Fires | 2023 | 0 | 0 | 0 | 0 | 0.080408 | 0.03759 | 0.0016314 | 0.041187 | 0 | 0.0081378 | 0.0081378 | 0.0081378 | 0.0002825 |  | 0 | 0 | 0 | 0 | 2.2989e-06 | 2.2989e-06 | 0 | 2.2989e-06 | 2.2989e-06 | 0 | 2.2989e-06 | 2.2989e-06 | [40 empty] | All EPR in 2020WLDFRElectric Reliability | WLDFR | HFTD - Distribution - Tier 2 - 1QU CoRE ¦ 5QU LoRE | Non-Red Flag Warning - Large Fires | 2021 | Electric Reliability | 0.69642 | 1628.5067 | 2021 | Control | 0.1325 | 3 | 0 | esc | 0.15274 | 0.10637 | 0.15274 | 0.10637 | 0 | 0 | 0 | 0
[79 empty] | WLDFR | HFTD - Distribution - Tier 2 - 2QU CoRE ¦ 5QU LoRE | Red Flag Warning - Small Fires | 2024 | 0 | 0 | 0 | 0 | 0.080408 | 0.03759 | 0.0016314 | 0.041187 | 0 | 0 | 0.0081378 | 0.0081378 | 0.0002825 |  | 0 | 0 | 0 | 0 | 0 | 0 | 0 | 2.2989e-06 | 2.2989e-06 | 0 | 2.2989e-06 | 2.2989e-06 | [40 empty] | All EPR in 2020WLDFRFinancial | WLDFR | HFTD - Distribution - Tier 2 - 1QU CoRE ¦ 5QU LoRE | Non-Red Flag Warning - Large Fires | 2021 | Financial | 2.942 | 1628.5067 | 2021 | Control | 0.053 | 3 | 0 | esc | 0.055966 | 0.16465 | 0.055966 | 0.16465 | 0 | 0 | 0 | 0
[79 empty] | WLDFR | HFTD - Distribution - Tier 2 - 2QU CoRE ¦ 5QU LoRE | Red Flag Warning - Small Fires | 2025 | 0 | 0 | 0 | 0 | 0.080408 | 0.03759 | 0.0016314 | 0.041187 | 0 | 0 | 0 | 0.0081378 | 0.0002825 |  | 0 | 0 | 0 | 0 | 0 | 0 | 0 | 0 | 0 | 0 | 2.2989e-06 | 2.2989e-06 | [40 empty] | All EPR in 2020WLDFRSafety | WLDFR | HFTD - Distribution - Tier 2 - 1QU CoRE ¦ 5QU LoRE | Non-Red Flag Warning - Large Fires | 2021 | Safety | 1.6022 | 1628.5067 | 2021 | Control | 0.053 | 3 | 0 | esc | 0.055966 | 0.089668 | 0.055966 | 0.089668 | 0 | 0 | 0 | 0
[79 empty] | WLDFR | HFTD - Distribution - Tier 2 - 2QU CoRE ¦ 5QU LoRE | Seismic - Non-Red Flag Warning - Catastrophic Fires | 2020 | 0 | 0 | 0 | 0 | 21083.8428 | 409.2237 | 13469.0878 | 7205.5313 | 1219.584 | 0 | 0 | 0 | 1.3403e-10 |  | 0 | 1.6346e-07 | 1.6346e-07 | 0 | 0 | 0 | 0 | 0 | 0 | 0 | 0 | 0 | [40 empty] | All EPR in 2020WLDFRElectric Reliability | WLDFR | HFTD - Distribution - Tier 2 - 1QU CoRE ¦ 5QU LoRE | Non-Red Flag Warning - Large Fires | 2022 | Electric Reliability | 0.69642 | 1628.5067 | 2022 | Control | 0.1325 | 3 | 0 | esc | 0.15274 | 0.10637 | 0.15274 | 0.10637 | 0.15274 | 0.10637 | 0 | 0
[79 empty] | WLDFR | HFTD - Distribution - Tier 2 - 2QU CoRE ¦ 5QU LoRE | Seismic - Non-Red Flag Warning - Catastrophic Fires | 2021 | 0 | 0 | 0 | 0 | 21083.8428 | 409.2237 | 13469.0878 | 7205.5313 | 1219.584 | 1219.584 | 0 | 0 | 1.3403e-10 |  | 0 | 1.6346e-07 | 1.6346e-07 | 0 | 1.6346e-07 | 1.6346e-07 | 0 | 0 | 0 | 0 | 0 | 0 | [40 empty] | All EPR in 2020WLDFRFinancial | WLDFR | HFTD - Distribution - Tier 2 - 1QU CoRE ¦ 5QU LoRE | Non-Red Flag Warning - Large Fires | 2022 | Financial | 2.942 | 1628.5067 | 2022 | Control | 0.053 | 3 | 0 | esc | 0.055966 | 0.16465 | 0.055966 | 0.16465 | 0.055966 | 0.16465 | 0 | 0
[79 empty] | WLDFR | HFTD - Distribution - Tier 2 - 2QU CoRE ¦ 5QU LoRE | Seismic - Non-Red Flag Warning - Catastrophic Fires | 2022 | 0 | 0 | 0 | 0 | 21083.8428 | 409.2237 | 13469.0878 | 7205.5313 | 1219.584 | 1219.584 | 1219.584 | 0 | 1.3403e-10 |  | 0 | 1.6346e-07 | 1.6346e-07 | 0 | 1.6346e-07 | 1.6346e-07 | 0 | 1.6346e-07 | 1.6346e-07 | 0 | 0 | 0 | [40 empty] | All EPR in 2020WLDFRSafety | WLDFR | HFTD - Distribution - Tier 2 - 1QU CoRE ¦ 5QU LoRE | Non-Red Flag Warning - Large Fires | 2022 | Safety | 1.6022 | 1628.5067 | 2022 | Control | 0.053 | 3 | 0 | esc | 0.055966 | 0.089668 | 0.055966 | 0.089668 | 0.055966 | 0.089668 | 0 | 0
[79 empty] | WLDFR | HFTD - Distribution - Tier 2 - 2QU CoRE ¦ 5QU LoRE | Seismic - Non-Red Flag Warning - Catastrophic Fires | 2023 | 0 | 0 | 0 | 0 | 21835.9781 | 428.6023 | 13939.561 | 7467.8148 | 0 | 1263.5534 | 1263.5534 | 1263.5534 | 1.3403e-10 |  | 0 | 0 | 0 | 0 | 1.6935e-07 | 1.6935e-07 | 0 | 1.6935e-07 | 1.6935e-07 | 0 | 1.6935e-07 | 1.6935e-07 | [40 empty] | All EPR in 2020WLDFRElectric Reliability | WLDFR | HFTD - Distribution - Tier 2 - 1QU CoRE ¦ 5QU LoRE | Non-Red Flag Warning - Large Fires | 2023 | Electric Reliability | 0.71896 | 1628.5067 | 2023 | Control | 0.1325 | 3 | 0 | esc | 0 | 0 | 0.15274 | 0.10981 | 0.15274 | 0.10981 | 0.15274 | 0.10981
[79 empty] | WLDFR | HFTD - Distribution - Tier 2 - 2QU CoRE ¦ 5QU LoRE | Seismic - Non-Red Flag Warning - Catastrophic Fires | 2024 | 0 | 0 | 0 | 0 | 21835.9781 | 428.6023 | 13939.561 | 7467.8148 | 0 | 0 | 1263.5534 | 1263.5534 | 1.3403e-10 |  | 0 | 0 | 0 | 0 | 0 | 0 | 0 | 1.6935e-07 | 1.6935e-07 | 0 | 1.6935e-07 | 1.6935e-07 | [40 empty] | All EPR in 2020WLDFRFinancial | WLDFR | HFTD - Distribution - Tier 2 - 1QU CoRE ¦ 5QU LoRE | Non-Red Flag Warning - Large Fires | 2023 | Financial | 3.0715 | 1628.5067 | 2023 | Control | 0.053 | 3 | 0 | esc | 0 | 0 | 0.055966 | 0.1719 | 0.055966 | 0.1719 | 0.055966 | 0.1719
[79 empty] | WLDFR | HFTD - Distribution - Tier 2 - 2QU CoRE ¦ 5QU LoRE | Seismic - Non-Red Flag Warning - Catastrophic Fires | 2025 | 0 | 0 | 0 | 0 | 21835.9781 | 428.6023 | 13939.561 | 7467.8148 | 0 | 0 | 0 | 1263.5534 | 1.3403e-10 |  | 0 | 0 | 0 | 0 | 0 | 0 | 0 | 0 | 0 | 0 | 1.6935e-07 | 1.6935e-07 | [40 empty] | All EPR in 2020WLDFRSafety | WLDFR | HFTD - Distribution - Tier 2 - 1QU CoRE ¦ 5QU LoRE | Non-Red Flag Warning - Large Fires | 2023 | Safety | 1.6846 | 1628.5067 | 2023 | Control | 0.053 | 3 | 0 | esc | 0 | 0 | 0.055966 | 0.094279 | 0.055966 | 0.094279 | 0.055966 | 0.094279
[79 empty] | WLDFR | HFTD - Distribution - Tier 2 - 2QU CoRE ¦ 5QU LoRE | Seismic - Red Flag Warning - Catastrophic Fires | 2020 | 0 | 0 | 0 | 0 | 21083.8428 | 409.2237 | 13469.0878 | 7205.5313 | 1219.584 | 0 | 0 | 0 | 5.7805e-09 |  | 0 | 7.0498e-06 | 7.0498e-06 | 0 | 0 | 0 | 0 | 0 | 0 | 0 | 0 | 0 | [40 empty] | All EPR in 2020WLDFRElectric Reliability | WLDFR | HFTD - Distribution - Tier 2 - 1QU CoRE ¦ 5QU LoRE | Non-Red Flag Warning - Large Fires | 2024 | Electric Reliability | 0.71896 | 1628.5067 | 2024 | Control | 0.1325 | 3 | 0 | esc | 0 | 0 | 0 | 0 | 0.15274 | 0.10981 | 0.15274 | 0.10981
[79 empty] | WLDFR | HFTD - Distribution - Tier 2 - 2QU CoRE ¦ 5QU LoRE | Seismic - Red Flag Warning - Catastrophic Fires | 2021 | 0 | 0 | 0 | 0 | 21083.8428 | 409.2237 | 13469.0878 | 7205.5313 | 1219.584 | 1219.584 | 0 | 0 | 5.7805e-09 |  | 0 | 7.0498e-06 | 7.0498e-06 | 0 | 7.0498e-06 | 7.0498e-06 | 0 | 0 | 0 | 0 | 0 | 0 | [40 empty] | All EPR in 2020WLDFRFinancial | WLDFR | HFTD - Distribution - Tier 2 - 1QU CoRE ¦ 5QU LoRE | Non-Red Flag Warning - Large Fires | 2024 | Financial | 3.0715 | 1628.5067 | 2024 | Control | 0.053 | 3 | 0 | esc | 0 | 0 | 0 | 0 | 0.055966 | 0.1719 | 0.055966 | 0.1719
[79 empty] | WLDFR | HFTD - Distribution - Tier 2 - 2QU CoRE ¦ 5QU LoRE | Seismic - Red Flag Warning - Catastrophic Fires | 2022 | 0 | 0 | 0 | 0 | 21083.8428 | 409.2237 | 13469.0878 | 7205.5313 | 1219.584 | 1219.584 | 1219.584 | 0 | 5.7805e-09 |  | 0 | 7.0498e-06 | 7.0498e-06 | 0 | 7.0498e-06 | 7.0498e-06 | 0 | 7.0498e-06 | 7.0498e-06 | 0 | 0 | 0 | [40 empty] | All EPR in 2020WLDFRSafety | WLDFR | HFTD - Distribution - Tier 2 - 1QU CoRE ¦ 5QU LoRE | Non-Red Flag Warning - Large Fires | 2024 | Safety | 1.6846 | 1628.5067 | 2024 | Control | 0.053 | 3 | 0 | esc | 0 | 0 | 0 | 0 | 0.055966 | 0.094279 | 0.055966 | 0.094279
[79 empty] | WLDFR | HFTD - Distribution - Tier 2 - 2QU CoRE ¦ 5QU LoRE | Seismic - Red Flag Warning - Catastrophic Fires | 2023 | 0 | 0 | 0 | 0 | 21835.9781 | 428.6023 | 13939.561 | 7467.8148 | 0 | 1263.5534 | 1263.5534 | 1263.5534 | 5.7805e-09 |  | 0 | 0 | 0 | 0 | 7.304e-06 | 7.304e-06 | 0 | 7.304e-06 | 7.304e-06 | 0 | 7.304e-06 | 7.304e-06 | [40 empty] | All EPR in 2020WLDFRElectric Reliability | WLDFR | HFTD - Distribution - Tier 2 - 1QU CoRE ¦ 5QU LoRE | Non-Red Flag Warning - Large Fires | 2025 | Electric Reliability | 0.71896 | 1628.5067 | 2025 | Control | 0.1325 | 3 | 0 | esc | 0 | 0 | 0 | 0 | 0 | 0 | 0.15274 | 0.10981
[79 empty] | WLDFR | HFTD - Distribution - Tier 2 - 2QU CoRE ¦ 5QU LoRE | Seismic - Red Flag Warning - Catastrophic Fires | 2024 | 0 | 0 | 0 | 0 | 21835.9781 | 428.6023 | 13939.561 | 7467.8148 | 0 | 0 | 1263.5534 | 1263.5534 | 5.7805e-09 |  | 0 | 0 | 0 | 0 | 0 | 0 | 0 | 7.304e-06 | 7.304e-06 | 0 | 7.304e-06 | 7.304e-06 | [40 empty] | All EPR in 2020WLDFRFinancial | WLDFR | HFTD - Distribution - Tier 2 - 1QU CoRE ¦ 5QU LoRE | Non-Red Flag Warning - Large Fires | 2025 | Financial | 3.0715 | 1628.5067 | 2025 | Control | 0.053 | 3 | 0 | esc | 0 | 0 | 0 | 0 | 0 | 0 | 0.055966 | 0.1719
[79 empty] | WLDFR | HFTD - Distribution - Tier 2 - 2QU CoRE ¦ 5QU LoRE | Seismic - Red Flag Warning - Catastrophic Fires | 2025 | 0 | 0 | 0 | 0 | 21835.9781 | 428.6023 | 13939.561 | 7467.8148 | 0 | 0 | 0 | 1263.5534 | 5.7805e-09 |  | 0 | 0 | 0 | 0 | 0 | 0 | 0 | 0 | 0 | 0 | 7.304e-06 | 7.304e-06 | [40 empty] | All EPR in 2020WLDFRSafety | WLDFR | HFTD - Distribution - Tier 2 - 1QU CoRE ¦ 5QU LoRE | Non-Red Flag Warning - Large Fires | 2025 | Safety | 1.6846 | 1628.5067 | 2025 | Control | 0.053 | 3 | 0 | esc | 0 | 0 | 0 | 0 | 0 | 0 | 0.055966 | 0.094279
[79 empty] | WLDFR | HFTD - Distribution - Tier 2 - 3QU CoRE ¦ 1QU LoRE | Non-Red Flag Warning - Catastrophic Fires | 2020 | 0 | 0 | 0 | 0 | 14146.1306 | 222.2294 | 8585.7228 | 5338.1784 | 813.2108 | 0 | 0 | 0 | 4.4097e-06 |  | 0 | 0.003586 | 0.003586 | 0 | 0 | 0 | 0 | 0 | 0 | 0 | 0 | 0 | [40 empty] | All EPR in 2020WLDFRElectric Reliability | WLDFR | HFTD - Distribution - Tier 2 - 1QU CoRE ¦ 5QU LoRE | Non-Red Flag Warning - Small Fires | 2021 | Electric Reliability | 0.036425 | 1628.5067 | 2021 | Control | 0.1325 | 3 | 0 | esc | 0.15274 | 0.0055635 | 0.15274 | 0.0055635 | 0 | 0 | 0 | 0
[79 empty] | WLDFR | HFTD - Distribution - Tier 2 - 3QU CoRE ¦ 1QU LoRE | Non-Red Flag Warning - Catastrophic Fires | 2021 | 0 | 0 | 0 | 0 | 14146.1306 | 222.2294 | 8585.7228 | 5338.1784 | 813.2108 | 813.2108 | 0 | 0 | 4.4097e-06 |  | 0 | 0.003586 | 0.003586 | 0 | 0.003586 | 0.003586 | 0 | 0 | 0 | 0 | 0 | 0 | [40 empty] | All EPR in 2020WLDFRFinancial | WLDFR | HFTD - Distribution - Tier 2 - 1QU CoRE ¦ 5QU LoRE | Non-Red Flag Warning - Small Fires | 2021 | Financial | 0.0015809 | 1628.5067 | 2021 | Control | 0.053 | 3 | 0 | esc | 0.055966 | 8.8475e-05 | 0.055966 | 8.8475e-05 | 0 | 0 | 0 | 0
[79 empty] | WLDFR | HFTD - Distribution - Tier 2 - 3QU CoRE ¦ 1QU LoRE | Non-Red Flag Warning - Catastrophic Fires | 2022 | 0 | 0 | 0 | 0 | 14146.1306 | 222.2294 | 8585.7228 | 5338.1784 | 813.2108 | 813.2108 | 813.2108 | 0 | 4.4097e-06 |  | 0 | 0.003586 | 0.003586 | 0 | 0.003586 | 0.003586 | 0 | 0.003586 | 0.003586 | 0 | 0 | 0 | [40 empty] | All EPR in 2020WLDFRSafety | WLDFR | HFTD - Distribution - Tier 2 - 1QU CoRE ¦ 5QU LoRE | Non-Red Flag Warning - Small Fires | 2021 | Safety | 0.039895 | 1628.5067 | 2021 | Control | 0.053 | 3 | 0 | esc | 0.055966 | 0.0022328 | 0.055966 | 0.0022328 | 0 | 0 | 0 | 0
[79 empty] | WLDFR | HFTD - Distribution - Tier 2 - 3QU CoRE ¦ 1QU LoRE | Non-Red Flag Warning - Catastrophic Fires | 2023 | 0 | 0 | 0 | 0 | 14664.6376 | 233.2301 | 8896.516 | 5534.8915 | 0 | 843.2942 | 843.2942 | 843.2942 | 4.4097e-06 |  | 0 | 0 | 0 | 0 | 0.0037186 | 0.0037186 | 0 | 0.0037186 | 0.0037186 | 0 | 0.0037186 | 0.0037186 | [40 empty] | All EPR in 2020WLDFRElectric Reliability | WLDFR | HFTD - Distribution - Tier 2 - 1QU CoRE ¦ 5QU LoRE | Non-Red Flag Warning - Small Fires | 2022 | Electric Reliability | 0.036425 | 1628.5067 | 2022 | Control | 0.1325 | 3 | 0 | esc | 0.15274 | 0.0055635 | 0.15274 | 0.0055635 | 0.15274 | 0.0055635 | 0 | 0
[79 empty] | WLDFR | HFTD - Distribution - Tier 2 - 3QU CoRE ¦ 1QU LoRE | Non-Red Flag Warning - Catastrophic Fires | 2024 | 0 | 0 | 0 | 0 | 14664.6376 | 233.2301 | 8896.516 | 5534.8915 | 0 | 0 | 843.2942 | 843.2942 | 4.4097e-06 |  | 0 | 0 | 0 | 0 | 0 | 0 | 0 | 0.0037186 | 0.0037186 | 0 | 0.0037186 | 0.0037186 | [40 empty] | All EPR in 2020WLDFRFinancial | WLDFR | HFTD - Distribution - Tier 2 - 1QU CoRE ¦ 5QU LoRE | Non-Red Flag Warning - Small Fires | 2022 | Financial | 0.0015809 | 1628.5067 | 2022 | Control | 0.053 | 3 | 0 | esc | 0.055966 | 8.8475e-05 | 0.055966 | 8.8475e-05 | 0.055966 | 8.8475e-05 | 0 | 0
[79 empty] | WLDFR | HFTD - Distribution - Tier 2 - 3QU CoRE ¦ 1QU LoRE | Non-Red Flag Warning - Catastrophic Fires | 2025 | 0 | 0 | 0 | 0 | 14664.6376 | 233.2301 | 8896.516 | 5534.8915 | 0 | 0 | 0 | 843.2942 | 4.4097e-06 |  | 0 | 0 | 0 | 0 | 0 | 0 | 0 | 0 | 0 | 0 | 0.0037186 | 0.0037186 | [40 empty] | All EPR in 2020WLDFRSafety | WLDFR | HFTD - Distribution - Tier 2 - 1QU CoRE ¦ 5QU LoRE | Non-Red Flag Warning - Small Fires | 2022 | Safety | 0.039895 | 1628.5067 | 2022 | Control | 0.053 | 3 | 0 | esc | 0.055966 | 0.0022328 | 0.055966 | 0.0022328 | 0.055966 | 0.0022328 | 0 | 0
[79 empty] | WLDFR | HFTD - Distribution - Tier 2 - 3QU CoRE ¦ 1QU LoRE | Non-Red Flag Warning - Destructive Fires | 2020 | 0 | 0 | 0 | 0 | 8807.9522 | 222.2294 | 8585.7228 | 0 | 514.4532 | 0 | 0 | 0 | 4.9873e-06 |  | 0 | 0.0025657 | 0.0025657 | 0 | 0 | 0 | 0 | 0 | 0 | 0 | 0 | 0 | [40 empty] | All EPR in 2020WLDFRElectric Reliability | WLDFR | HFTD - Distribution - Tier 2 - 1QU CoRE ¦ 5QU LoRE | Non-Red Flag Warning - Small Fires | 2023 | Electric Reliability | 0.03759 | 1628.5067 | 2023 | Control | 0.1325 | 3 | 0 | esc | 0 | 0 | 0.15274 | 0.0057414 | 0.15274 | 0.0057414 | 0.15274 | 0.0057414
[79 empty] | WLDFR | HFTD - Distribution - Tier 2 - 3QU CoRE ¦ 1QU LoRE | Non-Red Flag Warning - Destructive Fires | 2021 | 0 | 0 | 0 | 0 | 8807.9522 | 222.2294 | 8585.7228 | 0 | 514.4532 | 514.4532 | 0 | 0 | 4.9873e-06 |  | 0 | 0.0025657 | 0.0025657 | 0 | 0.0025657 | 0.0025657 | 0 | 0 | 0 | 0 | 0 | 0 | [40 empty] | All EPR in 2020WLDFRFinancial | WLDFR | HFTD - Distribution - Tier 2 - 1QU CoRE ¦ 5QU LoRE | Non-Red Flag Warning - Small Fires | 2023 | Financial | 0.0016314 | 1628.5067 | 2023 | Control | 0.053 | 3 | 0 | esc | 0 | 0 | 0.055966 | 9.1305e-05 | 0.055966 | 9.1305e-05 | 0.055966 | 9.1305e-05
[79 empty] | WLDFR | HFTD - Distribution - Tier 2 - 3QU CoRE ¦ 1QU LoRE | Non-Red Flag Warning - Destructive Fires | 2022 | 0 | 0 | 0 | 0 | 8807.9522 | 222.2294 | 8585.7228 | 0 | 514.4532 | 514.4532 | 514.4532 | 0 | 4.9873e-06 |  | 0 | 0.0025657 | 0.0025657 | 0 | 0.0025657 | 0.0025657 | 0 | 0.0025657 | 0.0025657 | 0 | 0 | 0 | [40 empty] | All EPR in 2020WLDFRSafety | WLDFR | HFTD - Distribution - Tier 2 - 1QU CoRE ¦ 5QU LoRE | Non-Red Flag Warning - Small Fires | 2023 | Safety | 0.041187 | 1628.5067 | 2023 | Control | 0.053 | 3 | 0 | esc | 0 | 0 | 0.055966 | 0.0023051 | 0.055966 | 0.0023051 | 0.055966 | 0.0023051
[79 empty] | WLDFR | HFTD - Distribution - Tier 2 - 3QU CoRE ¦ 1QU LoRE | Non-Red Flag Warning - Destructive Fires | 2023 | 0 | 0 | 0 | 0 | 9129.7461 | 233.2301 | 8896.516 | 0 | 0 | 533.5273 | 533.5273 | 533.5273 | 4.9873e-06 |  | 0 | 0 | 0 | 0 | 0.0026609 | 0.0026609 | 0 | 0.0026609 | 0.0026609 | 0 | 0.0026609 | 0.0026609 | [40 empty] | All EPR in 2020WLDFRElectric Reliability | WLDFR | HFTD - Distribution - Tier 2 - 1QU CoRE ¦ 5QU LoRE | Non-Red Flag Warning - Small Fires | 2024 | Electric Reliability | 0.03759 | 1628.5067 | 2024 | Control | 0.1325 | 3 | 0 | esc | 0 | 0 | 0 | 0 | 0.15274 | 0.0057414 | 0.15274 | 0.0057414
[79 empty] | WLDFR | HFTD - Distribution - Tier 2 - 3QU CoRE ¦ 1QU LoRE | Non-Red Flag Warning - Destructive Fires | 2024 | 0 | 0 | 0 | 0 | 9129.7461 | 233.2301 | 8896.516 | 0 | 0 | 0 | 533.5273 | 533.5273 | 4.9873e-06 |  | 0 | 0 | 0 | 0 | 0 | 0 | 0 | 0.0026609 | 0.0026609 | 0 | 0.0026609 | 0.0026609 | [40 empty] | All EPR in 2020WLDFRFinancial | WLDFR | HFTD - Distribution - Tier 2 - 1QU CoRE ¦ 5QU LoRE | Non-Red Flag Warning - Small Fires | 2024 | Financial | 0.0016314 | 1628.5067 | 2024 | Control | 0.053 | 3 | 0 | esc | 0 | 0 | 0 | 0 | 0.055966 | 9.1305e-05 | 0.055966 | 9.1305e-05
[79 empty] | WLDFR | HFTD - Distribution - Tier 2 - 3QU CoRE ¦ 1QU LoRE | Non-Red Flag Warning - Destructive Fires | 2025 | 0 | 0 | 0 | 0 | 9129.7461 | 233.2301 | 8896.516 | 0 | 0 | 0 | 0 | 533.5273 | 4.9873e-06 |  | 0 | 0 | 0 | 0 | 0 | 0 | 0 | 0 | 0 | 0 | 0.0026609 | 0.0026609 | [40 empty] | All EPR in 2020WLDFRSafety | WLDFR | HFTD - Distribution - Tier 2 - 1QU CoRE ¦ 5QU LoRE | Non-Red Flag Warning - Small Fires | 2024 | Safety | 0.041187 | 1628.5067 | 2024 | Control | 0.053 | 3 | 0 | esc | 0 | 0 | 0 | 0 | 0.055966 | 0.0023051 | 0.055966 | 0.0023051
[79 empty] | WLDFR | HFTD - Distribution - Tier 2 - 3QU CoRE ¦ 1QU LoRE | Non-Red Flag Warning - Large Fires | 2020 | 0 | 0 | 0 | 0 | 5.2406 | 0.69642 | 2.942 | 1.6022 | 0.36069 | 0 | 0 | 0 | 4.1931e-05 |  | 0 | 1.5124e-05 | 1.5124e-05 | 0 | 0 | 0 | 0 | 0 | 0 | 0 | 0 | 0 | [40 empty] | All EPR in 2020WLDFRElectric Reliability | WLDFR | HFTD - Distribution - Tier 2 - 1QU CoRE ¦ 5QU LoRE | Non-Red Flag Warning - Small Fires | 2025 | Electric Reliability | 0.03759 | 1628.5067 | 2025 | Control | 0.1325 | 3 | 0 | esc | 0 | 0 | 0 | 0 | 0 | 0 | 0.15274 | 0.0057414
[79 empty] | WLDFR | HFTD - Distribution - Tier 2 - 3QU CoRE ¦ 1QU LoRE | Non-Red Flag Warning - Large Fires | 2021 | 0 | 0 | 0 | 0 | 5.2406 | 0.69642 | 2.942 | 1.6022 | 0.36069 | 0.36069 | 0 | 0 | 4.1931e-05 |  | 0 | 1.5124e-05 | 1.5124e-05 | 0 | 1.5124e-05 | 1.5124e-05 | 0 | 0 | 0 | 0 | 0 | 0 | [40 empty] | All EPR in 2020WLDFRFinancial | WLDFR | HFTD - Distribution - Tier 2 - 1QU CoRE ¦ 5QU LoRE | Non-Red Flag Warning - Small Fires | 2025 | Financial | 0.0016314 | 1628.5067 | 2025 | Control | 0.053 | 3 | 0 | esc | 0 | 0 | 0 | 0 | 0 | 0 | 0.055966 | 9.1305e-05
[79 empty] | WLDFR | HFTD - Distribution - Tier 2 - 3QU CoRE ¦ 1QU LoRE | Non-Red Flag Warning - Large Fires | 2022 | 0 | 0 | 0 | 0 | 5.2406 | 0.69642 | 2.942 | 1.6022 | 0.36069 | 0.36069 | 0.36069 | 0 | 4.1931e-05 |  | 0 | 1.5124e-05 | 1.5124e-05 | 0 | 1.5124e-05 | 1.5124e-05 | 0 | 1.5124e-05 | 1.5124e-05 | 0 | 0 | 0 | [40 empty] | All EPR in 2020WLDFRSafety | WLDFR | HFTD - Distribution - Tier 2 - 1QU CoRE ¦ 5QU LoRE | Non-Red Flag Warning - Small Fires | 2025 | Safety | 0.041187 | 1628.5067 | 2025 | Control | 0.053 | 3 | 0 | esc | 0 | 0 | 0 | 0 | 0 | 0 | 0.055966 | 0.0023051
[79 empty] | WLDFR | HFTD - Distribution - Tier 2 - 3QU CoRE ¦ 1QU LoRE | Non-Red Flag Warning - Large Fires | 2023 | 0 | 0 | 0 | 0 | 5.475 | 0.71896 | 3.0715 | 1.6846 | 0 | 0.37599 | 0.37599 | 0.37599 | 4.1931e-05 |  | 0 | 0 | 0 | 0 | 1.5766e-05 | 1.5766e-05 | 0 | 1.5766e-05 | 1.5766e-05 | 0 | 1.5766e-05 | 1.5766e-05 | [40 empty] | All EPR in 2020WLDFRElectric Reliability | WLDFR | HFTD - Distribution - Tier 2 - 1QU CoRE ¦ 5QU LoRE | Red Flag Warning - Catastrophic Fires | 2021 | Electric Reliability | 222.2294 | 1628.5067 | 2021 | Control | 0.1325 | 3 | 0 | esc | 0.15274 | 33.9428 | 0.15274 | 33.9428 | 0 | 0 | 0 | 0
[79 empty] | WLDFR | HFTD - Distribution - Tier 2 - 3QU CoRE ¦ 1QU LoRE | Non-Red Flag Warning - Large Fires | 2024 | 0 | 0 | 0 | 0 | 5.475 | 0.71896 | 3.0715 | 1.6846 | 0 | 0 | 0.37599 | 0.37599 | 4.1931e-05 |  | 0 | 0 | 0 | 0 | 0 | 0 | 0 | 1.5766e-05 | 1.5766e-05 | 0 | 1.5766e-05 | 1.5766e-05 | [40 empty] | All EPR in 2020WLDFRFinancial | WLDFR | HFTD - Distribution - Tier 2 - 1QU CoRE ¦ 5QU LoRE | Red Flag Warning - Catastrophic Fires | 2021 | Financial | 8585.7228 | 1628.5067 | 2021 | Control | 0.053 | 3 | 0 | esc | 0.055966 | 480.5104 | 0.055966 | 480.5104 | 0 | 0 | 0 | 0
[79 empty] | WLDFR | HFTD - Distribution - Tier 2 - 3QU CoRE ¦ 1QU LoRE | Non-Red Flag Warning - Large Fires | 2025 | 0 | 0 | 0 | 0 | 5.475 | 0.71896 | 3.0715 | 1.6846 | 0 | 0 | 0 | 0.37599 | 4.1931e-05 |  | 0 | 0 | 0 | 0 | 0 | 0 | 0 | 0 | 0 | 0 | 1.5766e-05 | 1.5766e-05 | [40 empty] | All EPR in 2020WLDFRSafety | WLDFR | HFTD - Distribution - Tier 2 - 1QU CoRE ¦ 5QU LoRE | Red Flag Warning - Catastrophic Fires | 2021 | Safety | 5338.1784 | 1628.5067 | 2021 | Control | 0.053 | 3 | 0 | esc | 0.055966 | 298.7576 | 0.055966 | 298.7576 | 0 | 0 | 0 | 0
[79 empty] | WLDFR | HFTD - Distribution - Tier 2 - 3QU CoRE ¦ 1QU LoRE | Non-Red Flag Warning - Small Fires | 2020 | 0 | 0 | 0 | 0 | 0.077901 | 0.036425 | 0.0015809 | 0.039895 | 0.0078847 | 0 | 0 | 0 | 0.010206 |  | 0 | 8.0475e-05 | 8.0475e-05 | 0 | 0 | 0 | 0 | 0 | 0 | 0 | 0 | 0 | [40 empty] | All EPR in 2020WLDFRElectric Reliability | WLDFR | HFTD - Distribution - Tier 2 - 1QU CoRE ¦ 5QU LoRE | Red Flag Warning - Catastrophic Fires | 2022 | Electric Reliability | 222.2294 | 1628.5067 | 2022 | Control | 0.1325 | 3 | 0 | esc | 0.15274 | 33.9428 | 0.15274 | 33.9428 | 0.15274 | 33.9428 | 0 | 0
[79 empty] | WLDFR | HFTD - Distribution - Tier 2 - 3QU CoRE ¦ 1QU LoRE | Non-Red Flag Warning - Small Fires | 2021 | 0 | 0 | 0 | 0 | 0.077901 | 0.036425 | 0.0015809 | 0.039895 | 0.0078847 | 0.0078847 | 0 | 0 | 0.010206 |  | 0 | 8.0475e-05 | 8.0475e-05 | 0 | 8.0475e-05 | 8.0475e-05 | 0 | 0 | 0 | 0 | 0 | 0 | [40 empty] | All EPR in 2020WLDFRFinancial | WLDFR | HFTD - Distribution - Tier 2 - 1QU CoRE ¦ 5QU LoRE | Red Flag Warning - Catastrophic Fires | 2022 | Financial | 8585.7228 | 1628.5067 | 2022 | Control | 0.053 | 3 | 0 | esc | 0.055966 | 480.5104 | 0.055966 | 480.5104 | 0.055966 | 480.5104 | 0 | 0
[79 empty] | WLDFR | HFTD - Distribution - Tier 2 - 3QU CoRE ¦ 1QU LoRE | Non-Red Flag Warning - Small Fires | 2022 | 0 | 0 | 0 | 0 | 0.077901 | 0.036425 | 0.0015809 | 0.039895 | 0.0078847 | 0.0078847 | 0.0078847 | 0 | 0.010206 |  | 0 | 8.0475e-05 | 8.0475e-05 | 0 | 8.0475e-05 | 8.0475e-05 | 0 | 8.0475e-05 | 8.0475e-05 | 0 | 0 | 0 | [40 empty] | All EPR in 2020WLDFRSafety | WLDFR | HFTD - Distribution - Tier 2 - 1QU CoRE ¦ 5QU LoRE | Red Flag Warning - Catastrophic Fires | 2022 | Safety | 5338.1784 | 1628.5067 | 2022 | Control | 0.053 | 3 | 0 | esc | 0.055966 | 298.7576 | 0.055966 | 298.7576 | 0.055966 | 298.7576 | 0 | 0
[79 empty] | WLDFR | HFTD - Distribution - Tier 2 - 3QU CoRE ¦ 1QU LoRE | Non-Red Flag Warning - Small Fires | 2023 | 0 | 0 | 0 | 0 | 0.080408 | 0.03759 | 0.0016314 | 0.041187 | 0 | 0.0081378 | 0.0081378 | 0.0081378 | 0.010206 |  | 0 | 0 | 0 | 0 | 8.3058e-05 | 8.3058e-05 | 0 | 8.3058e-05 | 8.3058e-05 | 0 | 8.3058e-05 | 8.3058e-05 | [40 empty] | All EPR in 2020WLDFRElectric Reliability | WLDFR | HFTD - Distribution - Tier 2 - 1QU CoRE ¦ 5QU LoRE | Red Flag Warning - Catastrophic Fires | 2023 | Electric Reliability | 233.2301 | 1628.5067 | 2023 | Control | 0.1325 | 3 | 0 | esc | 0 | 0 | 0.15274 | 35.623 | 0.15274 | 35.623 | 0.15274 | 35.623
[79 empty] | WLDFR | HFTD - Distribution - Tier 2 - 3QU CoRE ¦ 1QU LoRE | Non-Red Flag Warning - Small Fires | 2024 | 0 | 0 | 0 | 0 | 0.080408 | 0.03759 | 0.0016314 | 0.041187 | 0 | 0 | 0.0081378 | 0.0081378 | 0.010206 |  | 0 | 0 | 0 | 0 | 0 | 0 | 0 | 8.3058e-05 | 8.3058e-05 | 0 | 8.3058e-05 | 8.3058e-05 | [40 empty] | All EPR in 2020WLDFRFinancial | WLDFR | HFTD - Distribution - Tier 2 - 1QU CoRE ¦ 5QU LoRE | Red Flag Warning - Catastrophic Fires | 2023 | Financial | 8896.516 | 1628.5067 | 2023 | Control | 0.053 | 3 | 0 | esc | 0 | 0 | 0.055966 | 497.9043 | 0.055966 | 497.9043 | 0.055966 | 497.9043
[79 empty] | WLDFR | HFTD - Distribution - Tier 2 - 3QU CoRE ¦ 1QU LoRE | Non-Red Flag Warning - Small Fires | 2025 | 0 | 0 | 0 | 0 | 0.080408 | 0.03759 | 0.0016314 | 0.041187 | 0 | 0 | 0 | 0.0081378 | 0.010206 |  | 0 | 0 | 0 | 0 | 0 | 0 | 0 | 0 | 0 | 0 | 8.3058e-05 | 8.3058e-05 | [40 empty] | All EPR in 2020WLDFRSafety | WLDFR | HFTD - Distribution - Tier 2 - 1QU CoRE ¦ 5QU LoRE | Red Flag Warning - Catastrophic Fires | 2023 | Safety | 5534.8915 | 1628.5067 | 2023 | Control | 0.053 | 3 | 0 | esc | 0 | 0 | 0.055966 | 309.7669 | 0.055966 | 309.7669 | 0.055966 | 309.7669
[79 empty] | WLDFR | HFTD - Distribution - Tier 2 - 3QU CoRE ¦ 1QU LoRE | Red Flag Warning - Catastrophic Fires | 2020 | 0 | 0 | 0 | 0 | 14146.1306 | 222.2294 | 8585.7228 | 5338.1784 | 813.2108 | 0 | 0 | 0 | 5.64e-05 |  | 0 | 0.045865 | 0.045865 | 0 | 0 | 0 | 0 | 0 | 0 | 0 | 0 | 0 | [40 empty] | All EPR in 2020WLDFRElectric Reliability | WLDFR | HFTD - Distribution - Tier 2 - 1QU CoRE ¦ 5QU LoRE | Red Flag Warning - Catastrophic Fires | 2024 | Electric Reliability | 233.2301 | 1628.5067 | 2024 | Control | 0.1325 | 3 | 0 | esc | 0 | 0 | 0 | 0 | 0.15274 | 35.623 | 0.15274 | 35.623
[79 empty] | WLDFR | HFTD - Distribution - Tier 2 - 3QU CoRE ¦ 1QU LoRE | Red Flag Warning - Catastrophic Fires | 2021 | 0 | 0 | 0 | 0 | 14146.1306 | 222.2294 | 8585.7228 | 5338.1784 | 813.2108 | 813.2108 | 0 | 0 | 5.64e-05 |  | 0 | 0.045865 | 0.045865 | 0 | 0.045865 | 0.045865 | 0 | 0 | 0 | 0 | 0 | 0 | [40 empty] | All EPR in 2020WLDFRFinancial | WLDFR | HFTD - Distribution - Tier 2 - 1QU CoRE ¦ 5QU LoRE | Red Flag Warning - Catastrophic Fires | 2024 | Financial | 8896.516 | 1628.5067 | 2024 | Control | 0.053 | 3 | 0 | esc | 0 | 0 | 0 | 0 | 0.055966 | 497.9043 | 0.055966 | 497.9043
[79 empty] | WLDFR | HFTD - Distribution - Tier 2 - 3QU CoRE ¦ 1QU LoRE | Red Flag Warning - Catastrophic Fires | 2022 | 0 | 0 | 0 | 0 | 14146.1306 | 222.2294 | 8585.7228 | 5338.1784 | 813.2108 | 813.2108 | 813.2108 | 0 | 5.64e-05 |  | 0 | 0.045865 | 0.045865 | 0 | 0.045865 | 0.045865 | 0 | 0.045865 | 0.045865 | 0 | 0 | 0 | [40 empty] | All EPR in 2020WLDFRSafety | WLDFR | HFTD - Distribution - Tier 2 - 1QU CoRE ¦ 5QU LoRE | Red Flag Warning - Catastrophic Fires | 2024 | Safety | 5534.8915 | 1628.5067 | 2024 | Control | 0.053 | 3 | 0 | esc | 0 | 0 | 0 | 0 | 0.055966 | 309.7669 | 0.055966 | 309.7669
[79 empty] | WLDFR | HFTD - Distribution - Tier 2 - 3QU CoRE ¦ 1QU LoRE | Red Flag Warning - Catastrophic Fires | 2023 | 0 | 0 | 0 | 0 | 14664.6376 | 233.2301 | 8896.516 | 5534.8915 | 0 | 843.2942 | 843.2942 | 843.2942 | 5.64e-05 |  | 0 | 0 | 0 | 0 | 0.047561 | 0.047561 | 0 | 0.047561 | 0.047561 | 0 | 0.047561 | 0.047561 | [40 empty] | All EPR in 2020WLDFRElectric Reliability | WLDFR | HFTD - Distribution - Tier 2 - 1QU CoRE ¦ 5QU LoRE | Red Flag Warning - Catastrophic Fires | 2025 | Electric Reliability | 233.2301 | 1628.5067 | 2025 | Control | 0.1325 | 3 | 0 | esc | 0 | 0 | 0 | 0 | 0 | 0 | 0.15274 | 35.623
[79 empty] | WLDFR | HFTD - Distribution - Tier 2 - 3QU CoRE ¦ 1QU LoRE | Red Flag Warning - Catastrophic Fires | 2024 | 0 | 0 | 0 | 0 | 14664.6376 | 233.2301 | 8896.516 | 5534.8915 | 0 | 0 | 843.2942 | 843.2942 | 5.64e-05 |  | 0 | 0 | 0 | 0 | 0 | 0 | 0 | 0.047561 | 0.047561 | 0 | 0.047561 | 0.047561 | [40 empty] | All EPR in 2020WLDFRFinancial | WLDFR | HFTD - Distribution - Tier 2 - 1QU CoRE ¦ 5QU LoRE | Red Flag Warning - Catastrophic Fires | 2025 | Financial | 8896.516 | 1628.5067 | 2025 | Control | 0.053 | 3 | 0 | esc | 0 | 0 | 0 | 0 | 0 | 0 | 0.055966 | 497.9043
[79 empty] | WLDFR | HFTD - Distribution - Tier 2 - 3QU CoRE ¦ 1QU LoRE | Red Flag Warning - Catastrophic Fires | 2025 | 0 | 0 | 0 | 0 | 14664.6376 | 233.2301 | 8896.516 | 5534.8915 | 0 | 0 | 0 | 843.2942 | 5.64e-05 |  | 0 | 0 | 0 | 0 | 0 | 0 | 0 | 0 | 0 | 0 | 0.047561 | 0.047561 | [40 empty] | All EPR in 2020WLDFRSafety | WLDFR | HFTD - Distribution - Tier 2 - 1QU CoRE ¦ 5QU LoRE | Red Flag Warning - Catastrophic Fires | 2025 | Safety | 5534.8915 | 1628.5067 | 2025 | Control | 0.053 | 3 | 0 | esc | 0 | 0 | 0 | 0 | 0 | 0 | 0.055966 | 309.7669
[79 empty] | WLDFR | HFTD - Distribution - Tier 2 - 3QU CoRE ¦ 1QU LoRE | Red Flag Warning - Destructive Fires | 2020 | 0 | 0 | 0 | 0 | 8807.9522 | 222.2294 | 8585.7228 | 0 | 514.4532 | 0 | 0 | 0 | 9.5077e-06 |  | 0 | 0.0048912 | 0.0048912 | 0 | 0 | 0 | 0 | 0 | 0 | 0 | 0 | 0 | [40 empty] | All EPR in 2020WLDFRElectric Reliability | WLDFR | HFTD - Distribution - Tier 2 - 1QU CoRE ¦ 5QU LoRE | Red Flag Warning - Destructive Fires | 2021 | Electric Reliability | 222.2294 | 1628.5067 | 2021 | Control | 0.1325 | 3 | 0 | esc | 0.15274 | 33.9428 | 0.15274 | 33.9428 | 0 | 0 | 0 | 0
[79 empty] | WLDFR | HFTD - Distribution - Tier 2 - 3QU CoRE ¦ 1QU LoRE | Red Flag Warning - Destructive Fires | 2021 | 0 | 0 | 0 | 0 | 8807.9522 | 222.2294 | 8585.7228 | 0 | 514.4532 | 514.4532 | 0 | 0 | 9.5077e-06 |  | 0 | 0.0048912 | 0.0048912 | 0 | 0.0048912 | 0.0048912 | 0 | 0 | 0 | 0 | 0 | 0 | [40 empty] | All EPR in 2020WLDFRFinancial | WLDFR | HFTD - Distribution - Tier 2 - 1QU CoRE ¦ 5QU LoRE | Red Flag Warning - Destructive Fires | 2021 | Financial | 8585.7228 | 1628.5067 | 2021 | Control | 0.053 | 3 | 0 | esc | 0.055966 | 480.5104 | 0.055966 | 480.5104 | 0 | 0 | 0 | 0
[79 empty] | WLDFR | HFTD - Distribution - Tier 2 - 3QU CoRE ¦ 1QU LoRE | Red Flag Warning - Destructive Fires | 2022 | 0 | 0 | 0 | 0 | 8807.9522 | 222.2294 | 8585.7228 | 0 | 514.4532 | 514.4532 | 514.4532 | 0 | 9.5077e-06 |  | 0 | 0.0048912 | 0.0048912 | 0 | 0.0048912 | 0.0048912 | 0 | 0.0048912 | 0.0048912 | 0 | 0 | 0 | [40 empty] | All EPR in 2020WLDFRElectric Reliability | WLDFR | HFTD - Distribution - Tier 2 - 1QU CoRE ¦ 5QU LoRE | Red Flag Warning - Destructive Fires | 2022 | Electric Reliability | 222.2294 | 1628.5067 | 2022 | Control | 0.1325 | 3 | 0 | esc | 0.15274 | 33.9428 | 0.15274 | 33.9428 | 0.15274 | 33.9428 | 0 | 0
[79 empty] | WLDFR | HFTD - Distribution - Tier 2 - 3QU CoRE ¦ 1QU LoRE | Red Flag Warning - Destructive Fires | 2023 | 0 | 0 | 0 | 0 | 9129.7461 | 233.2301 | 8896.516 | 0 | 0 | 533.5273 | 533.5273 | 533.5273 | 9.5077e-06 |  | 0 | 0 | 0 | 0 | 0.0050726 | 0.0050726 | 0 | 0.0050726 | 0.0050726 | 0 | 0.0050726 | 0.0050726 | [40 empty] | All EPR in 2020WLDFRFinancial | WLDFR | HFTD - Distribution - Tier 2 - 1QU CoRE ¦ 5QU LoRE | Red Flag Warning - Destructive Fires | 2022 | Financial | 8585.7228 | 1628.5067 | 2022 | Control | 0.053 | 3 | 0 | esc | 0.055966 | 480.5104 | 0.055966 | 480.5104 | 0.055966 | 480.5104 | 0 | 0
[79 empty] | WLDFR | HFTD - Distribution - Tier 2 - 3QU CoRE ¦ 1QU LoRE | Red Flag Warning - Destructive Fires | 2024 | 0 | 0 | 0 | 0 | 9129.7461 | 233.2301 | 8896.516 | 0 | 0 | 0 | 533.5273 | 533.5273 | 9.5077e-06 |  | 0 | 0 | 0 | 0 | 0 | 0 | 0 | 0.0050726 | 0.0050726 | 0 | 0.0050726 | 0.0050726 | [40 empty] | All EPR in 2020WLDFRElectric Reliability | WLDFR | HFTD - Distribution - Tier 2 - 1QU CoRE ¦ 5QU LoRE | Red Flag Warning - Destructive Fires | 2023 | Electric Reliability | 233.2301 | 1628.5067 | 2023 | Control | 0.1325 | 3 | 0 | esc | 0 | 0 | 0.15274 | 35.623 | 0.15274 | 35.623 | 0.15274 | 35.623
[79 empty] | WLDFR | HFTD - Distribution - Tier 2 - 3QU CoRE ¦ 1QU LoRE | Red Flag Warning - Destructive Fires | 2025 | 0 | 0 | 0 | 0 | 9129.7461 | 233.2301 | 8896.516 | 0 | 0 | 0 | 0 | 533.5273 | 9.5077e-06 |  | 0 | 0 | 0 | 0 | 0 | 0 | 0 | 0 | 0 | 0 | 0.0050726 | 0.0050726 | [40 empty] | All EPR in 2020WLDFRFinancial | WLDFR | HFTD - Distribution - Tier 2 - 1QU CoRE ¦ 5QU LoRE | Red Flag Warning - Destructive Fires | 2023 | Financial | 8896.516 | 1628.5067 | 2023 | Control | 0.053 | 3 | 0 | esc | 0 | 0 | 0.055966 | 497.9043 | 0.055966 | 497.9043 | 0.055966 | 497.9043
[79 empty] | WLDFR | HFTD - Distribution - Tier 2 - 3QU CoRE ¦ 1QU LoRE | Red Flag Warning - Large Fires | 2020 | 0 | 0 | 0 | 0 | 5.2406 | 0.69642 | 2.942 | 1.6022 | 0.36069 | 0 | 0 | 0 | 5.9314e-05 |  | 0 | 2.1394e-05 | 2.1394e-05 | 0 | 0 | 0 | 0 | 0 | 0 | 0 | 0 | 0 | [40 empty] | All EPR in 2020WLDFRElectric Reliability | WLDFR | HFTD - Distribution - Tier 2 - 1QU CoRE ¦ 5QU LoRE | Red Flag Warning - Destructive Fires | 2024 | Electric Reliability | 233.2301 | 1628.5067 | 2024 | Control | 0.1325 | 3 | 0 | esc | 0 | 0 | 0 | 0 | 0.15274 | 35.623 | 0.15274 | 35.623
[79 empty] | WLDFR | HFTD - Distribution - Tier 2 - 3QU CoRE ¦ 1QU LoRE | Red Flag Warning - Large Fires | 2021 | 0 | 0 | 0 | 0 | 5.2406 | 0.69642 | 2.942 | 1.6022 | 0.36069 | 0.36069 | 0 | 0 | 5.9314e-05 |  | 0 | 2.1394e-05 | 2.1394e-05 | 0 | 2.1394e-05 | 2.1394e-05 | 0 | 0 | 0 | 0 | 0 | 0 | [40 empty] | All EPR in 2020WLDFRFinancial | WLDFR | HFTD - Distribution - Tier 2 - 1QU CoRE ¦ 5QU LoRE | Red Flag Warning - Destructive Fires | 2024 | Financial | 8896.516 | 1628.5067 | 2024 | Control | 0.053 | 3 | 0 | esc | 0 | 0 | 0 | 0 | 0.055966 | 497.9043 | 0.055966 | 497.9043
[79 empty] | WLDFR | HFTD - Distribution - Tier 2 - 3QU CoRE ¦ 1QU LoRE | Red Flag Warning - Large Fires | 2022 | 0 | 0 | 0 | 0 | 5.2406 | 0.69642 | 2.942 | 1.6022 | 0.36069 | 0.36069 | 0.36069 | 0 | 5.9314e-05 |  | 0 | 2.1394e-05 | 2.1394e-05 | 0 | 2.1394e-05 | 2.1394e-05 | 0 | 2.1394e-05 | 2.1394e-05 | 0 | 0 | 0 | [40 empty] | All EPR in 2020WLDFRElectric Reliability | WLDFR | HFTD - Distribution - Tier 2 - 1QU CoRE ¦ 5QU LoRE | Red Flag Warning - Destructive Fires | 2025 | Electric Reliability | 233.2301 | 1628.5067 | 2025 | Control | 0.1325 | 3 | 0 | esc | 0 | 0 | 0 | 0 | 0 | 0 | 0.15274 | 35.623
[79 empty] | WLDFR | HFTD - Distribution - Tier 2 - 3QU CoRE ¦ 1QU LoRE | Red Flag Warning - Large Fires | 2023 | 0 | 0 | 0 | 0 | 5.475 | 0.71896 | 3.0715 | 1.6846 | 0 | 0.37599 | 0.37599 | 0.37599 | 5.9314e-05 |  | 0 | 0 | 0 | 0 | 2.2301e-05 | 2.2301e-05 | 0 | 2.2301e-05 | 2.2301e-05 | 0 | 2.2301e-05 | 2.2301e-05 | [40 empty] | All EPR in 2020WLDFRFinancial | WLDFR | HFTD - Distribution - Tier 2 - 1QU CoRE ¦ 5QU LoRE | Red Flag Warning - Destructive Fires | 2025 | Financial | 8896.516 | 1628.5067 | 2025 | Control | 0.053 | 3 | 0 | esc | 0 | 0 | 0 | 0 | 0 | 0 | 0.055966 | 497.9043
[79 empty] | WLDFR | HFTD - Distribution - Tier 2 - 3QU CoRE ¦ 1QU LoRE | Red Flag Warning - Large Fires | 2024 | 0 | 0 | 0 | 0 | 5.475 | 0.71896 | 3.0715 | 1.6846 | 0 | 0 | 0.37599 | 0.37599 | 5.9314e-05 |  | 0 | 0 | 0 | 0 | 0 | 0 | 0 | 2.2301e-05 | 2.2301e-05 | 0 | 2.2301e-05 | 2.2301e-05 | [40 empty] | All EPR in 2020WLDFRElectric Reliability | WLDFR | HFTD - Distribution - Tier 2 - 1QU CoRE ¦ 5QU LoRE | Red Flag Warning - Large Fires | 2021 | Electric Reliability | 0.69642 | 1628.5067 | 2021 | Control | 0.1325 | 3 | 0 | esc | 0.15274 | 0.10637 | 0.15274 | 0.10637 | 0 | 0 | 0 | 0
[79 empty] | WLDFR | HFTD - Distribution - Tier 2 - 3QU CoRE ¦ 1QU LoRE | Red Flag Warning - Large Fires | 2025 | 0 | 0 | 0 | 0 | 5.475 | 0.71896 | 3.0715 | 1.6846 | 0 | 0 | 0 | 0.37599 | 5.9314e-05 |  | 0 | 0 | 0 | 0 | 0 | 0 | 0 | 0 | 0 | 0 | 2.2301e-05 | 2.2301e-05 | [40 empty] | All EPR in 2020WLDFRFinancial | WLDFR | HFTD - Distribution - Tier 2 - 1QU CoRE ¦ 5QU LoRE | Red Flag Warning - Large Fires | 2021 | Financial | 2.942 | 1628.5067 | 2021 | Control | 0.053 | 3 | 0 | esc | 0.055966 | 0.16465 | 0.055966 | 0.16465 | 0 | 0 | 0 | 0
[79 empty] | WLDFR | HFTD - Distribution - Tier 2 - 3QU CoRE ¦ 1QU LoRE | Red Flag Warning - Small Fires | 2020 | 0 | 0 | 0 | 0 | 0.077901 | 0.036425 | 0.0015809 | 0.039895 | 0.0078847 | 0 | 0 | 0 | 0.0012681 |  | 0 | 9.9988e-06 | 9.9988e-06 | 0 | 0 | 0 | 0 | 0 | 0 | 0 | 0 | 0 | [40 empty] | All EPR in 2020WLDFRSafety | WLDFR | HFTD - Distribution - Tier 2 - 1QU CoRE ¦ 5QU LoRE | Red Flag Warning - Large Fires | 2021 | Safety | 1.6022 | 1628.5067 | 2021 | Control | 0.053 | 3 | 0 | esc | 0.055966 | 0.089668 | 0.055966 | 0.089668 | 0 | 0 | 0 | 0
[79 empty] | WLDFR | HFTD - Distribution - Tier 2 - 3QU CoRE ¦ 1QU LoRE | Red Flag Warning - Small Fires | 2021 | 0 | 0 | 0 | 0 | 0.077901 | 0.036425 | 0.0015809 | 0.039895 | 0.0078847 | 0.0078847 | 0 | 0 | 0.0012681 |  | 0 | 9.9988e-06 | 9.9988e-06 | 0 | 9.9988e-06 | 9.9988e-06 | 0 | 0 | 0 | 0 | 0 | 0 | [40 empty] | All EPR in 2020WLDFRElectric Reliability | WLDFR | HFTD - Distribution - Tier 2 - 1QU CoRE ¦ 5QU LoRE | Red Flag Warning - Large Fires | 2022 | Electric Reliability | 0.69642 | 1628.5067 | 2022 | Control | 0.1325 | 3 | 0 | esc | 0.15274 | 0.10637 | 0.15274 | 0.10637 | 0.15274 | 0.10637 | 0 | 0
[79 empty] | WLDFR | HFTD - Distribution - Tier 2 - 3QU CoRE ¦ 1QU LoRE | Red Flag Warning - Small Fires | 2022 | 0 | 0 | 0 | 0 | 0.077901 | 0.036425 | 0.0015809 | 0.039895 | 0.0078847 | 0.0078847 | 0.0078847 | 0 | 0.0012681 |  | 0 | 9.9988e-06 | 9.9988e-06 | 0 | 9.9988e-06 | 9.9988e-06 | 0 | 9.9988e-06 | 9.9988e-06 | 0 | 0 | 0 | [40 empty] | All EPR in 2020WLDFRFinancial | WLDFR | HFTD - Distribution - Tier 2 - 1QU CoRE ¦ 5QU LoRE | Red Flag Warning - Large Fires | 2022 | Financial | 2.942 | 1628.5067 | 2022 | Control | 0.053 | 3 | 0 | esc | 0.055966 | 0.16465 | 0.055966 | 0.16465 | 0.055966 | 0.16465 | 0 | 0
[79 empty] | WLDFR | HFTD - Distribution - Tier 2 - 3QU CoRE ¦ 1QU LoRE | Red Flag Warning - Small Fires | 2023 | 0 | 0 | 0 | 0 | 0.080408 | 0.03759 | 0.0016314 | 0.041187 | 0 | 0.0081378 | 0.0081378 | 0.0081378 | 0.0012681 |  | 0 | 0 | 0 | 0 | 1.032e-05 | 1.032e-05 | 0 | 1.032e-05 | 1.032e-05 | 0 | 1.032e-05 | 1.032e-05 | [40 empty] | All EPR in 2020WLDFRSafety | WLDFR | HFTD - Distribution - Tier 2 - 1QU CoRE ¦ 5QU LoRE | Red Flag Warning - Large Fires | 2022 | Safety | 1.6022 | 1628.5067 | 2022 | Control | 0.053 | 3 | 0 | esc | 0.055966 | 0.089668 | 0.055966 | 0.089668 | 0.055966 | 0.089668 | 0 | 0
[79 empty] | WLDFR | HFTD - Distribution - Tier 2 - 3QU CoRE ¦ 1QU LoRE | Red Flag Warning - Small Fires | 2024 | 0 | 0 | 0 | 0 | 0.080408 | 0.03759 | 0.0016314 | 0.041187 | 0 | 0 | 0.0081378 | 0.0081378 | 0.0012681 |  | 0 | 0 | 0 | 0 | 0 | 0 | 0 | 1.032e-05 | 1.032e-05 | 0 | 1.032e-05 | 1.032e-05 | [40 empty] | All EPR in 2020WLDFRElectric Reliability | WLDFR | HFTD - Distribution - Tier 2 - 1QU CoRE ¦ 5QU LoRE | Red Flag Warning - Large Fires | 2023 | Electric Reliability | 0.71896 | 1628.5067 | 2023 | Control | 0.1325 | 3 | 0 | esc | 0 | 0 | 0.15274 | 0.10981 | 0.15274 | 0.10981 | 0.15274 | 0.10981
[79 empty] | WLDFR | HFTD - Distribution - Tier 2 - 3QU CoRE ¦ 1QU LoRE | Red Flag Warning - Small Fires | 2025 | 0 | 0 | 0 | 0 | 0.080408 | 0.03759 | 0.0016314 | 0.041187 | 0 | 0 | 0 | 0.0081378 | 0.0012681 |  | 0 | 0 | 0 | 0 | 0 | 0 | 0 | 0 | 0 | 0 | 1.032e-05 | 1.032e-05 | [40 empty] | All EPR in 2020WLDFRFinancial | WLDFR | HFTD - Distribution - Tier 2 - 1QU CoRE ¦ 5QU LoRE | Red Flag Warning - Large Fires | 2023 | Financial | 3.0715 | 1628.5067 | 2023 | Control | 0.053 | 3 | 0 | esc | 0 | 0 | 0.055966 | 0.1719 | 0.055966 | 0.1719 | 0.055966 | 0.1719
[79 empty] | WLDFR | HFTD - Distribution - Tier 2 - 3QU CoRE ¦ 1QU LoRE | Seismic - Non-Red Flag Warning - Catastrophic Fires | 2020 | 0 | 0 | 0 | 0 | 21083.8428 | 409.2237 | 13469.0878 | 7205.5313 | 1219.584 | 0 | 0 | 0 | 5.6596e-10 |  | 0 | 6.9024e-07 | 6.9024e-07 | 0 | 0 | 0 | 0 | 0 | 0 | 0 | 0 | 0 | [40 empty] | All EPR in 2020WLDFRSafety | WLDFR | HFTD - Distribution - Tier 2 - 1QU CoRE ¦ 5QU LoRE | Red Flag Warning - Large Fires | 2023 | Safety | 1.6846 | 1628.5067 | 2023 | Control | 0.053 | 3 | 0 | esc | 0 | 0 | 0.055966 | 0.094279 | 0.055966 | 0.094279 | 0.055966 | 0.094279
[79 empty] | WLDFR | HFTD - Distribution - Tier 2 - 3QU CoRE ¦ 1QU LoRE | Seismic - Non-Red Flag Warning - Catastrophic Fires | 2021 | 0 | 0 | 0 | 0 | 21083.8428 | 409.2237 | 13469.0878 | 7205.5313 | 1219.584 | 1219.584 | 0 | 0 | 5.6596e-10 |  | 0 | 6.9024e-07 | 6.9024e-07 | 0 | 6.9024e-07 | 6.9024e-07 | 0 | 0 | 0 | 0 | 0 | 0 | [40 empty] | All EPR in 2020WLDFRElectric Reliability | WLDFR | HFTD - Distribution - Tier 2 - 1QU CoRE ¦ 5QU LoRE | Red Flag Warning - Large Fires | 2024 | Electric Reliability | 0.71896 | 1628.5067 | 2024 | Control | 0.1325 | 3 | 0 | esc | 0 | 0 | 0 | 0 | 0.15274 | 0.10981 | 0.15274 | 0.10981
[79 empty] | WLDFR | HFTD - Distribution - Tier 2 - 3QU CoRE ¦ 1QU LoRE | Seismic - Non-Red Flag Warning - Catastrophic Fires | 2022 | 0 | 0 | 0 | 0 | 21083.8428 | 409.2237 | 13469.0878 | 7205.5313 | 1219.584 | 1219.584 | 1219.584 | 0 | 5.6596e-10 |  | 0 | 6.9024e-07 | 6.9024e-07 | 0 | 6.9024e-07 | 6.9024e-07 | 0 | 6.9024e-07 | 6.9024e-07 | 0 | 0 | 0 | [40 empty] | All EPR in 2020WLDFRFinancial | WLDFR | HFTD - Distribution - Tier 2 - 1QU CoRE ¦ 5QU LoRE | Red Flag Warning - Large Fires | 2024 | Financial | 3.0715 | 1628.5067 | 2024 | Control | 0.053 | 3 | 0 | esc | 0 | 0 | 0 | 0 | 0.055966 | 0.1719 | 0.055966 | 0.1719
[79 empty] | WLDFR | HFTD - Distribution - Tier 2 - 3QU CoRE ¦ 1QU LoRE | Seismic - Non-Red Flag Warning - Catastrophic Fires | 2023 | 0 | 0 | 0 | 0 | 21835.9781 | 428.6023 | 13939.561 | 7467.8148 | 0 | 1263.5534 | 1263.5534 | 1263.5534 | 5.6596e-10 |  | 0 | 0 | 0 | 0 | 7.1512e-07 | 7.1512e-07 | 0 | 7.1512e-07 | 7.1512e-07 | 0 | 7.1512e-07 | 7.1512e-07 | [40 empty] | All EPR in 2020WLDFRSafety | WLDFR | HFTD - Distribution - Tier 2 - 1QU CoRE ¦ 5QU LoRE | Red Flag Warning - Large Fires | 2024 | Safety | 1.6846 | 1628.5067 | 2024 | Control | 0.053 | 3 | 0 | esc | 0 | 0 | 0 | 0 | 0.055966 | 0.094279 | 0.055966 | 0.094279
[79 empty] | WLDFR | HFTD - Distribution - Tier 2 - 3QU CoRE ¦ 1QU LoRE | Seismic - Non-Red Flag Warning - Catastrophic Fires | 2024 | 0 | 0 | 0 | 0 | 21835.9781 | 428.6023 | 13939.561 | 7467.8148 | 0 | 0 | 1263.5534 | 1263.5534 | 5.6596e-10 |  | 0 | 0 | 0 | 0 | 0 | 0 | 0 | 7.1512e-07 | 7.1512e-07 | 0 | 7.1512e-07 | 7.1512e-07 | [40 empty] | All EPR in 2020WLDFRElectric Reliability | WLDFR | HFTD - Distribution - Tier 2 - 1QU CoRE ¦ 5QU LoRE | Red Flag Warning - Large Fires | 2025 | Electric Reliability | 0.71896 | 1628.5067 | 2025 | Control | 0.1325 | 3 | 0 | esc | 0 | 0 | 0 | 0 | 0 | 0 | 0.15274 | 0.10981
[79 empty] | WLDFR | HFTD - Distribution - Tier 2 - 3QU CoRE ¦ 1QU LoRE | Seismic - Non-Red Flag Warning - Catastrophic Fires | 2025 | 0 | 0 | 0 | 0 | 21835.9781 | 428.6023 | 13939.561 | 7467.8148 | 0 | 0 | 0 | 1263.5534 | 5.6596e-10 |  | 0 | 0 | 0 | 0 | 0 | 0 | 0 | 0 | 0 | 0 | 7.1512e-07 | 7.1512e-07 | [40 empty] | All EPR in 2020WLDFRFinancial | WLDFR | HFTD - Distribution - Tier 2 - 1QU CoRE ¦ 5QU LoRE | Red Flag Warning - Large Fires | 2025 | Financial | 3.0715 | 1628.5067 | 2025 | Control | 0.053 | 3 | 0 | esc | 0 | 0 | 0 | 0 | 0 | 0 | 0.055966 | 0.1719
[79 empty] | WLDFR | HFTD - Distribution - Tier 2 - 3QU CoRE ¦ 1QU LoRE | Seismic - Red Flag Warning - Catastrophic Fires | 2020 | 0 | 0 | 0 | 0 | 21083.8428 | 409.2237 | 13469.0878 | 7205.5313 | 1219.584 | 0 | 0 | 0 | 2.4409e-08 |  | 0 | 2.9769e-05 | 2.9769e-05 | 0 | 0 | 0 | 0 | 0 | 0 | 0 | 0 | 0 | [40 empty] | All EPR in 2020WLDFRSafety | WLDFR | HFTD - Distribution - Tier 2 - 1QU CoRE ¦ 5QU LoRE | Red Flag Warning - Large Fires | 2025 | Safety | 1.6846 | 1628.5067 | 2025 | Control | 0.053 | 3 | 0 | esc | 0 | 0 | 0 | 0 | 0 | 0 | 0.055966 | 0.094279
[79 empty] | WLDFR | HFTD - Distribution - Tier 2 - 3QU CoRE ¦ 1QU LoRE | Seismic - Red Flag Warning - Catastrophic Fires | 2021 | 0 | 0 | 0 | 0 | 21083.8428 | 409.2237 | 13469.0878 | 7205.5313 | 1219.584 | 1219.584 | 0 | 0 | 2.4409e-08 |  | 0 | 2.9769e-05 | 2.9769e-05 | 0 | 2.9769e-05 | 2.9769e-05 | 0 | 0 | 0 | 0 | 0 | 0 | [40 empty] | All EPR in 2020WLDFRElectric Reliability | WLDFR | HFTD - Distribution - Tier 2 - 1QU CoRE ¦ 5QU LoRE | Red Flag Warning - Small Fires | 2021 | Electric Reliability | 0.036425 | 1628.5067 | 2021 | Control | 0.1325 | 3 | 0 | esc | 0.15274 | 0.0055635 | 0.15274 | 0.0055635 | 0 | 0 | 0 | 0
[79 empty] | WLDFR | HFTD - Distribution - Tier 2 - 3QU CoRE ¦ 1QU LoRE | Seismic - Red Flag Warning - Catastrophic Fires | 2022 | 0 | 0 | 0 | 0 | 21083.8428 | 409.2237 | 13469.0878 | 7205.5313 | 1219.584 | 1219.584 | 1219.584 | 0 | 2.4409e-08 |  | 0 | 2.9769e-05 | 2.9769e-05 | 0 | 2.9769e-05 | 2.9769e-05 | 0 | 2.9769e-05 | 2.9769e-05 | 0 | 0 | 0 | [40 empty] | All EPR in 2020WLDFRFinancial | WLDFR | HFTD - Distribution - Tier 2 - 1QU CoRE ¦ 5QU LoRE | Red Flag Warning - Small Fires | 2021 | Financial | 0.0015809 | 1628.5067 | 2021 | Control | 0.053 | 3 | 0 | esc | 0.055966 | 8.8475e-05 | 0.055966 | 8.8475e-05 | 0 | 0 | 0 | 0
[79 empty] | WLDFR | HFTD - Distribution - Tier 2 - 3QU CoRE ¦ 1QU LoRE | Seismic - Red Flag Warning - Catastrophic Fires | 2023 | 0 | 0 | 0 | 0 | 21835.9781 | 428.6023 | 13939.561 | 7467.8148 | 0 | 1263.5534 | 1263.5534 | 1263.5534 | 2.4409e-08 |  | 0 | 0 | 0 | 0 | 3.0842e-05 | 3.0842e-05 | 0 | 3.0842e-05 | 3.0842e-05 | 0 | 3.0842e-05 | 3.0842e-05 | [40 empty] | All EPR in 2020WLDFRSafety | WLDFR | HFTD - Distribution - Tier 2 - 1QU CoRE ¦ 5QU LoRE | Red Flag Warning - Small Fires | 2021 | Safety | 0.039895 | 1628.5067 | 2021 | Control | 0.053 | 3 | 0 | esc | 0.055966 | 0.0022328 | 0.055966 | 0.0022328 | 0 | 0 | 0 | 0
[79 empty] | WLDFR | HFTD - Distribution - Tier 2 - 3QU CoRE ¦ 1QU LoRE | Seismic - Red Flag Warning - Catastrophic Fires | 2024 | 0 | 0 | 0 | 0 | 21835.9781 | 428.6023 | 13939.561 | 7467.8148 | 0 | 0 | 1263.5534 | 1263.5534 | 2.4409e-08 |  | 0 | 0 | 0 | 0 | 0 | 0 | 0 | 3.0842e-05 | 3.0842e-05 | 0 | 3.0842e-05 | 3.0842e-05 | [40 empty] | All EPR in 2020WLDFRElectric Reliability | WLDFR | HFTD - Distribution - Tier 2 - 1QU CoRE ¦ 5QU LoRE | Red Flag Warning - Small Fires | 2022 | Electric Reliability | 0.036425 | 1628.5067 | 2022 | Control | 0.1325 | 3 | 0 | esc | 0.15274 | 0.0055635 | 0.15274 | 0.0055635 | 0.15274 | 0.0055635 | 0 | 0
[79 empty] | WLDFR | HFTD - Distribution - Tier 2 - 3QU CoRE ¦ 1QU LoRE | Seismic - Red Flag Warning - Catastrophic Fires | 2025 | 0 | 0 | 0 | 0 | 21835.9781 | 428.6023 | 13939.561 | 7467.8148 | 0 | 0 | 0 | 1263.5534 | 2.4409e-08 |  | 0 | 0 | 0 | 0 | 0 | 0 | 0 | 0 | 0 | 0 | 3.0842e-05 | 3.0842e-05 | [40 empty] | All EPR in 2020WLDFRFinancial | WLDFR | HFTD - Distribution - Tier 2 - 1QU CoRE ¦ 5QU LoRE | Red Flag Warning - Small Fires | 2022 | Financial | 0.0015809 | 1628.5067 | 2022 | Control | 0.053 | 3 | 0 | esc | 0.055966 | 8.8475e-05 | 0.055966 | 8.8475e-05 | 0.055966 | 8.8475e-05 | 0 | 0
[79 empty] | WLDFR | HFTD - Distribution - Tier 2 - 3QU CoRE ¦ 2QU LoRE | Non-Red Flag Warning - Catastrophic Fires | 2020 | 0 | 0 | 0 | 0 | 14146.1306 | 222.2294 | 8585.7228 | 5338.1784 | 813.2108 | 0 | 0 | 0 | 2.199e-06 |  | 0 | 0.0017883 | 0.0017883 | 0 | 0 | 0 | 0 | 0 | 0 | 0 | 0 | 0 | [40 empty] | All EPR in 2020WLDFRSafety | WLDFR | HFTD - Distribution - Tier 2 - 1QU CoRE ¦ 5QU LoRE | Red Flag Warning - Small Fires | 2022 | Safety | 0.039895 | 1628.5067 | 2022 | Control | 0.053 | 3 | 0 | esc | 0.055966 | 0.0022328 | 0.055966 | 0.0022328 | 0.055966 | 0.0022328 | 0 | 0
[79 empty] | WLDFR | HFTD - Distribution - Tier 2 - 3QU CoRE ¦ 2QU LoRE | Non-Red Flag Warning - Catastrophic Fires | 2021 | 0 | 0 | 0 | 0 | 14146.1306 | 222.2294 | 8585.7228 | 5338.1784 | 813.2108 | 813.2108 | 0 | 0 | 2.199e-06 |  | 0 | 0.0017883 | 0.0017883 | 0 | 0.0017883 | 0.0017883 | 0 | 0 | 0 | 0 | 0 | 0 | [40 empty] | All EPR in 2020WLDFRElectric Reliability | WLDFR | HFTD - Distribution - Tier 2 - 1QU CoRE ¦ 5QU LoRE | Red Flag Warning - Small Fires | 2023 | Electric Reliability | 0.03759 | 1628.5067 | 2023 | Control | 0.1325 | 3 | 0 | esc | 0 | 0 | 0.15274 | 0.0057414 | 0.15274 | 0.0057414 | 0.15274 | 0.0057414
[79 empty] | WLDFR | HFTD - Distribution - Tier 2 - 3QU CoRE ¦ 2QU LoRE | Non-Red Flag Warning - Catastrophic Fires | 2022 | 0 | 0 | 0 | 0 | 14146.1306 | 222.2294 | 8585.7228 | 5338.1784 | 813.2108 | 813.2108 | 813.2108 | 0 | 2.199e-06 |  | 0 | 0.0017883 | 0.0017883 | 0 | 0.0017883 | 0.0017883 | 0 | 0.0017883 | 0.0017883 | 0 | 0 | 0 | [40 empty] | All EPR in 2020WLDFRFinancial | WLDFR | HFTD - Distribution - Tier 2 - 1QU CoRE ¦ 5QU LoRE | Red Flag Warning - Small Fires | 2023 | Financial | 0.0016314 | 1628.5067 | 2023 | Control | 0.053 | 3 | 0 | esc | 0 | 0 | 0.055966 | 9.1305e-05 | 0.055966 | 9.1305e-05 | 0.055966 | 9.1305e-05
[79 empty] | WLDFR | HFTD - Distribution - Tier 2 - 3QU CoRE ¦ 2QU LoRE | Non-Red Flag Warning - Catastrophic Fires | 2023 | 0 | 0 | 0 | 0 | 14664.6376 | 233.2301 | 8896.516 | 5534.8915 | 0 | 843.2942 | 843.2942 | 843.2942 | 2.199e-06 |  | 0 | 0 | 0 | 0 | 0.0018544 | 0.0018544 | 0 | 0.0018544 | 0.0018544 | 0 | 0.0018544 | 0.0018544 | [40 empty] | All EPR in 2020WLDFRSafety | WLDFR | HFTD - Distribution - Tier 2 - 1QU CoRE ¦ 5QU LoRE | Red Flag Warning - Small Fires | 2023 | Safety | 0.041187 | 1628.5067 | 2023 | Control | 0.053 | 3 | 0 | esc | 0 | 0 | 0.055966 | 0.0023051 | 0.055966 | 0.0023051 | 0.055966 | 0.0023051
[79 empty] | WLDFR | HFTD - Distribution - Tier 2 - 3QU CoRE ¦ 2QU LoRE | Non-Red Flag Warning - Catastrophic Fires | 2024 | 0 | 0 | 0 | 0 | 14664.6376 | 233.2301 | 8896.516 | 5534.8915 | 0 | 0 | 843.2942 | 843.2942 | 2.199e-06 |  | 0 | 0 | 0 | 0 | 0 | 0 | 0 | 0.0018544 | 0.0018544 | 0 | 0.0018544 | 0.0018544 | [40 empty] | All EPR in 2020WLDFRElectric Reliability | WLDFR | HFTD - Distribution - Tier 2 - 1QU CoRE ¦ 5QU LoRE | Red Flag Warning - Small Fires | 2024 | Electric Reliability | 0.03759 | 1628.5067 | 2024 | Control | 0.1325 | 3 | 0 | esc | 0 | 0 | 0 | 0 | 0.15274 | 0.0057414 | 0.15274 | 0.0057414
[79 empty] | WLDFR | HFTD - Distribution - Tier 2 - 3QU CoRE ¦ 2QU LoRE | Non-Red Flag Warning - Catastrophic Fires | 2025 | 0 | 0 | 0 | 0 | 14664.6376 | 233.2301 | 8896.516 | 5534.8915 | 0 | 0 | 0 | 843.2942 | 2.199e-06 |  | 0 | 0 | 0 | 0 | 0 | 0 | 0 | 0 | 0 | 0 | 0.0018544 | 0.0018544 | [40 empty] | All EPR in 2020WLDFRFinancial | WLDFR | HFTD - Distribution - Tier 2 - 1QU CoRE ¦ 5QU LoRE | Red Flag Warning - Small Fires | 2024 | Financial | 0.0016314 | 1628.5067 | 2024 | Control | 0.053 | 3 | 0 | esc | 0 | 0 | 0 | 0 | 0.055966 | 9.1305e-05 | 0.055966 | 9.1305e-05
[79 empty] | WLDFR | HFTD - Distribution - Tier 2 - 3QU CoRE ¦ 2QU LoRE | Non-Red Flag Warning - Destructive Fires | 2020 | 0 | 0 | 0 | 0 | 8807.9522 | 222.2294 | 8585.7228 | 0 | 514.4532 | 0 | 0 | 0 | 2.2989e-06 |  | 0 | 0.0011827 | 0.0011827 | 0 | 0 | 0 | 0 | 0 | 0 | 0 | 0 | 0 | [40 empty] | All EPR in 2020WLDFRSafety | WLDFR | HFTD - Distribution - Tier 2 - 1QU CoRE ¦ 5QU LoRE | Red Flag Warning - Small Fires | 2024 | Safety | 0.041187 | 1628.5067 | 2024 | Control | 0.053 | 3 | 0 | esc | 0 | 0 | 0 | 0 | 0.055966 | 0.0023051 | 0.055966 | 0.0023051
[79 empty] | WLDFR | HFTD - Distribution - Tier 2 - 3QU CoRE ¦ 2QU LoRE | Non-Red Flag Warning - Destructive Fires | 2021 | 0 | 0 | 0 | 0 | 8807.9522 | 222.2294 | 8585.7228 | 0 | 514.4532 | 514.4532 | 0 | 0 | 2.2989e-06 |  | 0 | 0.0011827 | 0.0011827 | 0 | 0.0011827 | 0.0011827 | 0 | 0 | 0 | 0 | 0 | 0 | [40 empty] | All EPR in 2020WLDFRElectric Reliability | WLDFR | HFTD - Distribution - Tier 2 - 1QU CoRE ¦ 5QU LoRE | Red Flag Warning - Small Fires | 2025 | Electric Reliability | 0.03759 | 1628.5067 | 2025 | Control | 0.1325 | 3 | 0 | esc | 0 | 0 | 0 | 0 | 0 | 0 | 0.15274 | 0.0057414
[79 empty] | WLDFR | HFTD - Distribution - Tier 2 - 3QU CoRE ¦ 2QU LoRE | Non-Red Flag Warning - Destructive Fires | 2022 | 0 | 0 | 0 | 0 | 8807.9522 | 222.2294 | 8585.7228 | 0 | 514.4532 | 514.4532 | 514.4532 | 0 | 2.2989e-06 |  | 0 | 0.0011827 | 0.0011827 | 0 | 0.0011827 | 0.0011827 | 0 | 0.0011827 | 0.0011827 | 0 | 0 | 0 | [40 empty] | All EPR in 2020WLDFRFinancial | WLDFR | HFTD - Distribution - Tier 2 - 1QU CoRE ¦ 5QU LoRE | Red Flag Warning - Small Fires | 2025 | Financial | 0.0016314 | 1628.5067 | 2025 | Control | 0.053 | 3 | 0 | esc | 0 | 0 | 0 | 0 | 0 | 0 | 0.055966 | 9.1305e-05
[79 empty] | WLDFR | HFTD - Distribution - Tier 2 - 3QU CoRE ¦ 2QU LoRE | Non-Red Flag Warning - Destructive Fires | 2023 | 0 | 0 | 0 | 0 | 9129.7461 | 233.2301 | 8896.516 | 0 | 0 | 533.5273 | 533.5273 | 533.5273 | 2.2989e-06 |  | 0 | 0 | 0 | 0 | 0.0012265 | 0.0012265 | 0 | 0.0012265 | 0.0012265 | 0 | 0.0012265 | 0.0012265 | [40 empty] | All EPR in 2020WLDFRSafety | WLDFR | HFTD - Distribution - Tier 2 - 1QU CoRE ¦ 5QU LoRE | Red Flag Warning - Small Fires | 2025 | Safety | 0.041187 | 1628.5067 | 2025 | Control | 0.053 | 3 | 0 | esc | 0 | 0 | 0 | 0 | 0 | 0 | 0.055966 | 0.0023051
[79 empty] | WLDFR | HFTD - Distribution - Tier 2 - 3QU CoRE ¦ 2QU LoRE | Non-Red Flag Warning - Destructive Fires | 2024 | 0 | 0 | 0 | 0 | 9129.7461 | 233.2301 | 8896.516 | 0 | 0 | 0 | 533.5273 | 533.5273 | 2.2989e-06 |  | 0 | 0 | 0 | 0 | 0 | 0 | 0 | 0.0012265 | 0.0012265 | 0 | 0.0012265 | 0.0012265 | [40 empty] | All EPR in 2020WLDFRElectric Reliability | WLDFR | HFTD - Distribution - Tier 2 - 1QU CoRE ¦ 5QU LoRE | Seismic - Non-Red Flag Warning - Catastrophic Fires | 2021 | Electric Reliability | 409.2237 | 1628.5067 | 2021 | Control | 0.1325 | 3 | 0 | esc | 0.15274 | 62.5039 | 0.15274 | 62.5039 | 0 | 0 | 0 | 0
[79 empty] | WLDFR | HFTD - Distribution - Tier 2 - 3QU CoRE ¦ 2QU LoRE | Non-Red Flag Warning - Destructive Fires | 2025 | 0 | 0 | 0 | 0 | 9129.7461 | 233.2301 | 8896.516 | 0 | 0 | 0 | 0 | 533.5273 | 2.2989e-06 |  | 0 | 0 | 0 | 0 | 0 | 0 | 0 | 0 | 0 | 0 | 0.0012265 | 0.0012265 | [40 empty] | All EPR in 2020WLDFRFinancial | WLDFR | HFTD - Distribution - Tier 2 - 1QU CoRE ¦ 5QU LoRE | Seismic - Non-Red Flag Warning - Catastrophic Fires | 2021 | Financial | 13469.0878 | 1628.5067 | 2021 | Control | 0.053 | 3 | 0 | esc | 0.055966 | 753.8138 | 0.055966 | 753.8138 | 0 | 0 | 0 | 0
[79 empty] | WLDFR | HFTD - Distribution - Tier 2 - 3QU CoRE ¦ 2QU LoRE | Non-Red Flag Warning - Large Fires | 2020 | 0 | 0 | 0 | 0 | 5.2406 | 0.69642 | 2.942 | 1.6022 | 0.36069 | 0 | 0 | 0 | 2.5006e-05 |  | 0 | 9.0192e-06 | 9.0192e-06 | 0 | 0 | 0 | 0 | 0 | 0 | 0 | 0 | 0 | [40 empty] | All EPR in 2020WLDFRSafety | WLDFR | HFTD - Distribution - Tier 2 - 1QU CoRE ¦ 5QU LoRE | Seismic - Non-Red Flag Warning - Catastrophic Fires | 2021 | Safety | 7205.5313 | 1628.5067 | 2021 | Control | 0.053 | 3 | 0 | esc | 0.055966 | 403.2663 | 0.055966 | 403.2663 | 0 | 0 | 0 | 0
[79 empty] | WLDFR | HFTD - Distribution - Tier 2 - 3QU CoRE ¦ 2QU LoRE | Non-Red Flag Warning - Large Fires | 2021 | 0 | 0 | 0 | 0 | 5.2406 | 0.69642 | 2.942 | 1.6022 | 0.36069 | 0.36069 | 0 | 0 | 2.5006e-05 |  | 0 | 9.0192e-06 | 9.0192e-06 | 0 | 9.0192e-06 | 9.0192e-06 | 0 | 0 | 0 | 0 | 0 | 0 | [40 empty] | All EPR in 2020WLDFRElectric Reliability | WLDFR | HFTD - Distribution - Tier 2 - 1QU CoRE ¦ 5QU LoRE | Seismic - Non-Red Flag Warning - Catastrophic Fires | 2022 | Electric Reliability | 409.2237 | 1628.5067 | 2022 | Control | 0.1325 | 3 | 0 | esc | 0.15274 | 62.5039 | 0.15274 | 62.5039 | 0.15274 | 62.5039 | 0 | 0
[79 empty] | WLDFR | HFTD - Distribution - Tier 2 - 3QU CoRE ¦ 2QU LoRE | Non-Red Flag Warning - Large Fires | 2022 | 0 | 0 | 0 | 0 | 5.2406 | 0.69642 | 2.942 | 1.6022 | 0.36069 | 0.36069 | 0.36069 | 0 | 2.5006e-05 |  | 0 | 9.0192e-06 | 9.0192e-06 | 0 | 9.0192e-06 | 9.0192e-06 | 0 | 9.0192e-06 | 9.0192e-06 | 0 | 0 | 0 | [40 empty] | All EPR in 2020WLDFRFinancial | WLDFR | HFTD - Distribution - Tier 2 - 1QU CoRE ¦ 5QU LoRE | Seismic - Non-Red Flag Warning - Catastrophic Fires | 2022 | Financial | 13469.0878 | 1628.5067 | 2022 | Control | 0.053 | 3 | 0 | esc | 0.055966 | 753.8138 | 0.055966 | 753.8138 | 0.055966 | 753.8138 | 0 | 0
[79 empty] | WLDFR | HFTD - Distribution - Tier 2 - 3QU CoRE ¦ 2QU LoRE | Non-Red Flag Warning - Large Fires | 2023 | 0 | 0 | 0 | 0 | 5.475 | 0.71896 | 3.0715 | 1.6846 | 0 | 0.37599 | 0.37599 | 0.37599 | 2.5006e-05 |  | 0 | 0 | 0 | 0 | 9.4019e-06 | 9.4019e-06 | 0 | 9.4019e-06 | 9.4019e-06 | 0 | 9.4019e-06 | 9.4019e-06 | [40 empty] | All EPR in 2020WLDFRSafety | WLDFR | HFTD - Distribution - Tier 2 - 1QU CoRE ¦ 5QU LoRE | Seismic - Non-Red Flag Warning - Catastrophic Fires | 2022 | Safety | 7205.5313 | 1628.5067 | 2022 | Control | 0.053 | 3 | 0 | esc | 0.055966 | 403.2663 | 0.055966 | 403.2663 | 0.055966 | 403.2663 | 0 | 0
[79 empty] | WLDFR | HFTD - Distribution - Tier 2 - 3QU CoRE ¦ 2QU LoRE | Non-Red Flag Warning - Large Fires | 2024 | 0 | 0 | 0 | 0 | 5.475 | 0.71896 | 3.0715 | 1.6846 | 0 | 0 | 0.37599 | 0.37599 | 2.5006e-05 |  | 0 | 0 | 0 | 0 | 0 | 0 | 0 | 9.4019e-06 | 9.4019e-06 | 0 | 9.4019e-06 | 9.4019e-06 | [40 empty] | All EPR in 2020WLDFRElectric Reliability | WLDFR | HFTD - Distribution - Tier 2 - 1QU CoRE ¦ 5QU LoRE | Seismic - Non-Red Flag Warning - Catastrophic Fires | 2023 | Electric Reliability | 428.6023 | 1628.5067 | 2023 | Control | 0.1325 | 3 | 0 | esc | 0 | 0 | 0.15274 | 65.4638 | 0.15274 | 65.4638 | 0.15274 | 65.4638
[79 empty] | WLDFR | HFTD - Distribution - Tier 2 - 3QU CoRE ¦ 2QU LoRE | Non-Red Flag Warning - Large Fires | 2025 | 0 | 0 | 0 | 0 | 5.475 | 0.71896 | 3.0715 | 1.6846 | 0 | 0 | 0 | 0.37599 | 2.5006e-05 |  | 0 | 0 | 0 | 0 | 0 | 0 | 0 | 0 | 0 | 0 | 9.4019e-06 | 9.4019e-06 | [40 empty] | All EPR in 2020WLDFRFinancial | WLDFR | HFTD - Distribution - Tier 2 - 1QU CoRE ¦ 5QU LoRE | Seismic - Non-Red Flag Warning - Catastrophic Fires | 2023 | Financial | 13939.561 | 1628.5067 | 2023 | Control | 0.053 | 3 | 0 | esc | 0 | 0 | 0.055966 | 780.1444 | 0.055966 | 780.1444 | 0.055966 | 780.1444
[79 empty] | WLDFR | HFTD - Distribution - Tier 2 - 3QU CoRE ¦ 2QU LoRE | Non-Red Flag Warning - Small Fires | 2020 | 0 | 0 | 0 | 0 | 0.077901 | 0.036425 | 0.0015809 | 0.039895 | 0.0078847 | 0 | 0 | 0 | 0.0055673 |  | 0 | 4.3897e-05 | 4.3897e-05 | 0 | 0 | 0 | 0 | 0 | 0 | 0 | 0 | 0 | [40 empty] | All EPR in 2020WLDFRSafety | WLDFR | HFTD - Distribution - Tier 2 - 1QU CoRE ¦ 5QU LoRE | Seismic - Non-Red Flag Warning - Catastrophic Fires | 2023 | Safety | 7467.8148 | 1628.5067 | 2023 | Control | 0.053 | 3 | 0 | esc | 0 | 0 | 0.055966 | 417.9453 | 0.055966 | 417.9453 | 0.055966 | 417.9453
[79 empty] | WLDFR | HFTD - Distribution - Tier 2 - 3QU CoRE ¦ 2QU LoRE | Non-Red Flag Warning - Small Fires | 2021 | 0 | 0 | 0 | 0 | 0.077901 | 0.036425 | 0.0015809 | 0.039895 | 0.0078847 | 0.0078847 | 0 | 0 | 0.0055673 |  | 0 | 4.3897e-05 | 4.3897e-05 | 0 | 4.3897e-05 | 4.3897e-05 | 0 | 0 | 0 | 0 | 0 | 0 | [40 empty] | All EPR in 2020WLDFRElectric Reliability | WLDFR | HFTD - Distribution - Tier 2 - 1QU CoRE ¦ 5QU LoRE | Seismic - Non-Red Flag Warning - Catastrophic Fires | 2024 | Electric Reliability | 428.6023 | 1628.5067 | 2024 | Control | 0.1325 | 3 | 0 | esc | 0 | 0 | 0 | 0 | 0.15274 | 65.4638 | 0.15274 | 65.4638
[79 empty] | WLDFR | HFTD - Distribution - Tier 2 - 3QU CoRE ¦ 2QU LoRE | Non-Red Flag Warning - Small Fires | 2022 | 0 | 0 | 0 | 0 | 0.077901 | 0.036425 | 0.0015809 | 0.039895 | 0.0078847 | 0.0078847 | 0.0078847 | 0 | 0.0055673 |  | 0 | 4.3897e-05 | 4.3897e-05 | 0 | 4.3897e-05 | 4.3897e-05 | 0 | 4.3897e-05 | 4.3897e-05 | 0 | 0 | 0 | [40 empty] | All EPR in 2020WLDFRFinancial | WLDFR | HFTD - Distribution - Tier 2 - 1QU CoRE ¦ 5QU LoRE | Seismic - Non-Red Flag Warning - Catastrophic Fires | 2024 | Financial | 13939.561 | 1628.5067 | 2024 | Control | 0.053 | 3 | 0 | esc | 0 | 0 | 0 | 0 | 0.055966 | 780.1444 | 0.055966 | 780.1444
[79 empty] | WLDFR | HFTD - Distribution - Tier 2 - 3QU CoRE ¦ 2QU LoRE | Non-Red Flag Warning - Small Fires | 2023 | 0 | 0 | 0 | 0 | 0.080408 | 0.03759 | 0.0016314 | 0.041187 | 0 | 0.0081378 | 0.0081378 | 0.0081378 | 0.0055673 |  | 0 | 0 | 0 | 0 | 4.5306e-05 | 4.5306e-05 | 0 | 4.5306e-05 | 4.5306e-05 | 0 | 4.5306e-05 | 4.5306e-05 | [40 empty] | All EPR in 2020WLDFRSafety | WLDFR | HFTD - Distribution - Tier 2 - 1QU CoRE ¦ 5QU LoRE | Seismic - Non-Red Flag Warning - Catastrophic Fires | 2024 | Safety | 7467.8148 | 1628.5067 | 2024 | Control | 0.053 | 3 | 0 | esc | 0 | 0 | 0 | 0 | 0.055966 | 417.9453 | 0.055966 | 417.9453
[79 empty] | WLDFR | HFTD - Distribution - Tier 2 - 3QU CoRE ¦ 2QU LoRE | Non-Red Flag Warning - Small Fires | 2024 | 0 | 0 | 0 | 0 | 0.080408 | 0.03759 | 0.0016314 | 0.041187 | 0 | 0 | 0.0081378 | 0.0081378 | 0.0055673 |  | 0 | 0 | 0 | 0 | 0 | 0 | 0 | 4.5306e-05 | 4.5306e-05 | 0 | 4.5306e-05 | 4.5306e-05 | [40 empty] | All EPR in 2020WLDFRElectric Reliability | WLDFR | HFTD - Distribution - Tier 2 - 1QU CoRE ¦ 5QU LoRE | Seismic - Non-Red Flag Warning - Catastrophic Fires | 2025 | Electric Reliability | 428.6023 | 1628.5067 | 2025 | Control | 0.1325 | 3 | 0 | esc | 0 | 0 | 0 | 0 | 0 | 0 | 0.15274 | 65.4638
[79 empty] | WLDFR | HFTD - Distribution - Tier 2 - 3QU CoRE ¦ 2QU LoRE | Non-Red Flag Warning - Small Fires | 2025 | 0 | 0 | 0 | 0 | 0.080408 | 0.03759 | 0.0016314 | 0.041187 | 0 | 0 | 0 | 0.0081378 | 0.0055673 |  | 0 | 0 | 0 | 0 | 0 | 0 | 0 | 0 | 0 | 0 | 4.5306e-05 | 4.5306e-05 | [40 empty] | All EPR in 2020WLDFRFinancial | WLDFR | HFTD - Distribution - Tier 2 - 1QU CoRE ¦ 5QU LoRE | Seismic - Non-Red Flag Warning - Catastrophic Fires | 2025 | Financial | 13939.561 | 1628.5067 | 2025 | Control | 0.053 | 3 | 0 | esc | 0 | 0 | 0 | 0 | 0 | 0 | 0.055966 | 780.1444
[79 empty] | WLDFR | HFTD - Distribution - Tier 2 - 3QU CoRE ¦ 2QU LoRE | Red Flag Warning - Catastrophic Fires | 2020 | 0 | 0 | 0 | 0 | 14146.1306 | 222.2294 | 8585.7228 | 5338.1784 | 813.2108 | 0 | 0 | 0 | 3.8306e-05 |  | 0 | 0.031151 | 0.031151 | 0 | 0 | 0 | 0 | 0 | 0 | 0 | 0 | 0 | [40 empty] | All EPR in 2020WLDFRSafety | WLDFR | HFTD - Distribution - Tier 2 - 1QU CoRE ¦ 5QU LoRE | Seismic - Non-Red Flag Warning - Catastrophic Fires | 2025 | Safety | 7467.8148 | 1628.5067 | 2025 | Control | 0.053 | 3 | 0 | esc | 0 | 0 | 0 | 0 | 0 | 0 | 0.055966 | 417.9453
[79 empty] | WLDFR | HFTD - Distribution - Tier 2 - 3QU CoRE ¦ 2QU LoRE | Red Flag Warning - Catastrophic Fires | 2021 | 0 | 0 | 0 | 0 | 14146.1306 | 222.2294 | 8585.7228 | 5338.1784 | 813.2108 | 813.2108 | 0 | 0 | 3.8306e-05 |  | 0 | 0.031151 | 0.031151 | 0 | 0.031151 | 0.031151 | 0 | 0 | 0 | 0 | 0 | 0 | [40 empty] | All EPR in 2020WLDFRElectric Reliability | WLDFR | HFTD - Distribution - Tier 2 - 1QU CoRE ¦ 5QU LoRE | Seismic - Red Flag Warning - Catastrophic Fires | 2021 | Electric Reliability | 409.2237 | 1628.5067 | 2021 | Control | 0.1325 | 3 | 0 | esc | 0.15274 | 62.5039 | 0.15274 | 62.5039 | 0 | 0 | 0 | 0
[79 empty] | WLDFR | HFTD - Distribution - Tier 2 - 3QU CoRE ¦ 2QU LoRE | Red Flag Warning - Catastrophic Fires | 2022 | 0 | 0 | 0 | 0 | 14146.1306 | 222.2294 | 8585.7228 | 5338.1784 | 813.2108 | 813.2108 | 813.2108 | 0 | 3.8306e-05 |  | 0 | 0.031151 | 0.031151 | 0 | 0.031151 | 0.031151 | 0 | 0.031151 | 0.031151 | 0 | 0 | 0 | [40 empty] | All EPR in 2020WLDFRFinancial | WLDFR | HFTD - Distribution - Tier 2 - 1QU CoRE ¦ 5QU LoRE | Seismic - Red Flag Warning - Catastrophic Fires | 2021 | Financial | 13469.0878 | 1628.5067 | 2021 | Control | 0.053 | 3 | 0 | esc | 0.055966 | 753.8138 | 0.055966 | 753.8138 | 0 | 0 | 0 | 0
[79 empty] | WLDFR | HFTD - Distribution - Tier 2 - 3QU CoRE ¦ 2QU LoRE | Red Flag Warning - Catastrophic Fires | 2023 | 0 | 0 | 0 | 0 | 14664.6376 | 233.2301 | 8896.516 | 5534.8915 | 0 | 843.2942 | 843.2942 | 843.2942 | 3.8306e-05 |  | 0 | 0 | 0 | 0 | 0.032304 | 0.032304 | 0 | 0.032304 | 0.032304 | 0 | 0.032304 | 0.032304 | [40 empty] | All EPR in 2020WLDFRSafety | WLDFR | HFTD - Distribution - Tier 2 - 1QU CoRE ¦ 5QU LoRE | Seismic - Red Flag Warning - Catastrophic Fires | 2021 | Safety | 7205.5313 | 1628.5067 | 2021 | Control | 0.053 | 3 | 0 | esc | 0.055966 | 403.2663 | 0.055966 | 403.2663 | 0 | 0 | 0 | 0
[79 empty] | WLDFR | HFTD - Distribution - Tier 2 - 3QU CoRE ¦ 2QU LoRE | Red Flag Warning - Catastrophic Fires | 2024 | 0 | 0 | 0 | 0 | 14664.6376 | 233.2301 | 8896.516 | 5534.8915 | 0 | 0 | 843.2942 | 843.2942 | 3.8306e-05 |  | 0 | 0 | 0 | 0 | 0 | 0 | 0 | 0.032304 | 0.032304 | 0 | 0.032304 | 0.032304 | [40 empty] | All EPR in 2020WLDFRElectric Reliability | WLDFR | HFTD - Distribution - Tier 2 - 1QU CoRE ¦ 5QU LoRE | Seismic - Red Flag Warning - Catastrophic Fires | 2022 | Electric Reliability | 409.2237 | 1628.5067 | 2022 | Control | 0.1325 | 3 | 0 | esc | 0.15274 | 62.5039 | 0.15274 | 62.5039 | 0.15274 | 62.5039 | 0 | 0
[79 empty] | WLDFR | HFTD - Distribution - Tier 2 - 3QU CoRE ¦ 2QU LoRE | Red Flag Warning - Catastrophic Fires | 2025 | 0 | 0 | 0 | 0 | 14664.6376 | 233.2301 | 8896.516 | 5534.8915 | 0 | 0 | 0 | 843.2942 | 3.8306e-05 |  | 0 | 0 | 0 | 0 | 0 | 0 | 0 | 0 | 0 | 0 | 0.032304 | 0.032304 | [40 empty] | All EPR in 2020WLDFRFinancial | WLDFR | HFTD - Distribution - Tier 2 - 1QU CoRE ¦ 5QU LoRE | Seismic - Red Flag Warning - Catastrophic Fires | 2022 | Financial | 13469.0878 | 1628.5067 | 2022 | Control | 0.053 | 3 | 0 | esc | 0.055966 | 753.8138 | 0.055966 | 753.8138 | 0.055966 | 753.8138 | 0 | 0
[79 empty] | WLDFR | HFTD - Distribution - Tier 2 - 3QU CoRE ¦ 2QU LoRE | Red Flag Warning - Destructive Fires | 2020 | 0 | 0 | 0 | 0 | 8807.9522 | 222.2294 | 8585.7228 | 0 | 514.4532 | 0 | 0 | 0 | 5.6007e-06 |  | 0 | 0.0028813 | 0.0028813 | 0 | 0 | 0 | 0 | 0 | 0 | 0 | 0 | 0 | [40 empty] | All EPR in 2020WLDFRSafety | WLDFR | HFTD - Distribution - Tier 2 - 1QU CoRE ¦ 5QU LoRE | Seismic - Red Flag Warning - Catastrophic Fires | 2022 | Safety | 7205.5313 | 1628.5067 | 2022 | Control | 0.053 | 3 | 0 | esc | 0.055966 | 403.2663 | 0.055966 | 403.2663 | 0.055966 | 403.2663 | 0 | 0
[79 empty] | WLDFR | HFTD - Distribution - Tier 2 - 3QU CoRE ¦ 2QU LoRE | Red Flag Warning - Destructive Fires | 2021 | 0 | 0 | 0 | 0 | 8807.9522 | 222.2294 | 8585.7228 | 0 | 514.4532 | 514.4532 | 0 | 0 | 5.6007e-06 |  | 0 | 0.0028813 | 0.0028813 | 0 | 0.0028813 | 0.0028813 | 0 | 0 | 0 | 0 | 0 | 0 | [40 empty] | All EPR in 2020WLDFRElectric Reliability | WLDFR | HFTD - Distribution - Tier 2 - 1QU CoRE ¦ 5QU LoRE | Seismic - Red Flag Warning - Catastrophic Fires | 2023 | Electric Reliability | 428.6023 | 1628.5067 | 2023 | Control | 0.1325 | 3 | 0 | esc | 0 | 0 | 0.15274 | 65.4638 | 0.15274 | 65.4638 | 0.15274 | 65.4638
[79 empty] | WLDFR | HFTD - Distribution - Tier 2 - 3QU CoRE ¦ 2QU LoRE | Red Flag Warning - Destructive Fires | 2022 | 0 | 0 | 0 | 0 | 8807.9522 | 222.2294 | 8585.7228 | 0 | 514.4532 | 514.4532 | 514.4532 | 0 | 5.6007e-06 |  | 0 | 0.0028813 | 0.0028813 | 0 | 0.0028813 | 0.0028813 | 0 | 0.0028813 | 0.0028813 | 0 | 0 | 0 | [40 empty] | All EPR in 2020WLDFRFinancial | WLDFR | HFTD - Distribution - Tier 2 - 1QU CoRE ¦ 5QU LoRE | Seismic - Red Flag Warning - Catastrophic Fires | 2023 | Financial | 13939.561 | 1628.5067 | 2023 | Control | 0.053 | 3 | 0 | esc | 0 | 0 | 0.055966 | 780.1444 | 0.055966 | 780.1444 | 0.055966 | 780.1444
[79 empty] | WLDFR | HFTD - Distribution - Tier 2 - 3QU CoRE ¦ 2QU LoRE | Red Flag Warning - Destructive Fires | 2023 | 0 | 0 | 0 | 0 | 9129.7461 | 233.2301 | 8896.516 | 0 | 0 | 533.5273 | 533.5273 | 533.5273 | 5.6007e-06 |  | 0 | 0 | 0 | 0 | 0.0029882 | 0.0029882 | 0 | 0.0029882 | 0.0029882 | 0 | 0.0029882 | 0.0029882 | [40 empty] | All EPR in 2020WLDFRSafety | WLDFR | HFTD - Distribution - Tier 2 - 1QU CoRE ¦ 5QU LoRE | Seismic - Red Flag Warning - Catastrophic Fires | 2023 | Safety | 7467.8148 | 1628.5067 | 2023 | Control | 0.053 | 3 | 0 | esc | 0 | 0 | 0.055966 | 417.9453 | 0.055966 | 417.9453 | 0.055966 | 417.9453
[79 empty] | WLDFR | HFTD - Distribution - Tier 2 - 3QU CoRE ¦ 2QU LoRE | Red Flag Warning - Destructive Fires | 2024 | 0 | 0 | 0 | 0 | 9129.7461 | 233.2301 | 8896.516 | 0 | 0 | 0 | 533.5273 | 533.5273 | 5.6007e-06 |  | 0 | 0 | 0 | 0 | 0 | 0 | 0 | 0.0029882 | 0.0029882 | 0 | 0.0029882 | 0.0029882 | [40 empty] | All EPR in 2020WLDFRElectric Reliability | WLDFR | HFTD - Distribution - Tier 2 - 1QU CoRE ¦ 5QU LoRE | Seismic - Red Flag Warning - Catastrophic Fires | 2024 | Electric Reliability | 428.6023 | 1628.5067 | 2024 | Control | 0.1325 | 3 | 0 | esc | 0 | 0 | 0 | 0 | 0.15274 | 65.4638 | 0.15274 | 65.4638
[79 empty] | WLDFR | HFTD - Distribution - Tier 2 - 3QU CoRE ¦ 2QU LoRE | Red Flag Warning - Destructive Fires | 2025 | 0 | 0 | 0 | 0 | 9129.7461 | 233.2301 | 8896.516 | 0 | 0 | 0 | 0 | 533.5273 | 5.6007e-06 |  | 0 | 0 | 0 | 0 | 0 | 0 | 0 | 0 | 0 | 0 | 0.0029882 | 0.0029882 | [40 empty] | All EPR in 2020WLDFRFinancial | WLDFR | HFTD - Distribution - Tier 2 - 1QU CoRE ¦ 5QU LoRE | Seismic - Red Flag Warning - Catastrophic Fires | 2024 | Financial | 13939.561 | 1628.5067 | 2024 | Control | 0.053 | 3 | 0 | esc | 0 | 0 | 0 | 0 | 0.055966 | 780.1444 | 0.055966 | 780.1444
[79 empty] | WLDFR | HFTD - Distribution - Tier 2 - 3QU CoRE ¦ 2QU LoRE | Red Flag Warning - Large Fires | 2020 | 0 | 0 | 0 | 0 | 5.2406 | 0.69642 | 2.942 | 1.6022 | 0.36069 | 0 | 0 | 0 | 4.0787e-05 |  | 0 | 1.4711e-05 | 1.4711e-05 | 0 | 0 | 0 | 0 | 0 | 0 | 0 | 0 | 0 | [40 empty] | All EPR in 2020WLDFRSafety | WLDFR | HFTD - Distribution - Tier 2 - 1QU CoRE ¦ 5QU LoRE | Seismic - Red Flag Warning - Catastrophic Fires | 2024 | Safety | 7467.8148 | 1628.5067 | 2024 | Control | 0.053 | 3 | 0 | esc | 0 | 0 | 0 | 0 | 0.055966 | 417.9453 | 0.055966 | 417.9453
[79 empty] | WLDFR | HFTD - Distribution - Tier 2 - 3QU CoRE ¦ 2QU LoRE | Red Flag Warning - Large Fires | 2021 | 0 | 0 | 0 | 0 | 5.2406 | 0.69642 | 2.942 | 1.6022 | 0.36069 | 0.36069 | 0 | 0 | 4.0787e-05 |  | 0 | 1.4711e-05 | 1.4711e-05 | 0 | 1.4711e-05 | 1.4711e-05 | 0 | 0 | 0 | 0 | 0 | 0 | [40 empty] | All EPR in 2020WLDFRElectric Reliability | WLDFR | HFTD - Distribution - Tier 2 - 1QU CoRE ¦ 5QU LoRE | Seismic - Red Flag Warning - Catastrophic Fires | 2025 | Electric Reliability | 428.6023 | 1628.5067 | 2025 | Control | 0.1325 | 3 | 0 | esc | 0 | 0 | 0 | 0 | 0 | 0 | 0.15274 | 65.4638
[79 empty] | WLDFR | HFTD - Distribution - Tier 2 - 3QU CoRE ¦ 2QU LoRE | Red Flag Warning - Large Fires | 2022 | 0 | 0 | 0 | 0 | 5.2406 | 0.69642 | 2.942 | 1.6022 | 0.36069 | 0.36069 | 0.36069 | 0 | 4.0787e-05 |  | 0 | 1.4711e-05 | 1.4711e-05 | 0 | 1.4711e-05 | 1.4711e-05 | 0 | 1.4711e-05 | 1.4711e-05 | 0 | 0 | 0 | [40 empty] | All EPR in 2020WLDFRFinancial | WLDFR | HFTD - Distribution - Tier 2 - 1QU CoRE ¦ 5QU LoRE | Seismic - Red Flag Warning - Catastrophic Fires | 2025 | Financial | 13939.561 | 1628.5067 | 2025 | Control | 0.053 | 3 | 0 | esc | 0 | 0 | 0 | 0 | 0 | 0 | 0.055966 | 780.1444
[79 empty] | WLDFR | HFTD - Distribution - Tier 2 - 3QU CoRE ¦ 2QU LoRE | Red Flag Warning - Large Fires | 2023 | 0 | 0 | 0 | 0 | 5.475 | 0.71896 | 3.0715 | 1.6846 | 0 | 0.37599 | 0.37599 | 0.37599 | 4.0787e-05 |  | 0 | 0 | 0 | 0 | 1.5336e-05 | 1.5336e-05 | 0 | 1.5336e-05 | 1.5336e-05 | 0 | 1.5336e-05 | 1.5336e-05 | [40 empty] | All EPR in 2020WLDFRSafety | WLDFR | HFTD - Distribution - Tier 2 - 1QU CoRE ¦ 5QU LoRE | Seismic - Red Flag Warning - Catastrophic Fires | 2025 | Safety | 7467.8148 | 1628.5067 | 2025 | Control | 0.053 | 3 | 0 | esc | 0 | 0 | 0 | 0 | 0 | 0 | 0.055966 | 417.9453
[79 empty] | WLDFR | HFTD - Distribution - Tier 2 - 3QU CoRE ¦ 2QU LoRE | Red Flag Warning - Large Fires | 2024 | 0 | 0 | 0 | 0 | 5.475 | 0.71896 | 3.0715 | 1.6846 | 0 | 0 | 0.37599 | 0.37599 | 4.0787e-05 |  | 0 | 0 | 0 | 0 | 0 | 0 | 0 | 1.5336e-05 | 1.5336e-05 | 0 | 1.5336e-05 | 1.5336e-05 | [40 empty] | All EPR in 2020WLDFRElectric Reliability | WLDFR | HFTD - Distribution - Tier 2 - 2QU CoRE ¦ 1QU LoRE | Non-Red Flag Warning - Catastrophic Fires | 2021 | Electric Reliability | 222.2294 | 186.3964 | 2021 | Control | 0.1325 | 3 | 0 | esc | 0.15274 | 33.9428 | 0.15274 | 33.9428 | 0 | 0 | 0 | 0
[79 empty] | WLDFR | HFTD - Distribution - Tier 2 - 3QU CoRE ¦ 2QU LoRE | Red Flag Warning - Large Fires | 2025 | 0 | 0 | 0 | 0 | 5.475 | 0.71896 | 3.0715 | 1.6846 | 0 | 0 | 0 | 0.37599 | 4.0787e-05 |  | 0 | 0 | 0 | 0 | 0 | 0 | 0 | 0 | 0 | 0 | 1.5336e-05 | 1.5336e-05 | [40 empty] | All EPR in 2020WLDFRFinancial | WLDFR | HFTD - Distribution - Tier 2 - 2QU CoRE ¦ 1QU LoRE | Non-Red Flag Warning - Catastrophic Fires | 2021 | Financial | 8585.7228 | 186.3964 | 2021 | Control | 0.053 | 3 | 0 | esc | 0.055966 | 480.5104 | 0.055966 | 480.5104 | 0 | 0 | 0 | 0
[79 empty] | WLDFR | HFTD - Distribution - Tier 2 - 3QU CoRE ¦ 2QU LoRE | Red Flag Warning - Small Fires | 2020 | 0 | 0 | 0 | 0 | 0.077901 | 0.036425 | 0.0015809 | 0.039895 | 0.0078847 | 0 | 0 | 0 | 0.00073753 |  | 0 | 5.8152e-06 | 5.8152e-06 | 0 | 0 | 0 | 0 | 0 | 0 | 0 | 0 | 0 | [40 empty] | All EPR in 2020WLDFRSafety | WLDFR | HFTD - Distribution - Tier 2 - 2QU CoRE ¦ 1QU LoRE | Non-Red Flag Warning - Catastrophic Fires | 2021 | Safety | 5338.1784 | 186.3964 | 2021 | Control | 0.053 | 3 | 0 | esc | 0.055966 | 298.7576 | 0.055966 | 298.7576 | 0 | 0 | 0 | 0
[79 empty] | WLDFR | HFTD - Distribution - Tier 2 - 3QU CoRE ¦ 2QU LoRE | Red Flag Warning - Small Fires | 2021 | 0 | 0 | 0 | 0 | 0.077901 | 0.036425 | 0.0015809 | 0.039895 | 0.0078847 | 0.0078847 | 0 | 0 | 0.00073753 |  | 0 | 5.8152e-06 | 5.8152e-06 | 0 | 5.8152e-06 | 5.8152e-06 | 0 | 0 | 0 | 0 | 0 | 0 | [40 empty] | All EPR in 2020WLDFRElectric Reliability | WLDFR | HFTD - Distribution - Tier 2 - 2QU CoRE ¦ 1QU LoRE | Non-Red Flag Warning - Catastrophic Fires | 2022 | Electric Reliability | 222.2294 | 186.3964 | 2022 | Control | 0.1325 | 3 | 0 | esc | 0.15274 | 33.9428 | 0.15274 | 33.9428 | 0.15274 | 33.9428 | 0 | 0
[79 empty] | WLDFR | HFTD - Distribution - Tier 2 - 3QU CoRE ¦ 2QU LoRE | Red Flag Warning - Small Fires | 2022 | 0 | 0 | 0 | 0 | 0.077901 | 0.036425 | 0.0015809 | 0.039895 | 0.0078847 | 0.0078847 | 0.0078847 | 0 | 0.00073753 |  | 0 | 5.8152e-06 | 5.8152e-06 | 0 | 5.8152e-06 | 5.8152e-06 | 0 | 5.8152e-06 | 5.8152e-06 | 0 | 0 | 0 | [40 empty] | All EPR in 2020WLDFRFinancial | WLDFR | HFTD - Distribution - Tier 2 - 2QU CoRE ¦ 1QU LoRE | Non-Red Flag Warning - Catastrophic Fires | 2022 | Financial | 8585.7228 | 186.3964 | 2022 | Control | 0.053 | 3 | 0 | esc | 0.055966 | 480.5104 | 0.055966 | 480.5104 | 0.055966 | 480.5104 | 0 | 0
[79 empty] | WLDFR | HFTD - Distribution - Tier 2 - 3QU CoRE ¦ 2QU LoRE | Red Flag Warning - Small Fires | 2023 | 0 | 0 | 0 | 0 | 0.080408 | 0.03759 | 0.0016314 | 0.041187 | 0 | 0.0081378 | 0.0081378 | 0.0081378 | 0.00073753 |  | 0 | 0 | 0 | 0 | 6.0019e-06 | 6.0019e-06 | 0 | 6.0019e-06 | 6.0019e-06 | 0 | 6.0019e-06 | 6.0019e-06 | [40 empty] | All EPR in 2020WLDFRSafety | WLDFR | HFTD - Distribution - Tier 2 - 2QU CoRE ¦ 1QU LoRE | Non-Red Flag Warning - Catastrophic Fires | 2022 | Safety | 5338.1784 | 186.3964 | 2022 | Control | 0.053 | 3 | 0 | esc | 0.055966 | 298.7576 | 0.055966 | 298.7576 | 0.055966 | 298.7576 | 0 | 0
[79 empty] | WLDFR | HFTD - Distribution - Tier 2 - 3QU CoRE ¦ 2QU LoRE | Red Flag Warning - Small Fires | 2024 | 0 | 0 | 0 | 0 | 0.080408 | 0.03759 | 0.0016314 | 0.041187 | 0 | 0 | 0.0081378 | 0.0081378 | 0.00073753 |  | 0 | 0 | 0 | 0 | 0 | 0 | 0 | 6.0019e-06 | 6.0019e-06 | 0 | 6.0019e-06 | 6.0019e-06 | [40 empty] | All EPR in 2020WLDFRElectric Reliability | WLDFR | HFTD - Distribution - Tier 2 - 2QU CoRE ¦ 1QU LoRE | Non-Red Flag Warning - Catastrophic Fires | 2023 | Electric Reliability | 233.2301 | 186.3964 | 2023 | Control | 0.1325 | 3 | 0 | esc | 0 | 0 | 0.15274 | 35.623 | 0.15274 | 35.623 | 0.15274 | 35.623
[79 empty] | WLDFR | HFTD - Distribution - Tier 2 - 3QU CoRE ¦ 2QU LoRE | Red Flag Warning - Small Fires | 2025 | 0 | 0 | 0 | 0 | 0.080408 | 0.03759 | 0.0016314 | 0.041187 | 0 | 0 | 0 | 0.0081378 | 0.00073753 |  | 0 | 0 | 0 | 0 | 0 | 0 | 0 | 0 | 0 | 0 | 6.0019e-06 | 6.0019e-06 | [40 empty] | All EPR in 2020WLDFRFinancial | WLDFR | HFTD - Distribution - Tier 2 - 2QU CoRE ¦ 1QU LoRE | Non-Red Flag Warning - Catastrophic Fires | 2023 | Financial | 8896.516 | 186.3964 | 2023 | Control | 0.053 | 3 | 0 | esc | 0 | 0 | 0.055966 | 497.9043 | 0.055966 | 497.9043 | 0.055966 | 497.9043
[79 empty] | WLDFR | HFTD - Distribution - Tier 2 - 3QU CoRE ¦ 2QU LoRE | Seismic - Non-Red Flag Warning - Catastrophic Fires | 2020 | 0 | 0 | 0 | 0 | 21083.8428 | 409.2237 | 13469.0878 | 7205.5313 | 1219.584 | 0 | 0 | 0 | 2.1925e-10 |  | 0 | 2.6739e-07 | 2.6739e-07 | 0 | 0 | 0 | 0 | 0 | 0 | 0 | 0 | 0 | [40 empty] | All EPR in 2020WLDFRSafety | WLDFR | HFTD - Distribution - Tier 2 - 2QU CoRE ¦ 1QU LoRE | Non-Red Flag Warning - Catastrophic Fires | 2023 | Safety | 5534.8915 | 186.3964 | 2023 | Control | 0.053 | 3 | 0 | esc | 0 | 0 | 0.055966 | 309.7669 | 0.055966 | 309.7669 | 0.055966 | 309.7669
[79 empty] | WLDFR | HFTD - Distribution - Tier 2 - 3QU CoRE ¦ 2QU LoRE | Seismic - Non-Red Flag Warning - Catastrophic Fires | 2021 | 0 | 0 | 0 | 0 | 21083.8428 | 409.2237 | 13469.0878 | 7205.5313 | 1219.584 | 1219.584 | 0 | 0 | 2.1925e-10 |  | 0 | 2.6739e-07 | 2.6739e-07 | 0 | 2.6739e-07 | 2.6739e-07 | 0 | 0 | 0 | 0 | 0 | 0 | [40 empty] | All EPR in 2020WLDFRElectric Reliability | WLDFR | HFTD - Distribution - Tier 2 - 2QU CoRE ¦ 1QU LoRE | Non-Red Flag Warning - Catastrophic Fires | 2024 | Electric Reliability | 233.2301 | 186.3964 | 2024 | Control | 0.1325 | 3 | 0 | esc | 0 | 0 | 0 | 0 | 0.15274 | 35.623 | 0.15274 | 35.623
[79 empty] | WLDFR | HFTD - Distribution - Tier 2 - 3QU CoRE ¦ 2QU LoRE | Seismic - Non-Red Flag Warning - Catastrophic Fires | 2022 | 0 | 0 | 0 | 0 | 21083.8428 | 409.2237 | 13469.0878 | 7205.5313 | 1219.584 | 1219.584 | 1219.584 | 0 | 2.1925e-10 |  | 0 | 2.6739e-07 | 2.6739e-07 | 0 | 2.6739e-07 | 2.6739e-07 | 0 | 2.6739e-07 | 2.6739e-07 | 0 | 0 | 0 | [40 empty] | All EPR in 2020WLDFRFinancial | WLDFR | HFTD - Distribution - Tier 2 - 2QU CoRE ¦ 1QU LoRE | Non-Red Flag Warning - Catastrophic Fires | 2024 | Financial | 8896.516 | 186.3964 | 2024 | Control | 0.053 | 3 | 0 | esc | 0 | 0 | 0 | 0 | 0.055966 | 497.9043 | 0.055966 | 497.9043
[79 empty] | WLDFR | HFTD - Distribution - Tier 2 - 3QU CoRE ¦ 2QU LoRE | Seismic - Non-Red Flag Warning - Catastrophic Fires | 2023 | 0 | 0 | 0 | 0 | 21835.9781 | 428.6023 | 13939.561 | 7467.8148 | 0 | 1263.5534 | 1263.5534 | 1263.5534 | 2.1925e-10 |  | 0 | 0 | 0 | 0 | 2.7703e-07 | 2.7703e-07 | 0 | 2.7703e-07 | 2.7703e-07 | 0 | 2.7703e-07 | 2.7703e-07 | [40 empty] | All EPR in 2020WLDFRSafety | WLDFR | HFTD - Distribution - Tier 2 - 2QU CoRE ¦ 1QU LoRE | Non-Red Flag Warning - Catastrophic Fires | 2024 | Safety | 5534.8915 | 186.3964 | 2024 | Control | 0.053 | 3 | 0 | esc | 0 | 0 | 0 | 0 | 0.055966 | 309.7669 | 0.055966 | 309.7669
[79 empty] | WLDFR | HFTD - Distribution - Tier 2 - 3QU CoRE ¦ 2QU LoRE | Seismic - Non-Red Flag Warning - Catastrophic Fires | 2024 | 0 | 0 | 0 | 0 | 21835.9781 | 428.6023 | 13939.561 | 7467.8148 | 0 | 0 | 1263.5534 | 1263.5534 | 2.1925e-10 |  | 0 | 0 | 0 | 0 | 0 | 0 | 0 | 2.7703e-07 | 2.7703e-07 | 0 | 2.7703e-07 | 2.7703e-07 | [40 empty] | All EPR in 2020WLDFRElectric Reliability | WLDFR | HFTD - Distribution - Tier 2 - 2QU CoRE ¦ 1QU LoRE | Non-Red Flag Warning - Catastrophic Fires | 2025 | Electric Reliability | 233.2301 | 186.3964 | 2025 | Control | 0.1325 | 3 | 0 | esc | 0 | 0 | 0 | 0 | 0 | 0 | 0.15274 | 35.623
[79 empty] | WLDFR | HFTD - Distribution - Tier 2 - 3QU CoRE ¦ 2QU LoRE | Seismic - Non-Red Flag Warning - Catastrophic Fires | 2025 | 0 | 0 | 0 | 0 | 21835.9781 | 428.6023 | 13939.561 | 7467.8148 | 0 | 0 | 0 | 1263.5534 | 2.1925e-10 |  | 0 | 0 | 0 | 0 | 0 | 0 | 0 | 0 | 0 | 0 | 2.7703e-07 | 2.7703e-07 | [40 empty] | All EPR in 2020WLDFRFinancial | WLDFR | HFTD - Distribution - Tier 2 - 2QU CoRE ¦ 1QU LoRE | Non-Red Flag Warning - Catastrophic Fires | 2025 | Financial | 8896.516 | 186.3964 | 2025 | Control | 0.053 | 3 | 0 | esc | 0 | 0 | 0 | 0 | 0 | 0 | 0.055966 | 497.9043
[79 empty] | WLDFR | HFTD - Distribution - Tier 2 - 3QU CoRE ¦ 2QU LoRE | Seismic - Red Flag Warning - Catastrophic Fires | 2020 | 0 | 0 | 0 | 0 | 21083.8428 | 409.2237 | 13469.0878 | 7205.5313 | 1219.584 | 0 | 0 | 0 | 9.4559e-09 |  | 0 | 1.1532e-05 | 1.1532e-05 | 0 | 0 | 0 | 0 | 0 | 0 | 0 | 0 | 0 | [40 empty] | All EPR in 2020WLDFRSafety | WLDFR | HFTD - Distribution - Tier 2 - 2QU CoRE ¦ 1QU LoRE | Non-Red Flag Warning - Catastrophic Fires | 2025 | Safety | 5534.8915 | 186.3964 | 2025 | Control | 0.053 | 3 | 0 | esc | 0 | 0 | 0 | 0 | 0 | 0 | 0.055966 | 309.7669
[79 empty] | WLDFR | HFTD - Distribution - Tier 2 - 3QU CoRE ¦ 2QU LoRE | Seismic - Red Flag Warning - Catastrophic Fires | 2021 | 0 | 0 | 0 | 0 | 21083.8428 | 409.2237 | 13469.0878 | 7205.5313 | 1219.584 | 1219.584 | 0 | 0 | 9.4559e-09 |  | 0 | 1.1532e-05 | 1.1532e-05 | 0 | 1.1532e-05 | 1.1532e-05 | 0 | 0 | 0 | 0 | 0 | 0 | [40 empty] | All EPR in 2020WLDFRElectric Reliability | WLDFR | HFTD - Distribution - Tier 2 - 2QU CoRE ¦ 1QU LoRE | Non-Red Flag Warning - Destructive Fires | 2021 | Electric Reliability | 222.2294 | 186.3964 | 2021 | Control | 0.1325 | 3 | 0 | esc | 0.15274 | 33.9428 | 0.15274 | 33.9428 | 0 | 0 | 0 | 0
[79 empty] | WLDFR | HFTD - Distribution - Tier 2 - 3QU CoRE ¦ 2QU LoRE | Seismic - Red Flag Warning - Catastrophic Fires | 2022 | 0 | 0 | 0 | 0 | 21083.8428 | 409.2237 | 13469.0878 | 7205.5313 | 1219.584 | 1219.584 | 1219.584 | 0 | 9.4559e-09 |  | 0 | 1.1532e-05 | 1.1532e-05 | 0 | 1.1532e-05 | 1.1532e-05 | 0 | 1.1532e-05 | 1.1532e-05 | 0 | 0 | 0 | [40 empty] | All EPR in 2020WLDFRFinancial | WLDFR | HFTD - Distribution - Tier 2 - 2QU CoRE ¦ 1QU LoRE | Non-Red Flag Warning - Destructive Fires | 2021 | Financial | 8585.7228 | 186.3964 | 2021 | Control | 0.053 | 3 | 0 | esc | 0.055966 | 480.5104 | 0.055966 | 480.5104 | 0 | 0 | 0 | 0
[79 empty] | WLDFR | HFTD - Distribution - Tier 2 - 3QU CoRE ¦ 2QU LoRE | Seismic - Red Flag Warning - Catastrophic Fires | 2023 | 0 | 0 | 0 | 0 | 21835.9781 | 428.6023 | 13939.561 | 7467.8148 | 0 | 1263.5534 | 1263.5534 | 1263.5534 | 9.4559e-09 |  | 0 | 0 | 0 | 0 | 1.1948e-05 | 1.1948e-05 | 0 | 1.1948e-05 | 1.1948e-05 | 0 | 1.1948e-05 | 1.1948e-05 | [40 empty] | All EPR in 2020WLDFRElectric Reliability | WLDFR | HFTD - Distribution - Tier 2 - 2QU CoRE ¦ 1QU LoRE | Non-Red Flag Warning - Destructive Fires | 2022 | Electric Reliability | 222.2294 | 186.3964 | 2022 | Control | 0.1325 | 3 | 0 | esc | 0.15274 | 33.9428 | 0.15274 | 33.9428 | 0.15274 | 33.9428 | 0 | 0
[79 empty] | WLDFR | HFTD - Distribution - Tier 2 - 3QU CoRE ¦ 2QU LoRE | Seismic - Red Flag Warning - Catastrophic Fires | 2024 | 0 | 0 | 0 | 0 | 21835.9781 | 428.6023 | 13939.561 | 7467.8148 | 0 | 0 | 1263.5534 | 1263.5534 | 9.4559e-09 |  | 0 | 0 | 0 | 0 | 0 | 0 | 0 | 1.1948e-05 | 1.1948e-05 | 0 | 1.1948e-05 | 1.1948e-05 | [40 empty] | All EPR in 2020WLDFRFinancial | WLDFR | HFTD - Distribution - Tier 2 - 2QU CoRE ¦ 1QU LoRE | Non-Red Flag Warning - Destructive Fires | 2022 | Financial | 8585.7228 | 186.3964 | 2022 | Control | 0.053 | 3 | 0 | esc | 0.055966 | 480.5104 | 0.055966 | 480.5104 | 0.055966 | 480.5104 | 0 | 0
[79 empty] | WLDFR | HFTD - Distribution - Tier 2 - 3QU CoRE ¦ 2QU LoRE | Seismic - Red Flag Warning - Catastrophic Fires | 2025 | 0 | 0 | 0 | 0 | 21835.9781 | 428.6023 | 13939.561 | 7467.8148 | 0 | 0 | 0 | 1263.5534 | 9.4559e-09 |  | 0 | 0 | 0 | 0 | 0 | 0 | 0 | 0 | 0 | 0 | 1.1948e-05 | 1.1948e-05 | [40 empty] | All EPR in 2020WLDFRElectric Reliability | WLDFR | HFTD - Distribution - Tier 2 - 2QU CoRE ¦ 1QU LoRE | Non-Red Flag Warning - Destructive Fires | 2023 | Electric Reliability | 233.2301 | 186.3964 | 2023 | Control | 0.1325 | 3 | 0 | esc | 0 | 0 | 0.15274 | 35.623 | 0.15274 | 35.623 | 0.15274 | 35.623
[79 empty] | WLDFR | HFTD - Distribution - Tier 2 - 3QU CoRE ¦ 3QU LoRE | Non-Red Flag Warning - Catastrophic Fires | 2020 | 0 | 0 | 0 | 0 | 14146.1306 | 222.2294 | 8585.7228 | 5338.1784 | 813.2108 | 0 | 0 | 0 | 1.8349e-06 |  | 0 | 0.0014921 | 0.0014921 | 0 | 0 | 0 | 0 | 0 | 0 | 0 | 0 | 0 | [40 empty] | All EPR in 2020WLDFRFinancial | WLDFR | HFTD - Distribution - Tier 2 - 2QU CoRE ¦ 1QU LoRE | Non-Red Flag Warning - Destructive Fires | 2023 | Financial | 8896.516 | 186.3964 | 2023 | Control | 0.053 | 3 | 0 | esc | 0 | 0 | 0.055966 | 497.9043 | 0.055966 | 497.9043 | 0.055966 | 497.9043
[79 empty] | WLDFR | HFTD - Distribution - Tier 2 - 3QU CoRE ¦ 3QU LoRE | Non-Red Flag Warning - Catastrophic Fires | 2021 | 0 | 0 | 0 | 0 | 14146.1306 | 222.2294 | 8585.7228 | 5338.1784 | 813.2108 | 813.2108 | 0 | 0 | 1.8349e-06 |  | 0 | 0.0014921 | 0.0014921 | 0 | 0.0014921 | 0.0014921 | 0 | 0 | 0 | 0 | 0 | 0 | [40 empty] | All EPR in 2020WLDFRElectric Reliability | WLDFR | HFTD - Distribution - Tier 2 - 2QU CoRE ¦ 1QU LoRE | Non-Red Flag Warning - Destructive Fires | 2024 | Electric Reliability | 233.2301 | 186.3964 | 2024 | Control | 0.1325 | 3 | 0 | esc | 0 | 0 | 0 | 0 | 0.15274 | 35.623 | 0.15274 | 35.623
[79 empty] | WLDFR | HFTD - Distribution - Tier 2 - 3QU CoRE ¦ 3QU LoRE | Non-Red Flag Warning - Catastrophic Fires | 2022 | 0 | 0 | 0 | 0 | 14146.1306 | 222.2294 | 8585.7228 | 5338.1784 | 813.2108 | 813.2108 | 813.2108 | 0 | 1.8349e-06 |  | 0 | 0.0014921 | 0.0014921 | 0 | 0.0014921 | 0.0014921 | 0 | 0.0014921 | 0.0014921 | 0 | 0 | 0 | [40 empty] | All EPR in 2020WLDFRFinancial | WLDFR | HFTD - Distribution - Tier 2 - 2QU CoRE ¦ 1QU LoRE | Non-Red Flag Warning - Destructive Fires | 2024 | Financial | 8896.516 | 186.3964 | 2024 | Control | 0.053 | 3 | 0 | esc | 0 | 0 | 0 | 0 | 0.055966 | 497.9043 | 0.055966 | 497.9043
[79 empty] | WLDFR | HFTD - Distribution - Tier 2 - 3QU CoRE ¦ 3QU LoRE | Non-Red Flag Warning - Catastrophic Fires | 2023 | 0 | 0 | 0 | 0 | 14664.6376 | 233.2301 | 8896.516 | 5534.8915 | 0 | 843.2942 | 843.2942 | 843.2942 | 1.8349e-06 |  | 0 | 0 | 0 | 0 | 0.0015473 | 0.0015473 | 0 | 0.0015473 | 0.0015473 | 0 | 0.0015473 | 0.0015473 | [40 empty] | All EPR in 2020WLDFRElectric Reliability | WLDFR | HFTD - Distribution - Tier 2 - 2QU CoRE ¦ 1QU LoRE | Non-Red Flag Warning - Destructive Fires | 2025 | Electric Reliability | 233.2301 | 186.3964 | 2025 | Control | 0.1325 | 3 | 0 | esc | 0 | 0 | 0 | 0 | 0 | 0 | 0.15274 | 35.623
[79 empty] | WLDFR | HFTD - Distribution - Tier 2 - 3QU CoRE ¦ 3QU LoRE | Non-Red Flag Warning - Catastrophic Fires | 2024 | 0 | 0 | 0 | 0 | 14664.6376 | 233.2301 | 8896.516 | 5534.8915 | 0 | 0 | 843.2942 | 843.2942 | 1.8349e-06 |  | 0 | 0 | 0 | 0 | 0 | 0 | 0 | 0.0015473 | 0.0015473 | 0 | 0.0015473 | 0.0015473 | [40 empty] | All EPR in 2020WLDFRFinancial | WLDFR | HFTD - Distribution - Tier 2 - 2QU CoRE ¦ 1QU LoRE | Non-Red Flag Warning - Destructive Fires | 2025 | Financial | 8896.516 | 186.3964 | 2025 | Control | 0.053 | 3 | 0 | esc | 0 | 0 | 0 | 0 | 0 | 0 | 0.055966 | 497.9043
[79 empty] | WLDFR | HFTD - Distribution - Tier 2 - 3QU CoRE ¦ 3QU LoRE | Non-Red Flag Warning - Catastrophic Fires | 2025 | 0 | 0 | 0 | 0 | 14664.6376 | 233.2301 | 8896.516 | 5534.8915 | 0 | 0 | 0 | 843.2942 | 1.8349e-06 |  | 0 | 0 | 0 | 0 | 0 | 0 | 0 | 0 | 0 | 0 | 0.0015473 | 0.0015473 | [40 empty] | All EPR in 2020WLDFRElectric Reliability | WLDFR | HFTD - Distribution - Tier 2 - 2QU CoRE ¦ 1QU LoRE | Non-Red Flag Warning - Large Fires | 2021 | Electric Reliability | 0.69642 | 186.3964 | 2021 | Control | 0.1325 | 3 | 0 | esc | 0.15274 | 0.10637 | 0.15274 | 0.10637 | 0 | 0 | 0 | 0
[79 empty] | WLDFR | HFTD - Distribution - Tier 2 - 3QU CoRE ¦ 3QU LoRE | Non-Red Flag Warning - Destructive Fires | 2020 | 0 | 0 | 0 | 0 | 8807.9522 | 222.2294 | 8585.7228 | 0 | 514.4532 | 0 | 0 | 0 | 1.8447e-06 |  | 0 | 0.000949 | 0.000949 | 0 | 0 | 0 | 0 | 0 | 0 | 0 | 0 | 0 | [40 empty] | All EPR in 2020WLDFRFinancial | WLDFR | HFTD - Distribution - Tier 2 - 2QU CoRE ¦ 1QU LoRE | Non-Red Flag Warning - Large Fires | 2021 | Financial | 2.942 | 186.3964 | 2021 | Control | 0.053 | 3 | 0 | esc | 0.055966 | 0.16465 | 0.055966 | 0.16465 | 0 | 0 | 0 | 0
[79 empty] | WLDFR | HFTD - Distribution - Tier 2 - 3QU CoRE ¦ 3QU LoRE | Non-Red Flag Warning - Destructive Fires | 2021 | 0 | 0 | 0 | 0 | 8807.9522 | 222.2294 | 8585.7228 | 0 | 514.4532 | 514.4532 | 0 | 0 | 1.8447e-06 |  | 0 | 0.000949 | 0.000949 | 0 | 0.000949 | 0.000949 | 0 | 0 | 0 | 0 | 0 | 0 | [40 empty] | All EPR in 2020WLDFRSafety | WLDFR | HFTD - Distribution - Tier 2 - 2QU CoRE ¦ 1QU LoRE | Non-Red Flag Warning - Large Fires | 2021 | Safety | 1.6022 | 186.3964 | 2021 | Control | 0.053 | 3 | 0 | esc | 0.055966 | 0.089668 | 0.055966 | 0.089668 | 0 | 0 | 0 | 0
[79 empty] | WLDFR | HFTD - Distribution - Tier 2 - 3QU CoRE ¦ 3QU LoRE | Non-Red Flag Warning - Destructive Fires | 2022 | 0 | 0 | 0 | 0 | 8807.9522 | 222.2294 | 8585.7228 | 0 | 514.4532 | 514.4532 | 514.4532 | 0 | 1.8447e-06 |  | 0 | 0.000949 | 0.000949 | 0 | 0.000949 | 0.000949 | 0 | 0.000949 | 0.000949 | 0 | 0 | 0 | [40 empty] | All EPR in 2020WLDFRElectric Reliability | WLDFR | HFTD - Distribution - Tier 2 - 2QU CoRE ¦ 1QU LoRE | Non-Red Flag Warning - Large Fires | 2022 | Electric Reliability | 0.69642 | 186.3964 | 2022 | Control | 0.1325 | 3 | 0 | esc | 0.15274 | 0.10637 | 0.15274 | 0.10637 | 0.15274 | 0.10637 | 0 | 0
[79 empty] | WLDFR | HFTD - Distribution - Tier 2 - 3QU CoRE ¦ 3QU LoRE | Non-Red Flag Warning - Destructive Fires | 2023 | 0 | 0 | 0 | 0 | 9129.7461 | 233.2301 | 8896.516 | 0 | 0 | 533.5273 | 533.5273 | 533.5273 | 1.8447e-06 |  | 0 | 0 | 0 | 0 | 0.00098418 | 0.00098418 | 0 | 0.00098418 | 0.00098418 | 0 | 0.00098418 | 0.00098418 | [40 empty] | All EPR in 2020WLDFRFinancial | WLDFR | HFTD - Distribution - Tier 2 - 2QU CoRE ¦ 1QU LoRE | Non-Red Flag Warning - Large Fires | 2022 | Financial | 2.942 | 186.3964 | 2022 | Control | 0.053 | 3 | 0 | esc | 0.055966 | 0.16465 | 0.055966 | 0.16465 | 0.055966 | 0.16465 | 0 | 0
[79 empty] | WLDFR | HFTD - Distribution - Tier 2 - 3QU CoRE ¦ 3QU LoRE | Non-Red Flag Warning - Destructive Fires | 2024 | 0 | 0 | 0 | 0 | 9129.7461 | 233.2301 | 8896.516 | 0 | 0 | 0 | 533.5273 | 533.5273 | 1.8447e-06 |  | 0 | 0 | 0 | 0 | 0 | 0 | 0 | 0.00098418 | 0.00098418 | 0 | 0.00098418 | 0.00098418 | [40 empty] | All EPR in 2020WLDFRSafety | WLDFR | HFTD - Distribution - Tier 2 - 2QU CoRE ¦ 1QU LoRE | Non-Red Flag Warning - Large Fires | 2022 | Safety | 1.6022 | 186.3964 | 2022 | Control | 0.053 | 3 | 0 | esc | 0.055966 | 0.089668 | 0.055966 | 0.089668 | 0.055966 | 0.089668 | 0 | 0
[79 empty] | WLDFR | HFTD - Distribution - Tier 2 - 3QU CoRE ¦ 3QU LoRE | Non-Red Flag Warning - Destructive Fires | 2025 | 0 | 0 | 0 | 0 | 9129.7461 | 233.2301 | 8896.516 | 0 | 0 | 0 | 0 | 533.5273 | 1.8447e-06 |  | 0 | 0 | 0 | 0 | 0 | 0 | 0 | 0 | 0 | 0 | 0.00098418 | 0.00098418 | [40 empty] | All EPR in 2020WLDFRElectric Reliability | WLDFR | HFTD - Distribution - Tier 2 - 2QU CoRE ¦ 1QU LoRE | Non-Red Flag Warning - Large Fires | 2023 | Electric Reliability | 0.71896 | 186.3964 | 2023 | Control | 0.1325 | 3 | 0 | esc | 0 | 0 | 0.15274 | 0.10981 | 0.15274 | 0.10981 | 0.15274 | 0.10981
[79 empty] | WLDFR | HFTD - Distribution - Tier 2 - 3QU CoRE ¦ 3QU LoRE | Non-Red Flag Warning - Large Fires | 2020 | 0 | 0 | 0 | 0 | 5.2406 | 0.69642 | 2.942 | 1.6022 | 0.36069 | 0 | 0 | 0 | 2.5156e-05 |  | 0 | 9.0736e-06 | 9.0736e-06 | 0 | 0 | 0 | 0 | 0 | 0 | 0 | 0 | 0 | [40 empty] | All EPR in 2020WLDFRFinancial | WLDFR | HFTD - Distribution - Tier 2 - 2QU CoRE ¦ 1QU LoRE | Non-Red Flag Warning - Large Fires | 2023 | Financial | 3.0715 | 186.3964 | 2023 | Control | 0.053 | 3 | 0 | esc | 0 | 0 | 0.055966 | 0.1719 | 0.055966 | 0.1719 | 0.055966 | 0.1719
[79 empty] | WLDFR | HFTD - Distribution - Tier 2 - 3QU CoRE ¦ 3QU LoRE | Non-Red Flag Warning - Large Fires | 2021 | 0 | 0 | 0 | 0 | 5.2406 | 0.69642 | 2.942 | 1.6022 | 0.36069 | 0.36069 | 0 | 0 | 2.5156e-05 |  | 0 | 9.0736e-06 | 9.0736e-06 | 0 | 9.0736e-06 | 9.0736e-06 | 0 | 0 | 0 | 0 | 0 | 0 | [40 empty] | All EPR in 2020WLDFRSafety | WLDFR | HFTD - Distribution - Tier 2 - 2QU CoRE ¦ 1QU LoRE | Non-Red Flag Warning - Large Fires | 2023 | Safety | 1.6846 | 186.3964 | 2023 | Control | 0.053 | 3 | 0 | esc | 0 | 0 | 0.055966 | 0.094279 | 0.055966 | 0.094279 | 0.055966 | 0.094279
[79 empty] | WLDFR | HFTD - Distribution - Tier 2 - 3QU CoRE ¦ 3QU LoRE | Non-Red Flag Warning - Large Fires | 2022 | 0 | 0 | 0 | 0 | 5.2406 | 0.69642 | 2.942 | 1.6022 | 0.36069 | 0.36069 | 0.36069 | 0 | 2.5156e-05 |  | 0 | 9.0736e-06 | 9.0736e-06 | 0 | 9.0736e-06 | 9.0736e-06 | 0 | 9.0736e-06 | 9.0736e-06 | 0 | 0 | 0 | [40 empty] | All EPR in 2020WLDFRElectric Reliability | WLDFR | HFTD - Distribution - Tier 2 - 2QU CoRE ¦ 1QU LoRE | Non-Red Flag Warning - Large Fires | 2024 | Electric Reliability | 0.71896 | 186.3964 | 2024 | Control | 0.1325 | 3 | 0 | esc | 0 | 0 | 0 | 0 | 0.15274 | 0.10981 | 0.15274 | 0.10981
[79 empty] | WLDFR | HFTD - Distribution - Tier 2 - 3QU CoRE ¦ 3QU LoRE | Non-Red Flag Warning - Large Fires | 2023 | 0 | 0 | 0 | 0 | 5.475 | 0.71896 | 3.0715 | 1.6846 | 0 | 0.37599 | 0.37599 | 0.37599 | 2.5156e-05 |  | 0 | 0 | 0 | 0 | 9.4586e-06 | 9.4586e-06 | 0 | 9.4586e-06 | 9.4586e-06 | 0 | 9.4586e-06 | 9.4586e-06 | [40 empty] | All EPR in 2020WLDFRFinancial | WLDFR | HFTD - Distribution - Tier 2 - 2QU CoRE ¦ 1QU LoRE | Non-Red Flag Warning - Large Fires | 2024 | Financial | 3.0715 | 186.3964 | 2024 | Control | 0.053 | 3 | 0 | esc | 0 | 0 | 0 | 0 | 0.055966 | 0.1719 | 0.055966 | 0.1719
[79 empty] | WLDFR | HFTD - Distribution - Tier 2 - 3QU CoRE ¦ 3QU LoRE | Non-Red Flag Warning - Large Fires | 2024 | 0 | 0 | 0 | 0 | 5.475 | 0.71896 | 3.0715 | 1.6846 | 0 | 0 | 0.37599 | 0.37599 | 2.5156e-05 |  | 0 | 0 | 0 | 0 | 0 | 0 | 0 | 9.4586e-06 | 9.4586e-06 | 0 | 9.4586e-06 | 9.4586e-06 | [40 empty] | All EPR in 2020WLDFRSafety | WLDFR | HFTD - Distribution - Tier 2 - 2QU CoRE ¦ 1QU LoRE | Non-Red Flag Warning - Large Fires | 2024 | Safety | 1.6846 | 186.3964 | 2024 | Control | 0.053 | 3 | 0 | esc | 0 | 0 | 0 | 0 | 0.055966 | 0.094279 | 0.055966 | 0.094279
[79 empty] | WLDFR | HFTD - Distribution - Tier 2 - 3QU CoRE ¦ 3QU LoRE | Non-Red Flag Warning - Large Fires | 2025 | 0 | 0 | 0 | 0 | 5.475 | 0.71896 | 3.0715 | 1.6846 | 0 | 0 | 0 | 0.37599 | 2.5156e-05 |  | 0 | 0 | 0 | 0 | 0 | 0 | 0 | 0 | 0 | 0 | 9.4586e-06 | 9.4586e-06 | [40 empty] | All EPR in 2020WLDFRElectric Reliability | WLDFR | HFTD - Distribution - Tier 2 - 2QU CoRE ¦ 1QU LoRE | Non-Red Flag Warning - Large Fires | 2025 | Electric Reliability | 0.71896 | 186.3964 | 2025 | Control | 0.1325 | 3 | 0 | esc | 0 | 0 | 0 | 0 | 0 | 0 | 0.15274 | 0.10981
[79 empty] | WLDFR | HFTD - Distribution - Tier 2 - 3QU CoRE ¦ 3QU LoRE | Non-Red Flag Warning - Small Fires | 2020 | 0 | 0 | 0 | 0 | 0.077901 | 0.036425 | 0.0015809 | 0.039895 | 0.0078847 | 0 | 0 | 0 | 0.0045059 |  | 0 | 3.5527e-05 | 3.5527e-05 | 0 | 0 | 0 | 0 | 0 | 0 | 0 | 0 | 0 | [40 empty] | All EPR in 2020WLDFRFinancial | WLDFR | HFTD - Distribution - Tier 2 - 2QU CoRE ¦ 1QU LoRE | Non-Red Flag Warning - Large Fires | 2025 | Financial | 3.0715 | 186.3964 | 2025 | Control | 0.053 | 3 | 0 | esc | 0 | 0 | 0 | 0 | 0 | 0 | 0.055966 | 0.1719
[79 empty] | WLDFR | HFTD - Distribution - Tier 2 - 3QU CoRE ¦ 3QU LoRE | Non-Red Flag Warning - Small Fires | 2021 | 0 | 0 | 0 | 0 | 0.077901 | 0.036425 | 0.0015809 | 0.039895 | 0.0078847 | 0.0078847 | 0 | 0 | 0.0045059 |  | 0 | 3.5527e-05 | 3.5527e-05 | 0 | 3.5527e-05 | 3.5527e-05 | 0 | 0 | 0 | 0 | 0 | 0 | [40 empty] | All EPR in 2020WLDFRSafety | WLDFR | HFTD - Distribution - Tier 2 - 2QU CoRE ¦ 1QU LoRE | Non-Red Flag Warning - Large Fires | 2025 | Safety | 1.6846 | 186.3964 | 2025 | Control | 0.053 | 3 | 0 | esc | 0 | 0 | 0 | 0 | 0 | 0 | 0.055966 | 0.094279
[79 empty] | WLDFR | HFTD - Distribution - Tier 2 - 3QU CoRE ¦ 3QU LoRE | Non-Red Flag Warning - Small Fires | 2022 | 0 | 0 | 0 | 0 | 0.077901 | 0.036425 | 0.0015809 | 0.039895 | 0.0078847 | 0.0078847 | 0.0078847 | 0 | 0.0045059 |  | 0 | 3.5527e-05 | 3.5527e-05 | 0 | 3.5527e-05 | 3.5527e-05 | 0 | 3.5527e-05 | 3.5527e-05 | 0 | 0 | 0 | [40 empty] | All EPR in 2020WLDFRElectric Reliability | WLDFR | HFTD - Distribution - Tier 2 - 2QU CoRE ¦ 1QU LoRE | Non-Red Flag Warning - Small Fires | 2021 | Electric Reliability | 0.036425 | 186.3964 | 2021 | Control | 0.1325 | 3 | 0 | esc | 0.15274 | 0.0055635 | 0.15274 | 0.0055635 | 0 | 0 | 0 | 0
[79 empty] | WLDFR | HFTD - Distribution - Tier 2 - 3QU CoRE ¦ 3QU LoRE | Non-Red Flag Warning - Small Fires | 2023 | 0 | 0 | 0 | 0 | 0.080408 | 0.03759 | 0.0016314 | 0.041187 | 0 | 0.0081378 | 0.0081378 | 0.0081378 | 0.0045059 |  | 0 | 0 | 0 | 0 | 3.6668e-05 | 3.6668e-05 | 0 | 3.6668e-05 | 3.6668e-05 | 0 | 3.6668e-05 | 3.6668e-05 | [40 empty] | All EPR in 2020WLDFRFinancial | WLDFR | HFTD - Distribution - Tier 2 - 2QU CoRE ¦ 1QU LoRE | Non-Red Flag Warning - Small Fires | 2021 | Financial | 0.0015809 | 186.3964 | 2021 | Control | 0.053 | 3 | 0 | esc | 0.055966 | 8.8475e-05 | 0.055966 | 8.8475e-05 | 0 | 0 | 0 | 0
[79 empty] | WLDFR | HFTD - Distribution - Tier 2 - 3QU CoRE ¦ 3QU LoRE | Non-Red Flag Warning - Small Fires | 2024 | 0 | 0 | 0 | 0 | 0.080408 | 0.03759 | 0.0016314 | 0.041187 | 0 | 0 | 0.0081378 | 0.0081378 | 0.0045059 |  | 0 | 0 | 0 | 0 | 0 | 0 | 0 | 3.6668e-05 | 3.6668e-05 | 0 | 3.6668e-05 | 3.6668e-05 | [40 empty] | All EPR in 2020WLDFRSafety | WLDFR | HFTD - Distribution - Tier 2 - 2QU CoRE ¦ 1QU LoRE | Non-Red Flag Warning - Small Fires | 2021 | Safety | 0.039895 | 186.3964 | 2021 | Control | 0.053 | 3 | 0 | esc | 0.055966 | 0.0022328 | 0.055966 | 0.0022328 | 0 | 0 | 0 | 0
[79 empty] | WLDFR | HFTD - Distribution - Tier 2 - 3QU CoRE ¦ 3QU LoRE | Non-Red Flag Warning - Small Fires | 2025 | 0 | 0 | 0 | 0 | 0.080408 | 0.03759 | 0.0016314 | 0.041187 | 0 | 0 | 0 | 0.0081378 | 0.0045059 |  | 0 | 0 | 0 | 0 | 0 | 0 | 0 | 0 | 0 | 0 | 3.6668e-05 | 3.6668e-05 | [40 empty] | All EPR in 2020WLDFRElectric Reliability | WLDFR | HFTD - Distribution - Tier 2 - 2QU CoRE ¦ 1QU LoRE | Non-Red Flag Warning - Small Fires | 2022 | Electric Reliability | 0.036425 | 186.3964 | 2022 | Control | 0.1325 | 3 | 0 | esc | 0.15274 | 0.0055635 | 0.15274 | 0.0055635 | 0.15274 | 0.0055635 | 0 | 0
[79 empty] | WLDFR | HFTD - Distribution - Tier 2 - 3QU CoRE ¦ 3QU LoRE | Red Flag Warning - Catastrophic Fires | 2020 | 0 | 0 | 0 | 0 | 14146.1306 | 222.2294 | 8585.7228 | 5338.1784 | 813.2108 | 0 | 0 | 0 | 2.9856e-05 |  | 0 | 0.024279 | 0.024279 | 0 | 0 | 0 | 0 | 0 | 0 | 0 | 0 | 0 | [40 empty] | All EPR in 2020WLDFRFinancial | WLDFR | HFTD - Distribution - Tier 2 - 2QU CoRE ¦ 1QU LoRE | Non-Red Flag Warning - Small Fires | 2022 | Financial | 0.0015809 | 186.3964 | 2022 | Control | 0.053 | 3 | 0 | esc | 0.055966 | 8.8475e-05 | 0.055966 | 8.8475e-05 | 0.055966 | 8.8475e-05 | 0 | 0
[79 empty] | WLDFR | HFTD - Distribution - Tier 2 - 3QU CoRE ¦ 3QU LoRE | Red Flag Warning - Catastrophic Fires | 2021 | 0 | 0 | 0 | 0 | 14146.1306 | 222.2294 | 8585.7228 | 5338.1784 | 813.2108 | 813.2108 | 0 | 0 | 2.9856e-05 |  | 0 | 0.024279 | 0.024279 | 0 | 0.024279 | 0.024279 | 0 | 0 | 0 | 0 | 0 | 0 | [40 empty] | All EPR in 2020WLDFRSafety | WLDFR | HFTD - Distribution - Tier 2 - 2QU CoRE ¦ 1QU LoRE | Non-Red Flag Warning - Small Fires | 2022 | Safety | 0.039895 | 186.3964 | 2022 | Control | 0.053 | 3 | 0 | esc | 0.055966 | 0.0022328 | 0.055966 | 0.0022328 | 0.055966 | 0.0022328 | 0 | 0
[79 empty] | WLDFR | HFTD - Distribution - Tier 2 - 3QU CoRE ¦ 3QU LoRE | Red Flag Warning - Catastrophic Fires | 2022 | 0 | 0 | 0 | 0 | 14146.1306 | 222.2294 | 8585.7228 | 5338.1784 | 813.2108 | 813.2108 | 813.2108 | 0 | 2.9856e-05 |  | 0 | 0.024279 | 0.024279 | 0 | 0.024279 | 0.024279 | 0 | 0.024279 | 0.024279 | 0 | 0 | 0 | [40 empty] | All EPR in 2020WLDFRElectric Reliability | WLDFR | HFTD - Distribution - Tier 2 - 2QU CoRE ¦ 1QU LoRE | Non-Red Flag Warning - Small Fires | 2023 | Electric Reliability | 0.03759 | 186.3964 | 2023 | Control | 0.1325 | 3 | 0 | esc | 0 | 0 | 0.15274 | 0.0057414 | 0.15274 | 0.0057414 | 0.15274 | 0.0057414
[79 empty] | WLDFR | HFTD - Distribution - Tier 2 - 3QU CoRE ¦ 3QU LoRE | Red Flag Warning - Catastrophic Fires | 2023 | 0 | 0 | 0 | 0 | 14664.6376 | 233.2301 | 8896.516 | 5534.8915 | 0 | 843.2942 | 843.2942 | 843.2942 | 2.9856e-05 |  | 0 | 0 | 0 | 0 | 0.025177 | 0.025177 | 0 | 0.025177 | 0.025177 | 0 | 0.025177 | 0.025177 | [40 empty] | All EPR in 2020WLDFRFinancial | WLDFR | HFTD - Distribution - Tier 2 - 2QU CoRE ¦ 1QU LoRE | Non-Red Flag Warning - Small Fires | 2023 | Financial | 0.0016314 | 186.3964 | 2023 | Control | 0.053 | 3 | 0 | esc | 0 | 0 | 0.055966 | 9.1305e-05 | 0.055966 | 9.1305e-05 | 0.055966 | 9.1305e-05
[79 empty] | WLDFR | HFTD - Distribution - Tier 2 - 3QU CoRE ¦ 3QU LoRE | Red Flag Warning - Catastrophic Fires | 2024 | 0 | 0 | 0 | 0 | 14664.6376 | 233.2301 | 8896.516 | 5534.8915 | 0 | 0 | 843.2942 | 843.2942 | 2.9856e-05 |  | 0 | 0 | 0 | 0 | 0 | 0 | 0 | 0.025177 | 0.025177 | 0 | 0.025177 | 0.025177 | [40 empty] | All EPR in 2020WLDFRSafety | WLDFR | HFTD - Distribution - Tier 2 - 2QU CoRE ¦ 1QU LoRE | Non-Red Flag Warning - Small Fires | 2023 | Safety | 0.041187 | 186.3964 | 2023 | Control | 0.053 | 3 | 0 | esc | 0 | 0 | 0.055966 | 0.0023051 | 0.055966 | 0.0023051 | 0.055966 | 0.0023051
[79 empty] | WLDFR | HFTD - Distribution - Tier 2 - 3QU CoRE ¦ 3QU LoRE | Red Flag Warning - Catastrophic Fires | 2025 | 0 | 0 | 0 | 0 | 14664.6376 | 233.2301 | 8896.516 | 5534.8915 | 0 | 0 | 0 | 843.2942 | 2.9856e-05 |  | 0 | 0 | 0 | 0 | 0 | 0 | 0 | 0 | 0 | 0 | 0.025177 | 0.025177 | [40 empty] | All EPR in 2020WLDFRElectric Reliability | WLDFR | HFTD - Distribution - Tier 2 - 2QU CoRE ¦ 1QU LoRE | Non-Red Flag Warning - Small Fires | 2024 | Electric Reliability | 0.03759 | 186.3964 | 2024 | Control | 0.1325 | 3 | 0 | esc | 0 | 0 | 0 | 0 | 0.15274 | 0.0057414 | 0.15274 | 0.0057414
[79 empty] | WLDFR | HFTD - Distribution - Tier 2 - 3QU CoRE ¦ 3QU LoRE | Red Flag Warning - Destructive Fires | 2020 | 0 | 0 | 0 | 0 | 8807.9522 | 222.2294 | 8585.7228 | 0 | 514.4532 | 0 | 0 | 0 | 4.3242e-06 |  | 0 | 0.0022246 | 0.0022246 | 0 | 0 | 0 | 0 | 0 | 0 | 0 | 0 | 0 | [40 empty] | All EPR in 2020WLDFRFinancial | WLDFR | HFTD - Distribution - Tier 2 - 2QU CoRE ¦ 1QU LoRE | Non-Red Flag Warning - Small Fires | 2024 | Financial | 0.0016314 | 186.3964 | 2024 | Control | 0.053 | 3 | 0 | esc | 0 | 0 | 0 | 0 | 0.055966 | 9.1305e-05 | 0.055966 | 9.1305e-05
[79 empty] | WLDFR | HFTD - Distribution - Tier 2 - 3QU CoRE ¦ 3QU LoRE | Red Flag Warning - Destructive Fires | 2021 | 0 | 0 | 0 | 0 | 8807.9522 | 222.2294 | 8585.7228 | 0 | 514.4532 | 514.4532 | 0 | 0 | 4.3242e-06 |  | 0 | 0.0022246 | 0.0022246 | 0 | 0.0022246 | 0.0022246 | 0 | 0 | 0 | 0 | 0 | 0 | [40 empty] | All EPR in 2020WLDFRSafety | WLDFR | HFTD - Distribution - Tier 2 - 2QU CoRE ¦ 1QU LoRE | Non-Red Flag Warning - Small Fires | 2024 | Safety | 0.041187 | 186.3964 | 2024 | Control | 0.053 | 3 | 0 | esc | 0 | 0 | 0 | 0 | 0.055966 | 0.0023051 | 0.055966 | 0.0023051
[79 empty] | WLDFR | HFTD - Distribution - Tier 2 - 3QU CoRE ¦ 3QU LoRE | Red Flag Warning - Destructive Fires | 2022 | 0 | 0 | 0 | 0 | 8807.9522 | 222.2294 | 8585.7228 | 0 | 514.4532 | 514.4532 | 514.4532 | 0 | 4.3242e-06 |  | 0 | 0.0022246 | 0.0022246 | 0 | 0.0022246 | 0.0022246 | 0 | 0.0022246 | 0.0022246 | 0 | 0 | 0 | [40 empty] | All EPR in 2020WLDFRElectric Reliability | WLDFR | HFTD - Distribution - Tier 2 - 2QU CoRE ¦ 1QU LoRE | Non-Red Flag Warning - Small Fires | 2025 | Electric Reliability | 0.03759 | 186.3964 | 2025 | Control | 0.1325 | 3 | 0 | esc | 0 | 0 | 0 | 0 | 0 | 0 | 0.15274 | 0.0057414
[79 empty] | WLDFR | HFTD - Distribution - Tier 2 - 3QU CoRE ¦ 3QU LoRE | Red Flag Warning - Destructive Fires | 2023 | 0 | 0 | 0 | 0 | 9129.7461 | 233.2301 | 8896.516 | 0 | 0 | 533.5273 | 533.5273 | 533.5273 | 4.3242e-06 |  | 0 | 0 | 0 | 0 | 0.0023071 | 0.0023071 | 0 | 0.0023071 | 0.0023071 | 0 | 0.0023071 | 0.0023071 | [40 empty] | All EPR in 2020WLDFRFinancial | WLDFR | HFTD - Distribution - Tier 2 - 2QU CoRE ¦ 1QU LoRE | Non-Red Flag Warning - Small Fires | 2025 | Financial | 0.0016314 | 186.3964 | 2025 | Control | 0.053 | 3 | 0 | esc | 0 | 0 | 0 | 0 | 0 | 0 | 0.055966 | 9.1305e-05
[79 empty] | WLDFR | HFTD - Distribution - Tier 2 - 3QU CoRE ¦ 3QU LoRE | Red Flag Warning - Destructive Fires | 2024 | 0 | 0 | 0 | 0 | 9129.7461 | 233.2301 | 8896.516 | 0 | 0 | 0 | 533.5273 | 533.5273 | 4.3242e-06 |  | 0 | 0 | 0 | 0 | 0 | 0 | 0 | 0.0023071 | 0.0023071 | 0 | 0.0023071 | 0.0023071 | [40 empty] | All EPR in 2020WLDFRSafety | WLDFR | HFTD - Distribution - Tier 2 - 2QU CoRE ¦ 1QU LoRE | Non-Red Flag Warning - Small Fires | 2025 | Safety | 0.041187 | 186.3964 | 2025 | Control | 0.053 | 3 | 0 | esc | 0 | 0 | 0 | 0 | 0 | 0 | 0.055966 | 0.0023051
[79 empty] | WLDFR | HFTD - Distribution - Tier 2 - 3QU CoRE ¦ 3QU LoRE | Red Flag Warning - Destructive Fires | 2025 | 0 | 0 | 0 | 0 | 9129.7461 | 233.2301 | 8896.516 | 0 | 0 | 0 | 0 | 533.5273 | 4.3242e-06 |  | 0 | 0 | 0 | 0 | 0 | 0 | 0 | 0 | 0 | 0 | 0.0023071 | 0.0023071 | [40 empty] | All EPR in 2020WLDFRElectric Reliability | WLDFR | HFTD - Distribution - Tier 2 - 2QU CoRE ¦ 1QU LoRE | Red Flag Warning - Catastrophic Fires | 2021 | Electric Reliability | 222.2294 | 186.3964 | 2021 | Control | 0.1325 | 3 | 0 | esc | 0.15274 | 33.9428 | 0.15274 | 33.9428 | 0 | 0 | 0 | 0
[79 empty] | WLDFR | HFTD - Distribution - Tier 2 - 3QU CoRE ¦ 3QU LoRE | Red Flag Warning - Large Fires | 2020 | 0 | 0 | 0 | 0 | 5.2406 | 0.69642 | 2.942 | 1.6022 | 0.36069 | 0 | 0 | 0 | 3.7205e-05 |  | 0 | 1.3419e-05 | 1.3419e-05 | 0 | 0 | 0 | 0 | 0 | 0 | 0 | 0 | 0 | [40 empty] | All EPR in 2020WLDFRFinancial | WLDFR | HFTD - Distribution - Tier 2 - 2QU CoRE ¦ 1QU LoRE | Red Flag Warning - Catastrophic Fires | 2021 | Financial | 8585.7228 | 186.3964 | 2021 | Control | 0.053 | 3 | 0 | esc | 0.055966 | 480.5104 | 0.055966 | 480.5104 | 0 | 0 | 0 | 0
[79 empty] | WLDFR | HFTD - Distribution - Tier 2 - 3QU CoRE ¦ 3QU LoRE | Red Flag Warning - Large Fires | 2021 | 0 | 0 | 0 | 0 | 5.2406 | 0.69642 | 2.942 | 1.6022 | 0.36069 | 0.36069 | 0 | 0 | 3.7205e-05 |  | 0 | 1.3419e-05 | 1.3419e-05 | 0 | 1.3419e-05 | 1.3419e-05 | 0 | 0 | 0 | 0 | 0 | 0 | [40 empty] | All EPR in 2020WLDFRSafety | WLDFR | HFTD - Distribution - Tier 2 - 2QU CoRE ¦ 1QU LoRE | Red Flag Warning - Catastrophic Fires | 2021 | Safety | 5338.1784 | 186.3964 | 2021 | Control | 0.053 | 3 | 0 | esc | 0.055966 | 298.7576 | 0.055966 | 298.7576 | 0 | 0 | 0 | 0
[79 empty] | WLDFR | HFTD - Distribution - Tier 2 - 3QU CoRE ¦ 3QU LoRE | Red Flag Warning - Large Fires | 2022 | 0 | 0 | 0 | 0 | 5.2406 | 0.69642 | 2.942 | 1.6022 | 0.36069 | 0.36069 | 0.36069 | 0 | 3.7205e-05 |  | 0 | 1.3419e-05 | 1.3419e-05 | 0 | 1.3419e-05 | 1.3419e-05 | 0 | 1.3419e-05 | 1.3419e-05 | 0 | 0 | 0 | [40 empty] | All EPR in 2020WLDFRElectric Reliability | WLDFR | HFTD - Distribution - Tier 2 - 2QU CoRE ¦ 1QU LoRE | Red Flag Warning - Catastrophic Fires | 2022 | Electric Reliability | 222.2294 | 186.3964 | 2022 | Control | 0.1325 | 3 | 0 | esc | 0.15274 | 33.9428 | 0.15274 | 33.9428 | 0.15274 | 33.9428 | 0 | 0
[79 empty] | WLDFR | HFTD - Distribution - Tier 2 - 3QU CoRE ¦ 3QU LoRE | Red Flag Warning - Large Fires | 2023 | 0 | 0 | 0 | 0 | 5.475 | 0.71896 | 3.0715 | 1.6846 | 0 | 0.37599 | 0.37599 | 0.37599 | 3.7205e-05 |  | 0 | 0 | 0 | 0 | 1.3989e-05 | 1.3989e-05 | 0 | 1.3989e-05 | 1.3989e-05 | 0 | 1.3989e-05 | 1.3989e-05 | [40 empty] | All EPR in 2020WLDFRFinancial | WLDFR | HFTD - Distribution - Tier 2 - 2QU CoRE ¦ 1QU LoRE | Red Flag Warning - Catastrophic Fires | 2022 | Financial | 8585.7228 | 186.3964 | 2022 | Control | 0.053 | 3 | 0 | esc | 0.055966 | 480.5104 | 0.055966 | 480.5104 | 0.055966 | 480.5104 | 0 | 0
[79 empty] | WLDFR | HFTD - Distribution - Tier 2 - 3QU CoRE ¦ 3QU LoRE | Red Flag Warning - Large Fires | 2024 | 0 | 0 | 0 | 0 | 5.475 | 0.71896 | 3.0715 | 1.6846 | 0 | 0 | 0.37599 | 0.37599 | 3.7205e-05 |  | 0 | 0 | 0 | 0 | 0 | 0 | 0 | 1.3989e-05 | 1.3989e-05 | 0 | 1.3989e-05 | 1.3989e-05 | [40 empty] | All EPR in 2020WLDFRSafety | WLDFR | HFTD - Distribution - Tier 2 - 2QU CoRE ¦ 1QU LoRE | Red Flag Warning - Catastrophic Fires | 2022 | Safety | 5338.1784 | 186.3964 | 2022 | Control | 0.053 | 3 | 0 | esc | 0.055966 | 298.7576 | 0.055966 | 298.7576 | 0.055966 | 298.7576 | 0 | 0
[79 empty] | WLDFR | HFTD - Distribution - Tier 2 - 3QU CoRE ¦ 3QU LoRE | Red Flag Warning - Large Fires | 2025 | 0 | 0 | 0 | 0 | 5.475 | 0.71896 | 3.0715 | 1.6846 | 0 | 0 | 0 | 0.37599 | 3.7205e-05 |  | 0 | 0 | 0 | 0 | 0 | 0 | 0 | 0 | 0 | 0 | 1.3989e-05 | 1.3989e-05 | [40 empty] | All EPR in 2020WLDFRElectric Reliability | WLDFR | HFTD - Distribution - Tier 2 - 2QU CoRE ¦ 1QU LoRE | Red Flag Warning - Catastrophic Fires | 2023 | Electric Reliability | 233.2301 | 186.3964 | 2023 | Control | 0.1325 | 3 | 0 | esc | 0 | 0 | 0.15274 | 35.623 | 0.15274 | 35.623 | 0.15274 | 35.623
[79 empty] | WLDFR | HFTD - Distribution - Tier 2 - 3QU CoRE ¦ 3QU LoRE | Red Flag Warning - Small Fires | 2020 | 0 | 0 | 0 | 0 | 0.077901 | 0.036425 | 0.0015809 | 0.039895 | 0.0078847 | 0 | 0 | 0 | 0.00058668 |  | 0 | 4.6258e-06 | 4.6258e-06 | 0 | 0 | 0 | 0 | 0 | 0 | 0 | 0 | 0 | [40 empty] | All EPR in 2020WLDFRFinancial | WLDFR | HFTD - Distribution - Tier 2 - 2QU CoRE ¦ 1QU LoRE | Red Flag Warning - Catastrophic Fires | 2023 | Financial | 8896.516 | 186.3964 | 2023 | Control | 0.053 | 3 | 0 | esc | 0 | 0 | 0.055966 | 497.9043 | 0.055966 | 497.9043 | 0.055966 | 497.9043
[79 empty] | WLDFR | HFTD - Distribution - Tier 2 - 3QU CoRE ¦ 3QU LoRE | Red Flag Warning - Small Fires | 2021 | 0 | 0 | 0 | 0 | 0.077901 | 0.036425 | 0.0015809 | 0.039895 | 0.0078847 | 0.0078847 | 0 | 0 | 0.00058668 |  | 0 | 4.6258e-06 | 4.6258e-06 | 0 | 4.6258e-06 | 4.6258e-06 | 0 | 0 | 0 | 0 | 0 | 0 | [40 empty] | All EPR in 2020WLDFRSafety | WLDFR | HFTD - Distribution - Tier 2 - 2QU CoRE ¦ 1QU LoRE | Red Flag Warning - Catastrophic Fires | 2023 | Safety | 5534.8915 | 186.3964 | 2023 | Control | 0.053 | 3 | 0 | esc | 0 | 0 | 0.055966 | 309.7669 | 0.055966 | 309.7669 | 0.055966 | 309.7669
[79 empty] | WLDFR | HFTD - Distribution - Tier 2 - 3QU CoRE ¦ 3QU LoRE | Red Flag Warning - Small Fires | 2022 | 0 | 0 | 0 | 0 | 0.077901 | 0.036425 | 0.0015809 | 0.039895 | 0.0078847 | 0.0078847 | 0.0078847 | 0 | 0.00058668 |  | 0 | 4.6258e-06 | 4.6258e-06 | 0 | 4.6258e-06 | 4.6258e-06 | 0 | 4.6258e-06 | 4.6258e-06 | 0 | 0 | 0 | [40 empty] | All EPR in 2020WLDFRElectric Reliability | WLDFR | HFTD - Distribution - Tier 2 - 2QU CoRE ¦ 1QU LoRE | Red Flag Warning - Catastrophic Fires | 2024 | Electric Reliability | 233.2301 | 186.3964 | 2024 | Control | 0.1325 | 3 | 0 | esc | 0 | 0 | 0 | 0 | 0.15274 | 35.623 | 0.15274 | 35.623
[79 empty] | WLDFR | HFTD - Distribution - Tier 2 - 3QU CoRE ¦ 3QU LoRE | Red Flag Warning - Small Fires | 2023 | 0 | 0 | 0 | 0 | 0.080408 | 0.03759 | 0.0016314 | 0.041187 | 0 | 0.0081378 | 0.0081378 | 0.0081378 | 0.00058668 |  | 0 | 0 | 0 | 0 | 4.7743e-06 | 4.7743e-06 | 0 | 4.7743e-06 | 4.7743e-06 | 0 | 4.7743e-06 | 4.7743e-06 | [40 empty] | All EPR in 2020WLDFRFinancial | WLDFR | HFTD - Distribution - Tier 2 - 2QU CoRE ¦ 1QU LoRE | Red Flag Warning - Catastrophic Fires | 2024 | Financial | 8896.516 | 186.3964 | 2024 | Control | 0.053 | 3 | 0 | esc | 0 | 0 | 0 | 0 | 0.055966 | 497.9043 | 0.055966 | 497.9043
[79 empty] | WLDFR | HFTD - Distribution - Tier 2 - 3QU CoRE ¦ 3QU LoRE | Red Flag Warning - Small Fires | 2024 | 0 | 0 | 0 | 0 | 0.080408 | 0.03759 | 0.0016314 | 0.041187 | 0 | 0 | 0.0081378 | 0.0081378 | 0.00058668 |  | 0 | 0 | 0 | 0 | 0 | 0 | 0 | 4.7743e-06 | 4.7743e-06 | 0 | 4.7743e-06 | 4.7743e-06 | [40 empty] | All EPR in 2020WLDFRSafety | WLDFR | HFTD - Distribution - Tier 2 - 2QU CoRE ¦ 1QU LoRE | Red Flag Warning - Catastrophic Fires | 2024 | Safety | 5534.8915 | 186.3964 | 2024 | Control | 0.053 | 3 | 0 | esc | 0 | 0 | 0 | 0 | 0.055966 | 309.7669 | 0.055966 | 309.7669
[79 empty] | WLDFR | HFTD - Distribution - Tier 2 - 3QU CoRE ¦ 3QU LoRE | Red Flag Warning - Small Fires | 2025 | 0 | 0 | 0 | 0 | 0.080408 | 0.03759 | 0.0016314 | 0.041187 | 0 | 0 | 0 | 0.0081378 | 0.00058668 |  | 0 | 0 | 0 | 0 | 0 | 0 | 0 | 0 | 0 | 0 | 4.7743e-06 | 4.7743e-06 | [40 empty] | All EPR in 2020WLDFRElectric Reliability | WLDFR | HFTD - Distribution - Tier 2 - 2QU CoRE ¦ 1QU LoRE | Red Flag Warning - Catastrophic Fires | 2025 | Electric Reliability | 233.2301 | 186.3964 | 2025 | Control | 0.1325 | 3 | 0 | esc | 0 | 0 | 0 | 0 | 0 | 0 | 0.15274 | 35.623
[79 empty] | WLDFR | HFTD - Distribution - Tier 2 - 3QU CoRE ¦ 3QU LoRE | Seismic - Non-Red Flag Warning - Catastrophic Fires | 2020 | 0 | 0 | 0 | 0 | 21083.8428 | 409.2237 | 13469.0878 | 7205.5313 | 1219.584 | 0 | 0 | 0 | 2.7113e-10 |  | 0 | 3.3066e-07 | 3.3066e-07 | 0 | 0 | 0 | 0 | 0 | 0 | 0 | 0 | 0 | [40 empty] | All EPR in 2020WLDFRFinancial | WLDFR | HFTD - Distribution - Tier 2 - 2QU CoRE ¦ 1QU LoRE | Red Flag Warning - Catastrophic Fires | 2025 | Financial | 8896.516 | 186.3964 | 2025 | Control | 0.053 | 3 | 0 | esc | 0 | 0 | 0 | 0 | 0 | 0 | 0.055966 | 497.9043
[79 empty] | WLDFR | HFTD - Distribution - Tier 2 - 3QU CoRE ¦ 3QU LoRE | Seismic - Non-Red Flag Warning - Catastrophic Fires | 2021 | 0 | 0 | 0 | 0 | 21083.8428 | 409.2237 | 13469.0878 | 7205.5313 | 1219.584 | 1219.584 | 0 | 0 | 2.7113e-10 |  | 0 | 3.3066e-07 | 3.3066e-07 | 0 | 3.3066e-07 | 3.3066e-07 | 0 | 0 | 0 | 0 | 0 | 0 | [40 empty] | All EPR in 2020WLDFRSafety | WLDFR | HFTD - Distribution - Tier 2 - 2QU CoRE ¦ 1QU LoRE | Red Flag Warning - Catastrophic Fires | 2025 | Safety | 5534.8915 | 186.3964 | 2025 | Control | 0.053 | 3 | 0 | esc | 0 | 0 | 0 | 0 | 0 | 0 | 0.055966 | 309.7669
[79 empty] | WLDFR | HFTD - Distribution - Tier 2 - 3QU CoRE ¦ 3QU LoRE | Seismic - Non-Red Flag Warning - Catastrophic Fires | 2022 | 0 | 0 | 0 | 0 | 21083.8428 | 409.2237 | 13469.0878 | 7205.5313 | 1219.584 | 1219.584 | 1219.584 | 0 | 2.7113e-10 |  | 0 | 3.3066e-07 | 3.3066e-07 | 0 | 3.3066e-07 | 3.3066e-07 | 0 | 3.3066e-07 | 3.3066e-07 | 0 | 0 | 0 | [40 empty] | All EPR in 2020WLDFRElectric Reliability | WLDFR | HFTD - Distribution - Tier 2 - 2QU CoRE ¦ 1QU LoRE | Red Flag Warning - Destructive Fires | 2021 | Electric Reliability | 222.2294 | 186.3964 | 2021 | Control | 0.1325 | 3 | 0 | esc | 0.15274 | 33.9428 | 0.15274 | 33.9428 | 0 | 0 | 0 | 0
[79 empty] | WLDFR | HFTD - Distribution - Tier 2 - 3QU CoRE ¦ 3QU LoRE | Seismic - Non-Red Flag Warning - Catastrophic Fires | 2023 | 0 | 0 | 0 | 0 | 21835.9781 | 428.6023 | 13939.561 | 7467.8148 | 0 | 1263.5534 | 1263.5534 | 1263.5534 | 2.7113e-10 |  | 0 | 0 | 0 | 0 | 3.4258e-07 | 3.4258e-07 | 0 | 3.4258e-07 | 3.4258e-07 | 0 | 3.4258e-07 | 3.4258e-07 | [40 empty] | All EPR in 2020WLDFRFinancial | WLDFR | HFTD - Distribution - Tier 2 - 2QU CoRE ¦ 1QU LoRE | Red Flag Warning - Destructive Fires | 2021 | Financial | 8585.7228 | 186.3964 | 2021 | Control | 0.053 | 3 | 0 | esc | 0.055966 | 480.5104 | 0.055966 | 480.5104 | 0 | 0 | 0 | 0
[79 empty] | WLDFR | HFTD - Distribution - Tier 2 - 3QU CoRE ¦ 3QU LoRE | Seismic - Non-Red Flag Warning - Catastrophic Fires | 2024 | 0 | 0 | 0 | 0 | 21835.9781 | 428.6023 | 13939.561 | 7467.8148 | 0 | 0 | 1263.5534 | 1263.5534 | 2.7113e-10 |  | 0 | 0 | 0 | 0 | 0 | 0 | 0 | 3.4258e-07 | 3.4258e-07 | 0 | 3.4258e-07 | 3.4258e-07 | [40 empty] | All EPR in 2020WLDFRElectric Reliability | WLDFR | HFTD - Distribution - Tier 2 - 2QU CoRE ¦ 1QU LoRE | Red Flag Warning - Destructive Fires | 2022 | Electric Reliability | 222.2294 | 186.3964 | 2022 | Control | 0.1325 | 3 | 0 | esc | 0.15274 | 33.9428 | 0.15274 | 33.9428 | 0.15274 | 33.9428 | 0 | 0
[79 empty] | WLDFR | HFTD - Distribution - Tier 2 - 3QU CoRE ¦ 3QU LoRE | Seismic - Non-Red Flag Warning - Catastrophic Fires | 2025 | 0 | 0 | 0 | 0 | 21835.9781 | 428.6023 | 13939.561 | 7467.8148 | 0 | 0 | 0 | 1263.5534 | 2.7113e-10 |  | 0 | 0 | 0 | 0 | 0 | 0 | 0 | 0 | 0 | 0 | 3.4258e-07 | 3.4258e-07 | [40 empty] | All EPR in 2020WLDFRFinancial | WLDFR | HFTD - Distribution - Tier 2 - 2QU CoRE ¦ 1QU LoRE | Red Flag Warning - Destructive Fires | 2022 | Financial | 8585.7228 | 186.3964 | 2022 | Control | 0.053 | 3 | 0 | esc | 0.055966 | 480.5104 | 0.055966 | 480.5104 | 0.055966 | 480.5104 | 0 | 0
[79 empty] | WLDFR | HFTD - Distribution - Tier 2 - 3QU CoRE ¦ 3QU LoRE | Seismic - Red Flag Warning - Catastrophic Fires | 2020 | 0 | 0 | 0 | 0 | 21083.8428 | 409.2237 | 13469.0878 | 7205.5313 | 1219.584 | 0 | 0 | 0 | 1.1693e-08 |  | 0 | 1.4261e-05 | 1.4261e-05 | 0 | 0 | 0 | 0 | 0 | 0 | 0 | 0 | 0 | [40 empty] | All EPR in 2020WLDFRElectric Reliability | WLDFR | HFTD - Distribution - Tier 2 - 2QU CoRE ¦ 1QU LoRE | Red Flag Warning - Destructive Fires | 2023 | Electric Reliability | 233.2301 | 186.3964 | 2023 | Control | 0.1325 | 3 | 0 | esc | 0 | 0 | 0.15274 | 35.623 | 0.15274 | 35.623 | 0.15274 | 35.623
[79 empty] | WLDFR | HFTD - Distribution - Tier 2 - 3QU CoRE ¦ 3QU LoRE | Seismic - Red Flag Warning - Catastrophic Fires | 2021 | 0 | 0 | 0 | 0 | 21083.8428 | 409.2237 | 13469.0878 | 7205.5313 | 1219.584 | 1219.584 | 0 | 0 | 1.1693e-08 |  | 0 | 1.4261e-05 | 1.4261e-05 | 0 | 1.4261e-05 | 1.4261e-05 | 0 | 0 | 0 | 0 | 0 | 0 | [40 empty] | All EPR in 2020WLDFRFinancial | WLDFR | HFTD - Distribution - Tier 2 - 2QU CoRE ¦ 1QU LoRE | Red Flag Warning - Destructive Fires | 2023 | Financial | 8896.516 | 186.3964 | 2023 | Control | 0.053 | 3 | 0 | esc | 0 | 0 | 0.055966 | 497.9043 | 0.055966 | 497.9043 | 0.055966 | 497.9043
[79 empty] | WLDFR | HFTD - Distribution - Tier 2 - 3QU CoRE ¦ 3QU LoRE | Seismic - Red Flag Warning - Catastrophic Fires | 2022 | 0 | 0 | 0 | 0 | 21083.8428 | 409.2237 | 13469.0878 | 7205.5313 | 1219.584 | 1219.584 | 1219.584 | 0 | 1.1693e-08 |  | 0 | 1.4261e-05 | 1.4261e-05 | 0 | 1.4261e-05 | 1.4261e-05 | 0 | 1.4261e-05 | 1.4261e-05 | 0 | 0 | 0 | [40 empty] | All EPR in 2020WLDFRElectric Reliability | WLDFR | HFTD - Distribution - Tier 2 - 2QU CoRE ¦ 1QU LoRE | Red Flag Warning - Destructive Fires | 2024 | Electric Reliability | 233.2301 | 186.3964 | 2024 | Control | 0.1325 | 3 | 0 | esc | 0 | 0 | 0 | 0 | 0.15274 | 35.623 | 0.15274 | 35.623
[79 empty] | WLDFR | HFTD - Distribution - Tier 2 - 3QU CoRE ¦ 3QU LoRE | Seismic - Red Flag Warning - Catastrophic Fires | 2023 | 0 | 0 | 0 | 0 | 21835.9781 | 428.6023 | 13939.561 | 7467.8148 | 0 | 1263.5534 | 1263.5534 | 1263.5534 | 1.1693e-08 |  | 0 | 0 | 0 | 0 | 1.4775e-05 | 1.4775e-05 | 0 | 1.4775e-05 | 1.4775e-05 | 0 | 1.4775e-05 | 1.4775e-05 | [40 empty] | All EPR in 2020WLDFRFinancial | WLDFR | HFTD - Distribution - Tier 2 - 2QU CoRE ¦ 1QU LoRE | Red Flag Warning - Destructive Fires | 2024 | Financial | 8896.516 | 186.3964 | 2024 | Control | 0.053 | 3 | 0 | esc | 0 | 0 | 0 | 0 | 0.055966 | 497.9043 | 0.055966 | 497.9043
[79 empty] | WLDFR | HFTD - Distribution - Tier 2 - 3QU CoRE ¦ 3QU LoRE | Seismic - Red Flag Warning - Catastrophic Fires | 2024 | 0 | 0 | 0 | 0 | 21835.9781 | 428.6023 | 13939.561 | 7467.8148 | 0 | 0 | 1263.5534 | 1263.5534 | 1.1693e-08 |  | 0 | 0 | 0 | 0 | 0 | 0 | 0 | 1.4775e-05 | 1.4775e-05 | 0 | 1.4775e-05 | 1.4775e-05 | [40 empty] | All EPR in 2020WLDFRElectric Reliability | WLDFR | HFTD - Distribution - Tier 2 - 2QU CoRE ¦ 1QU LoRE | Red Flag Warning - Destructive Fires | 2025 | Electric Reliability | 233.2301 | 186.3964 | 2025 | Control | 0.1325 | 3 | 0 | esc | 0 | 0 | 0 | 0 | 0 | 0 | 0.15274 | 35.623
[79 empty] | WLDFR | HFTD - Distribution - Tier 2 - 3QU CoRE ¦ 3QU LoRE | Seismic - Red Flag Warning - Catastrophic Fires | 2025 | 0 | 0 | 0 | 0 | 21835.9781 | 428.6023 | 13939.561 | 7467.8148 | 0 | 0 | 0 | 1263.5534 | 1.1693e-08 |  | 0 | 0 | 0 | 0 | 0 | 0 | 0 | 0 | 0 | 0 | 1.4775e-05 | 1.4775e-05 | [40 empty] | All EPR in 2020WLDFRFinancial | WLDFR | HFTD - Distribution - Tier 2 - 2QU CoRE ¦ 1QU LoRE | Red Flag Warning - Destructive Fires | 2025 | Financial | 8896.516 | 186.3964 | 2025 | Control | 0.053 | 3 | 0 | esc | 0 | 0 | 0 | 0 | 0 | 0 | 0.055966 | 497.9043
[79 empty] | WLDFR | HFTD - Distribution - Tier 2 - 3QU CoRE ¦ 4QU LoRE | Non-Red Flag Warning - Catastrophic Fires | 2020 | 0 | 0 | 0 | 0 | 14146.1306 | 222.2294 | 8585.7228 | 5338.1784 | 813.2108 | 0 | 0 | 0 | 1.4764e-06 |  | 0 | 0.0012007 | 0.0012007 | 0 | 0 | 0 | 0 | 0 | 0 | 0 | 0 | 0 | [40 empty] | All EPR in 2020WLDFRElectric Reliability | WLDFR | HFTD - Distribution - Tier 2 - 2QU CoRE ¦ 1QU LoRE | Red Flag Warning - Large Fires | 2021 | Electric Reliability | 0.69642 | 186.3964 | 2021 | Control | 0.1325 | 3 | 0 | esc | 0.15274 | 0.10637 | 0.15274 | 0.10637 | 0 | 0 | 0 | 0
[79 empty] | WLDFR | HFTD - Distribution - Tier 2 - 3QU CoRE ¦ 4QU LoRE | Non-Red Flag Warning - Catastrophic Fires | 2021 | 0 | 0 | 0 | 0 | 14146.1306 | 222.2294 | 8585.7228 | 5338.1784 | 813.2108 | 813.2108 | 0 | 0 | 1.4764e-06 |  | 0 | 0.0012007 | 0.0012007 | 0 | 0.0012007 | 0.0012007 | 0 | 0 | 0 | 0 | 0 | 0 | [40 empty] | All EPR in 2020WLDFRFinancial | WLDFR | HFTD - Distribution - Tier 2 - 2QU CoRE ¦ 1QU LoRE | Red Flag Warning - Large Fires | 2021 | Financial | 2.942 | 186.3964 | 2021 | Control | 0.053 | 3 | 0 | esc | 0.055966 | 0.16465 | 0.055966 | 0.16465 | 0 | 0 | 0 | 0
[79 empty] | WLDFR | HFTD - Distribution - Tier 2 - 3QU CoRE ¦ 4QU LoRE | Non-Red Flag Warning - Catastrophic Fires | 2022 | 0 | 0 | 0 | 0 | 14146.1306 | 222.2294 | 8585.7228 | 5338.1784 | 813.2108 | 813.2108 | 813.2108 | 0 | 1.4764e-06 |  | 0 | 0.0012007 | 0.0012007 | 0 | 0.0012007 | 0.0012007 | 0 | 0.0012007 | 0.0012007 | 0 | 0 | 0 | [40 empty] | All EPR in 2020WLDFRSafety | WLDFR | HFTD - Distribution - Tier 2 - 2QU CoRE ¦ 1QU LoRE | Red Flag Warning - Large Fires | 2021 | Safety | 1.6022 | 186.3964 | 2021 | Control | 0.053 | 3 | 0 | esc | 0.055966 | 0.089668 | 0.055966 | 0.089668 | 0 | 0 | 0 | 0
[79 empty] | WLDFR | HFTD - Distribution - Tier 2 - 3QU CoRE ¦ 4QU LoRE | Non-Red Flag Warning - Catastrophic Fires | 2023 | 0 | 0 | 0 | 0 | 14664.6376 | 233.2301 | 8896.516 | 5534.8915 | 0 | 843.2942 | 843.2942 | 843.2942 | 1.4764e-06 |  | 0 | 0 | 0 | 0 | 0.0012451 | 0.0012451 | 0 | 0.0012451 | 0.0012451 | 0 | 0.0012451 | 0.0012451 | [40 empty] | All EPR in 2020WLDFRElectric Reliability | WLDFR | HFTD - Distribution - Tier 2 - 2QU CoRE ¦ 1QU LoRE | Red Flag Warning - Large Fires | 2022 | Electric Reliability | 0.69642 | 186.3964 | 2022 | Control | 0.1325 | 3 | 0 | esc | 0.15274 | 0.10637 | 0.15274 | 0.10637 | 0.15274 | 0.10637 | 0 | 0
[79 empty] | WLDFR | HFTD - Distribution - Tier 2 - 3QU CoRE ¦ 4QU LoRE | Non-Red Flag Warning - Catastrophic Fires | 2024 | 0 | 0 | 0 | 0 | 14664.6376 | 233.2301 | 8896.516 | 5534.8915 | 0 | 0 | 843.2942 | 843.2942 | 1.4764e-06 |  | 0 | 0 | 0 | 0 | 0 | 0 | 0 | 0.0012451 | 0.0012451 | 0 | 0.0012451 | 0.0012451 | [40 empty] | All EPR in 2020WLDFRFinancial | WLDFR | HFTD - Distribution - Tier 2 - 2QU CoRE ¦ 1QU LoRE | Red Flag Warning - Large Fires | 2022 | Financial | 2.942 | 186.3964 | 2022 | Control | 0.053 | 3 | 0 | esc | 0.055966 | 0.16465 | 0.055966 | 0.16465 | 0.055966 | 0.16465 | 0 | 0
[79 empty] | WLDFR | HFTD - Distribution - Tier 2 - 3QU CoRE ¦ 4QU LoRE | Non-Red Flag Warning - Catastrophic Fires | 2025 | 0 | 0 | 0 | 0 | 14664.6376 | 233.2301 | 8896.516 | 5534.8915 | 0 | 0 | 0 | 843.2942 | 1.4764e-06 |  | 0 | 0 | 0 | 0 | 0 | 0 | 0 | 0 | 0 | 0 | 0.0012451 | 0.0012451 | [40 empty] | All EPR in 2020WLDFRSafety | WLDFR | HFTD - Distribution - Tier 2 - 2QU CoRE ¦ 1QU LoRE | Red Flag Warning - Large Fires | 2022 | Safety | 1.6022 | 186.3964 | 2022 | Control | 0.053 | 3 | 0 | esc | 0.055966 | 0.089668 | 0.055966 | 0.089668 | 0.055966 | 0.089668 | 0 | 0
[79 empty] | WLDFR | HFTD - Distribution - Tier 2 - 3QU CoRE ¦ 4QU LoRE | Non-Red Flag Warning - Destructive Fires | 2020 | 0 | 0 | 0 | 0 | 8807.9522 | 222.2294 | 8585.7228 | 0 | 514.4532 | 0 | 0 | 0 | 1.4486e-06 |  | 0 | 0.00074522 | 0.00074522 | 0 | 0 | 0 | 0 | 0 | 0 | 0 | 0 | 0 | [40 empty] | All EPR in 2020WLDFRElectric Reliability | WLDFR | HFTD - Distribution - Tier 2 - 2QU CoRE ¦ 1QU LoRE | Red Flag Warning - Large Fires | 2023 | Electric Reliability | 0.71896 | 186.3964 | 2023 | Control | 0.1325 | 3 | 0 | esc | 0 | 0 | 0.15274 | 0.10981 | 0.15274 | 0.10981 | 0.15274 | 0.10981
[79 empty] | WLDFR | HFTD - Distribution - Tier 2 - 3QU CoRE ¦ 4QU LoRE | Non-Red Flag Warning - Destructive Fires | 2021 | 0 | 0 | 0 | 0 | 8807.9522 | 222.2294 | 8585.7228 | 0 | 514.4532 | 514.4532 | 0 | 0 | 1.4486e-06 |  | 0 | 0.00074522 | 0.00074522 | 0 | 0.00074522 | 0.00074522 | 0 | 0 | 0 | 0 | 0 | 0 | [40 empty] | All EPR in 2020WLDFRFinancial | WLDFR | HFTD - Distribution - Tier 2 - 2QU CoRE ¦ 1QU LoRE | Red Flag Warning - Large Fires | 2023 | Financial | 3.0715 | 186.3964 | 2023 | Control | 0.053 | 3 | 0 | esc | 0 | 0 | 0.055966 | 0.1719 | 0.055966 | 0.1719 | 0.055966 | 0.1719
[79 empty] | WLDFR | HFTD - Distribution - Tier 2 - 3QU CoRE ¦ 4QU LoRE | Non-Red Flag Warning - Destructive Fires | 2022 | 0 | 0 | 0 | 0 | 8807.9522 | 222.2294 | 8585.7228 | 0 | 514.4532 | 514.4532 | 514.4532 | 0 | 1.4486e-06 |  | 0 | 0.00074522 | 0.00074522 | 0 | 0.00074522 | 0.00074522 | 0 | 0.00074522 | 0.00074522 | 0 | 0 | 0 | [40 empty] | All EPR in 2020WLDFRSafety | WLDFR | HFTD - Distribution - Tier 2 - 2QU CoRE ¦ 1QU LoRE | Red Flag Warning - Large Fires | 2023 | Safety | 1.6846 | 186.3964 | 2023 | Control | 0.053 | 3 | 0 | esc | 0 | 0 | 0.055966 | 0.094279 | 0.055966 | 0.094279 | 0.055966 | 0.094279
[79 empty] | WLDFR | HFTD - Distribution - Tier 2 - 3QU CoRE ¦ 4QU LoRE | Non-Red Flag Warning - Destructive Fires | 2023 | 0 | 0 | 0 | 0 | 9129.7461 | 233.2301 | 8896.516 | 0 | 0 | 533.5273 | 533.5273 | 533.5273 | 1.4486e-06 |  | 0 | 0 | 0 | 0 | 0.00077285 | 0.00077285 | 0 | 0.00077285 | 0.00077285 | 0 | 0.00077285 | 0.00077285 | [40 empty] | All EPR in 2020WLDFRElectric Reliability | WLDFR | HFTD - Distribution - Tier 2 - 2QU CoRE ¦ 1QU LoRE | Red Flag Warning - Large Fires | 2024 | Electric Reliability | 0.71896 | 186.3964 | 2024 | Control | 0.1325 | 3 | 0 | esc | 0 | 0 | 0 | 0 | 0.15274 | 0.10981 | 0.15274 | 0.10981
[79 empty] | WLDFR | HFTD - Distribution - Tier 2 - 3QU CoRE ¦ 4QU LoRE | Non-Red Flag Warning - Destructive Fires | 2024 | 0 | 0 | 0 | 0 | 9129.7461 | 233.2301 | 8896.516 | 0 | 0 | 0 | 533.5273 | 533.5273 | 1.4486e-06 |  | 0 | 0 | 0 | 0 | 0 | 0 | 0 | 0.00077285 | 0.00077285 | 0 | 0.00077285 | 0.00077285 | [40 empty] | All EPR in 2020WLDFRFinancial | WLDFR | HFTD - Distribution - Tier 2 - 2QU CoRE ¦ 1QU LoRE | Red Flag Warning - Large Fires | 2024 | Financial | 3.0715 | 186.3964 | 2024 | Control | 0.053 | 3 | 0 | esc | 0 | 0 | 0 | 0 | 0.055966 | 0.1719 | 0.055966 | 0.1719
[79 empty] | WLDFR | HFTD - Distribution - Tier 2 - 3QU CoRE ¦ 4QU LoRE | Non-Red Flag Warning - Destructive Fires | 2025 | 0 | 0 | 0 | 0 | 9129.7461 | 233.2301 | 8896.516 | 0 | 0 | 0 | 0 | 533.5273 | 1.4486e-06 |  | 0 | 0 | 0 | 0 | 0 | 0 | 0 | 0 | 0 | 0 | 0.00077285 | 0.00077285 | [40 empty] | All EPR in 2020WLDFRSafety | WLDFR | HFTD - Distribution - Tier 2 - 2QU CoRE ¦ 1QU LoRE | Red Flag Warning - Large Fires | 2024 | Safety | 1.6846 | 186.3964 | 2024 | Control | 0.053 | 3 | 0 | esc | 0 | 0 | 0 | 0 | 0.055966 | 0.094279 | 0.055966 | 0.094279
[79 empty] | WLDFR | HFTD - Distribution - Tier 2 - 3QU CoRE ¦ 4QU LoRE | Non-Red Flag Warning - Large Fires | 2020 | 0 | 0 | 0 | 0 | 5.2406 | 0.69642 | 2.942 | 1.6022 | 0.36069 | 0 | 0 | 0 | 2.4046e-05 |  | 0 | 8.6729e-06 | 8.6729e-06 | 0 | 0 | 0 | 0 | 0 | 0 | 0 | 0 | 0 | [40 empty] | All EPR in 2020WLDFRElectric Reliability | WLDFR | HFTD - Distribution - Tier 2 - 2QU CoRE ¦ 1QU LoRE | Red Flag Warning - Large Fires | 2025 | Electric Reliability | 0.71896 | 186.3964 | 2025 | Control | 0.1325 | 3 | 0 | esc | 0 | 0 | 0 | 0 | 0 | 0 | 0.15274 | 0.10981
[79 empty] | WLDFR | HFTD - Distribution - Tier 2 - 3QU CoRE ¦ 4QU LoRE | Non-Red Flag Warning - Large Fires | 2021 | 0 | 0 | 0 | 0 | 5.2406 | 0.69642 | 2.942 | 1.6022 | 0.36069 | 0.36069 | 0 | 0 | 2.4046e-05 |  | 0 | 8.6729e-06 | 8.6729e-06 | 0 | 8.6729e-06 | 8.6729e-06 | 0 | 0 | 0 | 0 | 0 | 0 | [40 empty] | All EPR in 2020WLDFRFinancial | WLDFR | HFTD - Distribution - Tier 2 - 2QU CoRE ¦ 1QU LoRE | Red Flag Warning - Large Fires | 2025 | Financial | 3.0715 | 186.3964 | 2025 | Control | 0.053 | 3 | 0 | esc | 0 | 0 | 0 | 0 | 0 | 0 | 0.055966 | 0.1719
[79 empty] | WLDFR | HFTD - Distribution - Tier 2 - 3QU CoRE ¦ 4QU LoRE | Non-Red Flag Warning - Large Fires | 2022 | 0 | 0 | 0 | 0 | 5.2406 | 0.69642 | 2.942 | 1.6022 | 0.36069 | 0.36069 | 0.36069 | 0 | 2.4046e-05 |  | 0 | 8.6729e-06 | 8.6729e-06 | 0 | 8.6729e-06 | 8.6729e-06 | 0 | 8.6729e-06 | 8.6729e-06 | 0 | 0 | 0 | [40 empty] | All EPR in 2020WLDFRSafety | WLDFR | HFTD - Distribution - Tier 2 - 2QU CoRE ¦ 1QU LoRE | Red Flag Warning - Large Fires | 2025 | Safety | 1.6846 | 186.3964 | 2025 | Control | 0.053 | 3 | 0 | esc | 0 | 0 | 0 | 0 | 0 | 0 | 0.055966 | 0.094279
[79 empty] | WLDFR | HFTD - Distribution - Tier 2 - 3QU CoRE ¦ 4QU LoRE | Non-Red Flag Warning - Large Fires | 2023 | 0 | 0 | 0 | 0 | 5.475 | 0.71896 | 3.0715 | 1.6846 | 0 | 0.37599 | 0.37599 | 0.37599 | 2.4046e-05 |  | 0 | 0 | 0 | 0 | 9.0409e-06 | 9.0409e-06 | 0 | 9.0409e-06 | 9.0409e-06 | 0 | 9.0409e-06 | 9.0409e-06 | [40 empty] | All EPR in 2020WLDFRElectric Reliability | WLDFR | HFTD - Distribution - Tier 2 - 2QU CoRE ¦ 1QU LoRE | Red Flag Warning - Small Fires | 2021 | Electric Reliability | 0.036425 | 186.3964 | 2021 | Control | 0.1325 | 3 | 0 | esc | 0.15274 | 0.0055635 | 0.15274 | 0.0055635 | 0 | 0 | 0 | 0
[79 empty] | WLDFR | HFTD - Distribution - Tier 2 - 3QU CoRE ¦ 4QU LoRE | Non-Red Flag Warning - Large Fires | 2024 | 0 | 0 | 0 | 0 | 5.475 | 0.71896 | 3.0715 | 1.6846 | 0 | 0 | 0.37599 | 0.37599 | 2.4046e-05 |  | 0 | 0 | 0 | 0 | 0 | 0 | 0 | 9.0409e-06 | 9.0409e-06 | 0 | 9.0409e-06 | 9.0409e-06 | [40 empty] | All EPR in 2020WLDFRFinancial | WLDFR | HFTD - Distribution - Tier 2 - 2QU CoRE ¦ 1QU LoRE | Red Flag Warning - Small Fires | 2021 | Financial | 0.0015809 | 186.3964 | 2021 | Control | 0.053 | 3 | 0 | esc | 0.055966 | 8.8475e-05 | 0.055966 | 8.8475e-05 | 0 | 0 | 0 | 0
[79 empty] | WLDFR | HFTD - Distribution - Tier 2 - 3QU CoRE ¦ 4QU LoRE | Non-Red Flag Warning - Large Fires | 2025 | 0 | 0 | 0 | 0 | 5.475 | 0.71896 | 3.0715 | 1.6846 | 0 | 0 | 0 | 0.37599 | 2.4046e-05 |  | 0 | 0 | 0 | 0 | 0 | 0 | 0 | 0 | 0 | 0 | 9.0409e-06 | 9.0409e-06 | [40 empty] | All EPR in 2020WLDFRSafety | WLDFR | HFTD - Distribution - Tier 2 - 2QU CoRE ¦ 1QU LoRE | Red Flag Warning - Small Fires | 2021 | Safety | 0.039895 | 186.3964 | 2021 | Control | 0.053 | 3 | 0 | esc | 0.055966 | 0.0022328 | 0.055966 | 0.0022328 | 0 | 0 | 0 | 0
[79 empty] | WLDFR | HFTD - Distribution - Tier 2 - 3QU CoRE ¦ 4QU LoRE | Non-Red Flag Warning - Small Fires | 2020 | 0 | 0 | 0 | 0 | 0.077901 | 0.036425 | 0.0015809 | 0.039895 | 0.0078847 | 0 | 0 | 0 | 0.003401 |  | 0 | 2.6816e-05 | 2.6816e-05 | 0 | 0 | 0 | 0 | 0 | 0 | 0 | 0 | 0 | [40 empty] | All EPR in 2020WLDFRElectric Reliability | WLDFR | HFTD - Distribution - Tier 2 - 2QU CoRE ¦ 1QU LoRE | Red Flag Warning - Small Fires | 2022 | Electric Reliability | 0.036425 | 186.3964 | 2022 | Control | 0.1325 | 3 | 0 | esc | 0.15274 | 0.0055635 | 0.15274 | 0.0055635 | 0.15274 | 0.0055635 | 0 | 0
[79 empty] | WLDFR | HFTD - Distribution - Tier 2 - 3QU CoRE ¦ 4QU LoRE | Non-Red Flag Warning - Small Fires | 2021 | 0 | 0 | 0 | 0 | 0.077901 | 0.036425 | 0.0015809 | 0.039895 | 0.0078847 | 0.0078847 | 0 | 0 | 0.003401 |  | 0 | 2.6816e-05 | 2.6816e-05 | 0 | 2.6816e-05 | 2.6816e-05 | 0 | 0 | 0 | 0 | 0 | 0 | [40 empty] | All EPR in 2020WLDFRFinancial | WLDFR | HFTD - Distribution - Tier 2 - 2QU CoRE ¦ 1QU LoRE | Red Flag Warning - Small Fires | 2022 | Financial | 0.0015809 | 186.3964 | 2022 | Control | 0.053 | 3 | 0 | esc | 0.055966 | 8.8475e-05 | 0.055966 | 8.8475e-05 | 0.055966 | 8.8475e-05 | 0 | 0
[79 empty] | WLDFR | HFTD - Distribution - Tier 2 - 3QU CoRE ¦ 4QU LoRE | Non-Red Flag Warning - Small Fires | 2022 | 0 | 0 | 0 | 0 | 0.077901 | 0.036425 | 0.0015809 | 0.039895 | 0.0078847 | 0.0078847 | 0.0078847 | 0 | 0.003401 |  | 0 | 2.6816e-05 | 2.6816e-05 | 0 | 2.6816e-05 | 2.6816e-05 | 0 | 2.6816e-05 | 2.6816e-05 | 0 | 0 | 0 | [40 empty] | All EPR in 2020WLDFRSafety | WLDFR | HFTD - Distribution - Tier 2 - 2QU CoRE ¦ 1QU LoRE | Red Flag Warning - Small Fires | 2022 | Safety | 0.039895 | 186.3964 | 2022 | Control | 0.053 | 3 | 0 | esc | 0.055966 | 0.0022328 | 0.055966 | 0.0022328 | 0.055966 | 0.0022328 | 0 | 0
[79 empty] | WLDFR | HFTD - Distribution - Tier 2 - 3QU CoRE ¦ 4QU LoRE | Non-Red Flag Warning - Small Fires | 2023 | 0 | 0 | 0 | 0 | 0.080408 | 0.03759 | 0.0016314 | 0.041187 | 0 | 0.0081378 | 0.0081378 | 0.0081378 | 0.003401 |  | 0 | 0 | 0 | 0 | 2.7677e-05 | 2.7677e-05 | 0 | 2.7677e-05 | 2.7677e-05 | 0 | 2.7677e-05 | 2.7677e-05 | [40 empty] | All EPR in 2020WLDFRElectric Reliability | WLDFR | HFTD - Distribution - Tier 2 - 2QU CoRE ¦ 1QU LoRE | Red Flag Warning - Small Fires | 2023 | Electric Reliability | 0.03759 | 186.3964 | 2023 | Control | 0.1325 | 3 | 0 | esc | 0 | 0 | 0.15274 | 0.0057414 | 0.15274 | 0.0057414 | 0.15274 | 0.0057414
[79 empty] | WLDFR | HFTD - Distribution - Tier 2 - 3QU CoRE ¦ 4QU LoRE | Non-Red Flag Warning - Small Fires | 2024 | 0 | 0 | 0 | 0 | 0.080408 | 0.03759 | 0.0016314 | 0.041187 | 0 | 0 | 0.0081378 | 0.0081378 | 0.003401 |  | 0 | 0 | 0 | 0 | 0 | 0 | 0 | 2.7677e-05 | 2.7677e-05 | 0 | 2.7677e-05 | 2.7677e-05 | [40 empty] | All EPR in 2020WLDFRFinancial | WLDFR | HFTD - Distribution - Tier 2 - 2QU CoRE ¦ 1QU LoRE | Red Flag Warning - Small Fires | 2023 | Financial | 0.0016314 | 186.3964 | 2023 | Control | 0.053 | 3 | 0 | esc | 0 | 0 | 0.055966 | 9.1305e-05 | 0.055966 | 9.1305e-05 | 0.055966 | 9.1305e-05
[79 empty] | WLDFR | HFTD - Distribution - Tier 2 - 3QU CoRE ¦ 4QU LoRE | Non-Red Flag Warning - Small Fires | 2025 | 0 | 0 | 0 | 0 | 0.080408 | 0.03759 | 0.0016314 | 0.041187 | 0 | 0 | 0 | 0.0081378 | 0.003401 |  | 0 | 0 | 0 | 0 | 0 | 0 | 0 | 0 | 0 | 0 | 2.7677e-05 | 2.7677e-05 | [40 empty] | All EPR in 2020WLDFRSafety | WLDFR | HFTD - Distribution - Tier 2 - 2QU CoRE ¦ 1QU LoRE | Red Flag Warning - Small Fires | 2023 | Safety | 0.041187 | 186.3964 | 2023 | Control | 0.053 | 3 | 0 | esc | 0 | 0 | 0.055966 | 0.0023051 | 0.055966 | 0.0023051 | 0.055966 | 0.0023051
[79 empty] | WLDFR | HFTD - Distribution - Tier 2 - 3QU CoRE ¦ 4QU LoRE | Red Flag Warning - Catastrophic Fires | 2020 | 0 | 0 | 0 | 0 | 14146.1306 | 222.2294 | 8585.7228 | 5338.1784 | 813.2108 | 0 | 0 | 0 | 2.3139e-05 |  | 0 | 0.018817 | 0.018817 | 0 | 0 | 0 | 0 | 0 | 0 | 0 | 0 | 0 | [40 empty] | All EPR in 2020WLDFRElectric Reliability | WLDFR | HFTD - Distribution - Tier 2 - 2QU CoRE ¦ 1QU LoRE | Red Flag Warning - Small Fires | 2024 | Electric Reliability | 0.03759 | 186.3964 | 2024 | Control | 0.1325 | 3 | 0 | esc | 0 | 0 | 0 | 0 | 0.15274 | 0.0057414 | 0.15274 | 0.0057414
[79 empty] | WLDFR | HFTD - Distribution - Tier 2 - 3QU CoRE ¦ 4QU LoRE | Red Flag Warning - Catastrophic Fires | 2021 | 0 | 0 | 0 | 0 | 14146.1306 | 222.2294 | 8585.7228 | 5338.1784 | 813.2108 | 813.2108 | 0 | 0 | 2.3139e-05 |  | 0 | 0.018817 | 0.018817 | 0 | 0.018817 | 0.018817 | 0 | 0 | 0 | 0 | 0 | 0 | [40 empty] | All EPR in 2020WLDFRFinancial | WLDFR | HFTD - Distribution - Tier 2 - 2QU CoRE ¦ 1QU LoRE | Red Flag Warning - Small Fires | 2024 | Financial | 0.0016314 | 186.3964 | 2024 | Control | 0.053 | 3 | 0 | esc | 0 | 0 | 0 | 0 | 0.055966 | 9.1305e-05 | 0.055966 | 9.1305e-05
[79 empty] | WLDFR | HFTD - Distribution - Tier 2 - 3QU CoRE ¦ 4QU LoRE | Red Flag Warning - Catastrophic Fires | 2022 | 0 | 0 | 0 | 0 | 14146.1306 | 222.2294 | 8585.7228 | 5338.1784 | 813.2108 | 813.2108 | 813.2108 | 0 | 2.3139e-05 |  | 0 | 0.018817 | 0.018817 | 0 | 0.018817 | 0.018817 | 0 | 0.018817 | 0.018817 | 0 | 0 | 0 | [40 empty] | All EPR in 2020WLDFRSafety | WLDFR | HFTD - Distribution - Tier 2 - 2QU CoRE ¦ 1QU LoRE | Red Flag Warning - Small Fires | 2024 | Safety | 0.041187 | 186.3964 | 2024 | Control | 0.053 | 3 | 0 | esc | 0 | 0 | 0 | 0 | 0.055966 | 0.0023051 | 0.055966 | 0.0023051
[79 empty] | WLDFR | HFTD - Distribution - Tier 2 - 3QU CoRE ¦ 4QU LoRE | Red Flag Warning - Catastrophic Fires | 2023 | 0 | 0 | 0 | 0 | 14664.6376 | 233.2301 | 8896.516 | 5534.8915 | 0 | 843.2942 | 843.2942 | 843.2942 | 2.3139e-05 |  | 0 | 0 | 0 | 0 | 0.019513 | 0.019513 | 0 | 0.019513 | 0.019513 | 0 | 0.019513 | 0.019513 | [40 empty] | All EPR in 2020WLDFRElectric Reliability | WLDFR | HFTD - Distribution - Tier 2 - 2QU CoRE ¦ 1QU LoRE | Red Flag Warning - Small Fires | 2025 | Electric Reliability | 0.03759 | 186.3964 | 2025 | Control | 0.1325 | 3 | 0 | esc | 0 | 0 | 0 | 0 | 0 | 0 | 0.15274 | 0.0057414
[79 empty] | WLDFR | HFTD - Distribution - Tier 2 - 3QU CoRE ¦ 4QU LoRE | Red Flag Warning - Catastrophic Fires | 2024 | 0 | 0 | 0 | 0 | 14664.6376 | 233.2301 | 8896.516 | 5534.8915 | 0 | 0 | 843.2942 | 843.2942 | 2.3139e-05 |  | 0 | 0 | 0 | 0 | 0 | 0 | 0 | 0.019513 | 0.019513 | 0 | 0.019513 | 0.019513 | [40 empty] | All EPR in 2020WLDFRFinancial | WLDFR | HFTD - Distribution - Tier 2 - 2QU CoRE ¦ 1QU LoRE | Red Flag Warning - Small Fires | 2025 | Financial | 0.0016314 | 186.3964 | 2025 | Control | 0.053 | 3 | 0 | esc | 0 | 0 | 0 | 0 | 0 | 0 | 0.055966 | 9.1305e-05
[79 empty] | WLDFR | HFTD - Distribution - Tier 2 - 3QU CoRE ¦ 4QU LoRE | Red Flag Warning - Catastrophic Fires | 2025 | 0 | 0 | 0 | 0 | 14664.6376 | 233.2301 | 8896.516 | 5534.8915 | 0 | 0 | 0 | 843.2942 | 2.3139e-05 |  | 0 | 0 | 0 | 0 | 0 | 0 | 0 | 0 | 0 | 0 | 0.019513 | 0.019513 | [40 empty] | All EPR in 2020WLDFRSafety | WLDFR | HFTD - Distribution - Tier 2 - 2QU CoRE ¦ 1QU LoRE | Red Flag Warning - Small Fires | 2025 | Safety | 0.041187 | 186.3964 | 2025 | Control | 0.053 | 3 | 0 | esc | 0 | 0 | 0 | 0 | 0 | 0 | 0.055966 | 0.0023051
[79 empty] | WLDFR | HFTD - Distribution - Tier 2 - 3QU CoRE ¦ 4QU LoRE | Red Flag Warning - Destructive Fires | 2020 | 0 | 0 | 0 | 0 | 8807.9522 | 222.2294 | 8585.7228 | 0 | 514.4532 | 0 | 0 | 0 | 3.5242e-06 |  | 0 | 0.001813 | 0.001813 | 0 | 0 | 0 | 0 | 0 | 0 | 0 | 0 | 0 | [40 empty] | All EPR in 2020WLDFRElectric Reliability | WLDFR | HFTD - Distribution - Tier 2 - 2QU CoRE ¦ 1QU LoRE | Seismic - Non-Red Flag Warning - Catastrophic Fires | 2021 | Electric Reliability | 409.2237 | 186.3964 | 2021 | Control | 0.1325 | 3 | 0 | esc | 0.15274 | 62.5039 | 0.15274 | 62.5039 | 0 | 0 | 0 | 0
[79 empty] | WLDFR | HFTD - Distribution - Tier 2 - 3QU CoRE ¦ 4QU LoRE | Red Flag Warning - Destructive Fires | 2021 | 0 | 0 | 0 | 0 | 8807.9522 | 222.2294 | 8585.7228 | 0 | 514.4532 | 514.4532 | 0 | 0 | 3.5242e-06 |  | 0 | 0.001813 | 0.001813 | 0 | 0.001813 | 0.001813 | 0 | 0 | 0 | 0 | 0 | 0 | [40 empty] | All EPR in 2020WLDFRFinancial | WLDFR | HFTD - Distribution - Tier 2 - 2QU CoRE ¦ 1QU LoRE | Seismic - Non-Red Flag Warning - Catastrophic Fires | 2021 | Financial | 13469.0878 | 186.3964 | 2021 | Control | 0.053 | 3 | 0 | esc | 0.055966 | 753.8138 | 0.055966 | 753.8138 | 0 | 0 | 0 | 0
[79 empty] | WLDFR | HFTD - Distribution - Tier 2 - 3QU CoRE ¦ 4QU LoRE | Red Flag Warning - Destructive Fires | 2022 | 0 | 0 | 0 | 0 | 8807.9522 | 222.2294 | 8585.7228 | 0 | 514.4532 | 514.4532 | 514.4532 | 0 | 3.5242e-06 |  | 0 | 0.001813 | 0.001813 | 0 | 0.001813 | 0.001813 | 0 | 0.001813 | 0.001813 | 0 | 0 | 0 | [40 empty] | All EPR in 2020WLDFRSafety | WLDFR | HFTD - Distribution - Tier 2 - 2QU CoRE ¦ 1QU LoRE | Seismic - Non-Red Flag Warning - Catastrophic Fires | 2021 | Safety | 7205.5313 | 186.3964 | 2021 | Control | 0.053 | 3 | 0 | esc | 0.055966 | 403.2663 | 0.055966 | 403.2663 | 0 | 0 | 0 | 0
[79 empty] | WLDFR | HFTD - Distribution - Tier 2 - 3QU CoRE ¦ 4QU LoRE | Red Flag Warning - Destructive Fires | 2023 | 0 | 0 | 0 | 0 | 9129.7461 | 233.2301 | 8896.516 | 0 | 0 | 533.5273 | 533.5273 | 533.5273 | 3.5242e-06 |  | 0 | 0 | 0 | 0 | 0.0018802 | 0.0018802 | 0 | 0.0018802 | 0.0018802 | 0 | 0.0018802 | 0.0018802 | [40 empty] | All EPR in 2020WLDFRElectric Reliability | WLDFR | HFTD - Distribution - Tier 2 - 2QU CoRE ¦ 1QU LoRE | Seismic - Non-Red Flag Warning - Catastrophic Fires | 2022 | Electric Reliability | 409.2237 | 186.3964 | 2022 | Control | 0.1325 | 3 | 0 | esc | 0.15274 | 62.5039 | 0.15274 | 62.5039 | 0.15274 | 62.5039 | 0 | 0
[79 empty] | WLDFR | HFTD - Distribution - Tier 2 - 3QU CoRE ¦ 4QU LoRE | Red Flag Warning - Destructive Fires | 2024 | 0 | 0 | 0 | 0 | 9129.7461 | 233.2301 | 8896.516 | 0 | 0 | 0 | 533.5273 | 533.5273 | 3.5242e-06 |  | 0 | 0 | 0 | 0 | 0 | 0 | 0 | 0.0018802 | 0.0018802 | 0 | 0.0018802 | 0.0018802 | [40 empty] | All EPR in 2020WLDFRFinancial | WLDFR | HFTD - Distribution - Tier 2 - 2QU CoRE ¦ 1QU LoRE | Seismic - Non-Red Flag Warning - Catastrophic Fires | 2022 | Financial | 13469.0878 | 186.3964 | 2022 | Control | 0.053 | 3 | 0 | esc | 0.055966 | 753.8138 | 0.055966 | 753.8138 | 0.055966 | 753.8138 | 0 | 0
[79 empty] | WLDFR | HFTD - Distribution - Tier 2 - 3QU CoRE ¦ 4QU LoRE | Red Flag Warning - Destructive Fires | 2025 | 0 | 0 | 0 | 0 | 9129.7461 | 233.2301 | 8896.516 | 0 | 0 | 0 | 0 | 533.5273 | 3.5242e-06 |  | 0 | 0 | 0 | 0 | 0 | 0 | 0 | 0 | 0 | 0 | 0.0018802 | 0.0018802 | [40 empty] | All EPR in 2020WLDFRSafety | WLDFR | HFTD - Distribution - Tier 2 - 2QU CoRE ¦ 1QU LoRE | Seismic - Non-Red Flag Warning - Catastrophic Fires | 2022 | Safety | 7205.5313 | 186.3964 | 2022 | Control | 0.053 | 3 | 0 | esc | 0.055966 | 403.2663 | 0.055966 | 403.2663 | 0.055966 | 403.2663 | 0 | 0
[79 empty] | WLDFR | HFTD - Distribution - Tier 2 - 3QU CoRE ¦ 4QU LoRE | Red Flag Warning - Large Fires | 2020 | 0 | 0 | 0 | 0 | 5.2406 | 0.69642 | 2.942 | 1.6022 | 0.36069 | 0 | 0 | 0 | 3.6566e-05 |  | 0 | 1.3189e-05 | 1.3189e-05 | 0 | 0 | 0 | 0 | 0 | 0 | 0 | 0 | 0 | [40 empty] | All EPR in 2020WLDFRElectric Reliability | WLDFR | HFTD - Distribution - Tier 2 - 2QU CoRE ¦ 1QU LoRE | Seismic - Non-Red Flag Warning - Catastrophic Fires | 2023 | Electric Reliability | 428.6023 | 186.3964 | 2023 | Control | 0.1325 | 3 | 0 | esc | 0 | 0 | 0.15274 | 65.4638 | 0.15274 | 65.4638 | 0.15274 | 65.4638
[79 empty] | WLDFR | HFTD - Distribution - Tier 2 - 3QU CoRE ¦ 4QU LoRE | Red Flag Warning - Large Fires | 2021 | 0 | 0 | 0 | 0 | 5.2406 | 0.69642 | 2.942 | 1.6022 | 0.36069 | 0.36069 | 0 | 0 | 3.6566e-05 |  | 0 | 1.3189e-05 | 1.3189e-05 | 0 | 1.3189e-05 | 1.3189e-05 | 0 | 0 | 0 | 0 | 0 | 0 | [40 empty] | All EPR in 2020WLDFRFinancial | WLDFR | HFTD - Distribution - Tier 2 - 2QU CoRE ¦ 1QU LoRE | Seismic - Non-Red Flag Warning - Catastrophic Fires | 2023 | Financial | 13939.561 | 186.3964 | 2023 | Control | 0.053 | 3 | 0 | esc | 0 | 0 | 0.055966 | 780.1444 | 0.055966 | 780.1444 | 0.055966 | 780.1444
[79 empty] | WLDFR | HFTD - Distribution - Tier 2 - 3QU CoRE ¦ 4QU LoRE | Red Flag Warning - Large Fires | 2022 | 0 | 0 | 0 | 0 | 5.2406 | 0.69642 | 2.942 | 1.6022 | 0.36069 | 0.36069 | 0.36069 | 0 | 3.6566e-05 |  | 0 | 1.3189e-05 | 1.3189e-05 | 0 | 1.3189e-05 | 1.3189e-05 | 0 | 1.3189e-05 | 1.3189e-05 | 0 | 0 | 0 | [40 empty] | All EPR in 2020WLDFRSafety | WLDFR | HFTD - Distribution - Tier 2 - 2QU CoRE ¦ 1QU LoRE | Seismic - Non-Red Flag Warning - Catastrophic Fires | 2023 | Safety | 7467.8148 | 186.3964 | 2023 | Control | 0.053 | 3 | 0 | esc | 0 | 0 | 0.055966 | 417.9453 | 0.055966 | 417.9453 | 0.055966 | 417.9453
[79 empty] | WLDFR | HFTD - Distribution - Tier 2 - 3QU CoRE ¦ 4QU LoRE | Red Flag Warning - Large Fires | 2023 | 0 | 0 | 0 | 0 | 5.475 | 0.71896 | 3.0715 | 1.6846 | 0 | 0.37599 | 0.37599 | 0.37599 | 3.6566e-05 |  | 0 | 0 | 0 | 0 | 1.3749e-05 | 1.3749e-05 | 0 | 1.3749e-05 | 1.3749e-05 | 0 | 1.3749e-05 | 1.3749e-05 | [40 empty] | All EPR in 2020WLDFRElectric Reliability | WLDFR | HFTD - Distribution - Tier 2 - 2QU CoRE ¦ 1QU LoRE | Seismic - Non-Red Flag Warning - Catastrophic Fires | 2024 | Electric Reliability | 428.6023 | 186.3964 | 2024 | Control | 0.1325 | 3 | 0 | esc | 0 | 0 | 0 | 0 | 0.15274 | 65.4638 | 0.15274 | 65.4638
[79 empty] | WLDFR | HFTD - Distribution - Tier 2 - 3QU CoRE ¦ 4QU LoRE | Red Flag Warning - Large Fires | 2024 | 0 | 0 | 0 | 0 | 5.475 | 0.71896 | 3.0715 | 1.6846 | 0 | 0 | 0.37599 | 0.37599 | 3.6566e-05 |  | 0 | 0 | 0 | 0 | 0 | 0 | 0 | 1.3749e-05 | 1.3749e-05 | 0 | 1.3749e-05 | 1.3749e-05 | [40 empty] | All EPR in 2020WLDFRFinancial | WLDFR | HFTD - Distribution - Tier 2 - 2QU CoRE ¦ 1QU LoRE | Seismic - Non-Red Flag Warning - Catastrophic Fires | 2024 | Financial | 13939.561 | 186.3964 | 2024 | Control | 0.053 | 3 | 0 | esc | 0 | 0 | 0 | 0 | 0.055966 | 780.1444 | 0.055966 | 780.1444
[79 empty] | WLDFR | HFTD - Distribution - Tier 2 - 3QU CoRE ¦ 4QU LoRE | Red Flag Warning - Large Fires | 2025 | 0 | 0 | 0 | 0 | 5.475 | 0.71896 | 3.0715 | 1.6846 | 0 | 0 | 0 | 0.37599 | 3.6566e-05 |  | 0 | 0 | 0 | 0 | 0 | 0 | 0 | 0 | 0 | 0 | 1.3749e-05 | 1.3749e-05 | [40 empty] | All EPR in 2020WLDFRSafety | WLDFR | HFTD - Distribution - Tier 2 - 2QU CoRE ¦ 1QU LoRE | Seismic - Non-Red Flag Warning - Catastrophic Fires | 2024 | Safety | 7467.8148 | 186.3964 | 2024 | Control | 0.053 | 3 | 0 | esc | 0 | 0 | 0 | 0 | 0.055966 | 417.9453 | 0.055966 | 417.9453
[79 empty] | WLDFR | HFTD - Distribution - Tier 2 - 3QU CoRE ¦ 4QU LoRE | Red Flag Warning - Small Fires | 2020 | 0 | 0 | 0 | 0 | 0.077901 | 0.036425 | 0.0015809 | 0.039895 | 0.0078847 | 0 | 0 | 0 | 0.00040475 |  | 0 | 3.1913e-06 | 3.1913e-06 | 0 | 0 | 0 | 0 | 0 | 0 | 0 | 0 | 0 | [40 empty] | All EPR in 2020WLDFRElectric Reliability | WLDFR | HFTD - Distribution - Tier 2 - 2QU CoRE ¦ 1QU LoRE | Seismic - Non-Red Flag Warning - Catastrophic Fires | 2025 | Electric Reliability | 428.6023 | 186.3964 | 2025 | Control | 0.1325 | 3 | 0 | esc | 0 | 0 | 0 | 0 | 0 | 0 | 0.15274 | 65.4638
[79 empty] | WLDFR | HFTD - Distribution - Tier 2 - 3QU CoRE ¦ 4QU LoRE | Red Flag Warning - Small Fires | 2021 | 0 | 0 | 0 | 0 | 0.077901 | 0.036425 | 0.0015809 | 0.039895 | 0.0078847 | 0.0078847 | 0 | 0 | 0.00040475 |  | 0 | 3.1913e-06 | 3.1913e-06 | 0 | 3.1913e-06 | 3.1913e-06 | 0 | 0 | 0 | 0 | 0 | 0 | [40 empty] | All EPR in 2020WLDFRFinancial | WLDFR | HFTD - Distribution - Tier 2 - 2QU CoRE ¦ 1QU LoRE | Seismic - Non-Red Flag Warning - Catastrophic Fires | 2025 | Financial | 13939.561 | 186.3964 | 2025 | Control | 0.053 | 3 | 0 | esc | 0 | 0 | 0 | 0 | 0 | 0 | 0.055966 | 780.1444
[79 empty] | WLDFR | HFTD - Distribution - Tier 2 - 3QU CoRE ¦ 4QU LoRE | Red Flag Warning - Small Fires | 2022 | 0 | 0 | 0 | 0 | 0.077901 | 0.036425 | 0.0015809 | 0.039895 | 0.0078847 | 0.0078847 | 0.0078847 | 0 | 0.00040475 |  | 0 | 3.1913e-06 | 3.1913e-06 | 0 | 3.1913e-06 | 3.1913e-06 | 0 | 3.1913e-06 | 3.1913e-06 | 0 | 0 | 0 | [40 empty] | All EPR in 2020WLDFRSafety | WLDFR | HFTD - Distribution - Tier 2 - 2QU CoRE ¦ 1QU LoRE | Seismic - Non-Red Flag Warning - Catastrophic Fires | 2025 | Safety | 7467.8148 | 186.3964 | 2025 | Control | 0.053 | 3 | 0 | esc | 0 | 0 | 0 | 0 | 0 | 0 | 0.055966 | 417.9453
[79 empty] | WLDFR | HFTD - Distribution - Tier 2 - 3QU CoRE ¦ 4QU LoRE | Red Flag Warning - Small Fires | 2023 | 0 | 0 | 0 | 0 | 0.080408 | 0.03759 | 0.0016314 | 0.041187 | 0 | 0.0081378 | 0.0081378 | 0.0081378 | 0.00040475 |  | 0 | 0 | 0 | 0 | 3.2938e-06 | 3.2938e-06 | 0 | 3.2938e-06 | 3.2938e-06 | 0 | 3.2938e-06 | 3.2938e-06 | [40 empty] | All EPR in 2020WLDFRElectric Reliability | WLDFR | HFTD - Distribution - Tier 2 - 2QU CoRE ¦ 1QU LoRE | Seismic - Red Flag Warning - Catastrophic Fires | 2021 | Electric Reliability | 409.2237 | 186.3964 | 2021 | Control | 0.1325 | 3 | 0 | esc | 0.15274 | 62.5039 | 0.15274 | 62.5039 | 0 | 0 | 0 | 0
[79 empty] | WLDFR | HFTD - Distribution - Tier 2 - 3QU CoRE ¦ 4QU LoRE | Red Flag Warning - Small Fires | 2024 | 0 | 0 | 0 | 0 | 0.080408 | 0.03759 | 0.0016314 | 0.041187 | 0 | 0 | 0.0081378 | 0.0081378 | 0.00040475 |  | 0 | 0 | 0 | 0 | 0 | 0 | 0 | 3.2938e-06 | 3.2938e-06 | 0 | 3.2938e-06 | 3.2938e-06 | [40 empty] | All EPR in 2020WLDFRFinancial | WLDFR | HFTD - Distribution - Tier 2 - 2QU CoRE ¦ 1QU LoRE | Seismic - Red Flag Warning - Catastrophic Fires | 2021 | Financial | 13469.0878 | 186.3964 | 2021 | Control | 0.053 | 3 | 0 | esc | 0.055966 | 753.8138 | 0.055966 | 753.8138 | 0 | 0 | 0 | 0
[79 empty] | WLDFR | HFTD - Distribution - Tier 2 - 3QU CoRE ¦ 4QU LoRE | Red Flag Warning - Small Fires | 2025 | 0 | 0 | 0 | 0 | 0.080408 | 0.03759 | 0.0016314 | 0.041187 | 0 | 0 | 0 | 0.0081378 | 0.00040475 |  | 0 | 0 | 0 | 0 | 0 | 0 | 0 | 0 | 0 | 0 | 3.2938e-06 | 3.2938e-06 | [40 empty] | All EPR in 2020WLDFRSafety | WLDFR | HFTD - Distribution - Tier 2 - 2QU CoRE ¦ 1QU LoRE | Seismic - Red Flag Warning - Catastrophic Fires | 2021 | Safety | 7205.5313 | 186.3964 | 2021 | Control | 0.053 | 3 | 0 | esc | 0.055966 | 403.2663 | 0.055966 | 403.2663 | 0 | 0 | 0 | 0
[79 empty] | WLDFR | HFTD - Distribution - Tier 2 - 3QU CoRE ¦ 4QU LoRE | Seismic - Non-Red Flag Warning - Catastrophic Fires | 2020 | 0 | 0 | 0 | 0 | 21083.8428 | 409.2237 | 13469.0878 | 7205.5313 | 1219.584 | 0 | 0 | 0 | 1.9853e-10 |  | 0 | 2.4212e-07 | 2.4212e-07 | 0 | 0 | 0 | 0 | 0 | 0 | 0 | 0 | 0 | [40 empty] | All EPR in 2020WLDFRElectric Reliability | WLDFR | HFTD - Distribution - Tier 2 - 2QU CoRE ¦ 1QU LoRE | Seismic - Red Flag Warning - Catastrophic Fires | 2022 | Electric Reliability | 409.2237 | 186.3964 | 2022 | Control | 0.1325 | 3 | 0 | esc | 0.15274 | 62.5039 | 0.15274 | 62.5039 | 0.15274 | 62.5039 | 0 | 0
[79 empty] | WLDFR | HFTD - Distribution - Tier 2 - 3QU CoRE ¦ 4QU LoRE | Seismic - Non-Red Flag Warning - Catastrophic Fires | 2021 | 0 | 0 | 0 | 0 | 21083.8428 | 409.2237 | 13469.0878 | 7205.5313 | 1219.584 | 1219.584 | 0 | 0 | 1.9853e-10 |  | 0 | 2.4212e-07 | 2.4212e-07 | 0 | 2.4212e-07 | 2.4212e-07 | 0 | 0 | 0 | 0 | 0 | 0 | [40 empty] | All EPR in 2020WLDFRFinancial | WLDFR | HFTD - Distribution - Tier 2 - 2QU CoRE ¦ 1QU LoRE | Seismic - Red Flag Warning - Catastrophic Fires | 2022 | Financial | 13469.0878 | 186.3964 | 2022 | Control | 0.053 | 3 | 0 | esc | 0.055966 | 753.8138 | 0.055966 | 753.8138 | 0.055966 | 753.8138 | 0 | 0
[79 empty] | WLDFR | HFTD - Distribution - Tier 2 - 3QU CoRE ¦ 4QU LoRE | Seismic - Non-Red Flag Warning - Catastrophic Fires | 2022 | 0 | 0 | 0 | 0 | 21083.8428 | 409.2237 | 13469.0878 | 7205.5313 | 1219.584 | 1219.584 | 1219.584 | 0 | 1.9853e-10 |  | 0 | 2.4212e-07 | 2.4212e-07 | 0 | 2.4212e-07 | 2.4212e-07 | 0 | 2.4212e-07 | 2.4212e-07 | 0 | 0 | 0 | [40 empty] | All EPR in 2020WLDFRSafety | WLDFR | HFTD - Distribution - Tier 2 - 2QU CoRE ¦ 1QU LoRE | Seismic - Red Flag Warning - Catastrophic Fires | 2022 | Safety | 7205.5313 | 186.3964 | 2022 | Control | 0.053 | 3 | 0 | esc | 0.055966 | 403.2663 | 0.055966 | 403.2663 | 0.055966 | 403.2663 | 0 | 0
[79 empty] | WLDFR | HFTD - Distribution - Tier 2 - 3QU CoRE ¦ 4QU LoRE | Seismic - Non-Red Flag Warning - Catastrophic Fires | 2023 | 0 | 0 | 0 | 0 | 21835.9781 | 428.6023 | 13939.561 | 7467.8148 | 0 | 1263.5534 | 1263.5534 | 1263.5534 | 1.9853e-10 |  | 0 | 0 | 0 | 0 | 2.5085e-07 | 2.5085e-07 | 0 | 2.5085e-07 | 2.5085e-07 | 0 | 2.5085e-07 | 2.5085e-07 | [40 empty] | All EPR in 2020WLDFRElectric Reliability | WLDFR | HFTD - Distribution - Tier 2 - 2QU CoRE ¦ 1QU LoRE | Seismic - Red Flag Warning - Catastrophic Fires | 2023 | Electric Reliability | 428.6023 | 186.3964 | 2023 | Control | 0.1325 | 3 | 0 | esc | 0 | 0 | 0.15274 | 65.4638 | 0.15274 | 65.4638 | 0.15274 | 65.4638
[79 empty] | WLDFR | HFTD - Distribution - Tier 2 - 3QU CoRE ¦ 4QU LoRE | Seismic - Non-Red Flag Warning - Catastrophic Fires | 2024 | 0 | 0 | 0 | 0 | 21835.9781 | 428.6023 | 13939.561 | 7467.8148 | 0 | 0 | 1263.5534 | 1263.5534 | 1.9853e-10 |  | 0 | 0 | 0 | 0 | 0 | 0 | 0 | 2.5085e-07 | 2.5085e-07 | 0 | 2.5085e-07 | 2.5085e-07 | [40 empty] | All EPR in 2020WLDFRFinancial | WLDFR | HFTD - Distribution - Tier 2 - 2QU CoRE ¦ 1QU LoRE | Seismic - Red Flag Warning - Catastrophic Fires | 2023 | Financial | 13939.561 | 186.3964 | 2023 | Control | 0.053 | 3 | 0 | esc | 0 | 0 | 0.055966 | 780.1444 | 0.055966 | 780.1444 | 0.055966 | 780.1444
[79 empty] | WLDFR | HFTD - Distribution - Tier 2 - 3QU CoRE ¦ 4QU LoRE | Seismic - Non-Red Flag Warning - Catastrophic Fires | 2025 | 0 | 0 | 0 | 0 | 21835.9781 | 428.6023 | 13939.561 | 7467.8148 | 0 | 0 | 0 | 1263.5534 | 1.9853e-10 |  | 0 | 0 | 0 | 0 | 0 | 0 | 0 | 0 | 0 | 0 | 2.5085e-07 | 2.5085e-07 | [40 empty] | All EPR in 2020WLDFRSafety | WLDFR | HFTD - Distribution - Tier 2 - 2QU CoRE ¦ 1QU LoRE | Seismic - Red Flag Warning - Catastrophic Fires | 2023 | Safety | 7467.8148 | 186.3964 | 2023 | Control | 0.053 | 3 | 0 | esc | 0 | 0 | 0.055966 | 417.9453 | 0.055966 | 417.9453 | 0.055966 | 417.9453
[79 empty] | WLDFR | HFTD - Distribution - Tier 2 - 3QU CoRE ¦ 4QU LoRE | Seismic - Red Flag Warning - Catastrophic Fires | 2020 | 0 | 0 | 0 | 0 | 21083.8428 | 409.2237 | 13469.0878 | 7205.5313 | 1219.584 | 0 | 0 | 0 | 8.5622e-09 |  | 0 | 1.0442e-05 | 1.0442e-05 | 0 | 0 | 0 | 0 | 0 | 0 | 0 | 0 | 0 | [40 empty] | All EPR in 2020WLDFRElectric Reliability | WLDFR | HFTD - Distribution - Tier 2 - 2QU CoRE ¦ 1QU LoRE | Seismic - Red Flag Warning - Catastrophic Fires | 2024 | Electric Reliability | 428.6023 | 186.3964 | 2024 | Control | 0.1325 | 3 | 0 | esc | 0 | 0 | 0 | 0 | 0.15274 | 65.4638 | 0.15274 | 65.4638
[79 empty] | WLDFR | HFTD - Distribution - Tier 2 - 3QU CoRE ¦ 4QU LoRE | Seismic - Red Flag Warning - Catastrophic Fires | 2021 | 0 | 0 | 0 | 0 | 21083.8428 | 409.2237 | 13469.0878 | 7205.5313 | 1219.584 | 1219.584 | 0 | 0 | 8.5622e-09 |  | 0 | 1.0442e-05 | 1.0442e-05 | 0 | 1.0442e-05 | 1.0442e-05 | 0 | 0 | 0 | 0 | 0 | 0 | [40 empty] | All EPR in 2020WLDFRFinancial | WLDFR | HFTD - Distribution - Tier 2 - 2QU CoRE ¦ 1QU LoRE | Seismic - Red Flag Warning - Catastrophic Fires | 2024 | Financial | 13939.561 | 186.3964 | 2024 | Control | 0.053 | 3 | 0 | esc | 0 | 0 | 0 | 0 | 0.055966 | 780.1444 | 0.055966 | 780.1444
[79 empty] | WLDFR | HFTD - Distribution - Tier 2 - 3QU CoRE ¦ 4QU LoRE | Seismic - Red Flag Warning - Catastrophic Fires | 2022 | 0 | 0 | 0 | 0 | 21083.8428 | 409.2237 | 13469.0878 | 7205.5313 | 1219.584 | 1219.584 | 1219.584 | 0 | 8.5622e-09 |  | 0 | 1.0442e-05 | 1.0442e-05 | 0 | 1.0442e-05 | 1.0442e-05 | 0 | 1.0442e-05 | 1.0442e-05 | 0 | 0 | 0 | [40 empty] | All EPR in 2020WLDFRSafety | WLDFR | HFTD - Distribution - Tier 2 - 2QU CoRE ¦ 1QU LoRE | Seismic - Red Flag Warning - Catastrophic Fires | 2024 | Safety | 7467.8148 | 186.3964 | 2024 | Control | 0.053 | 3 | 0 | esc | 0 | 0 | 0 | 0 | 0.055966 | 417.9453 | 0.055966 | 417.9453
[79 empty] | WLDFR | HFTD - Distribution - Tier 2 - 3QU CoRE ¦ 4QU LoRE | Seismic - Red Flag Warning - Catastrophic Fires | 2023 | 0 | 0 | 0 | 0 | 21835.9781 | 428.6023 | 13939.561 | 7467.8148 | 0 | 1263.5534 | 1263.5534 | 1263.5534 | 8.5622e-09 |  | 0 | 0 | 0 | 0 | 1.0819e-05 | 1.0819e-05 | 0 | 1.0819e-05 | 1.0819e-05 | 0 | 1.0819e-05 | 1.0819e-05 | [40 empty] | All EPR in 2020WLDFRElectric Reliability | WLDFR | HFTD - Distribution - Tier 2 - 2QU CoRE ¦ 1QU LoRE | Seismic - Red Flag Warning - Catastrophic Fires | 2025 | Electric Reliability | 428.6023 | 186.3964 | 2025 | Control | 0.1325 | 3 | 0 | esc | 0 | 0 | 0 | 0 | 0 | 0 | 0.15274 | 65.4638
[79 empty] | WLDFR | HFTD - Distribution - Tier 2 - 3QU CoRE ¦ 4QU LoRE | Seismic - Red Flag Warning - Catastrophic Fires | 2024 | 0 | 0 | 0 | 0 | 21835.9781 | 428.6023 | 13939.561 | 7467.8148 | 0 | 0 | 1263.5534 | 1263.5534 | 8.5622e-09 |  | 0 | 0 | 0 | 0 | 0 | 0 | 0 | 1.0819e-05 | 1.0819e-05 | 0 | 1.0819e-05 | 1.0819e-05 | [40 empty] | All EPR in 2020WLDFRFinancial | WLDFR | HFTD - Distribution - Tier 2 - 2QU CoRE ¦ 1QU LoRE | Seismic - Red Flag Warning - Catastrophic Fires | 2025 | Financial | 13939.561 | 186.3964 | 2025 | Control | 0.053 | 3 | 0 | esc | 0 | 0 | 0 | 0 | 0 | 0 | 0.055966 | 780.1444
[79 empty] | WLDFR | HFTD - Distribution - Tier 2 - 3QU CoRE ¦ 4QU LoRE | Seismic - Red Flag Warning - Catastrophic Fires | 2025 | 0 | 0 | 0 | 0 | 21835.9781 | 428.6023 | 13939.561 | 7467.8148 | 0 | 0 | 0 | 1263.5534 | 8.5622e-09 |  | 0 | 0 | 0 | 0 | 0 | 0 | 0 | 0 | 0 | 0 | 1.0819e-05 | 1.0819e-05 | [40 empty] | All EPR in 2020WLDFRSafety | WLDFR | HFTD - Distribution - Tier 2 - 2QU CoRE ¦ 1QU LoRE | Seismic - Red Flag Warning - Catastrophic Fires | 2025 | Safety | 7467.8148 | 186.3964 | 2025 | Control | 0.053 | 3 | 0 | esc | 0 | 0 | 0 | 0 | 0 | 0 | 0.055966 | 417.9453
[79 empty] | WLDFR | HFTD - Distribution - Tier 2 - 3QU CoRE ¦ 5QU LoRE | Non-Red Flag Warning - Catastrophic Fires | 2020 | 0 | 0 | 0 | 0 | 14146.1306 | 222.2294 | 8585.7228 | 5338.1784 | 813.2108 | 0 | 0 | 0 | 1.2588e-06 |  | 0 | 0.0010237 | 0.0010237 | 0 | 0 | 0 | 0 | 0 | 0 | 0 | 0 | 0 | [40 empty] | All EPR in 2020WLDFRElectric Reliability | WLDFR | HFTD - Distribution - Tier 2 - 2QU CoRE ¦ 2QU LoRE | Non-Red Flag Warning - Catastrophic Fires | 2021 | Electric Reliability | 222.2294 | 501.7453 | 2021 | Control | 0.1325 | 3 | 0 | esc | 0.15274 | 33.9428 | 0.15274 | 33.9428 | 0 | 0 | 0 | 0
[79 empty] | WLDFR | HFTD - Distribution - Tier 2 - 3QU CoRE ¦ 5QU LoRE | Non-Red Flag Warning - Catastrophic Fires | 2021 | 0 | 0 | 0 | 0 | 14146.1306 | 222.2294 | 8585.7228 | 5338.1784 | 813.2108 | 813.2108 | 0 | 0 | 1.2588e-06 |  | 0 | 0.0010237 | 0.0010237 | 0 | 0.0010237 | 0.0010237 | 0 | 0 | 0 | 0 | 0 | 0 | [40 empty] | All EPR in 2020WLDFRFinancial | WLDFR | HFTD - Distribution - Tier 2 - 2QU CoRE ¦ 2QU LoRE | Non-Red Flag Warning - Catastrophic Fires | 2021 | Financial | 8585.7228 | 501.7453 | 2021 | Control | 0.053 | 3 | 0 | esc | 0.055966 | 480.5104 | 0.055966 | 480.5104 | 0 | 0 | 0 | 0
[79 empty] | WLDFR | HFTD - Distribution - Tier 2 - 3QU CoRE ¦ 5QU LoRE | Non-Red Flag Warning - Catastrophic Fires | 2022 | 0 | 0 | 0 | 0 | 14146.1306 | 222.2294 | 8585.7228 | 5338.1784 | 813.2108 | 813.2108 | 813.2108 | 0 | 1.2588e-06 |  | 0 | 0.0010237 | 0.0010237 | 0 | 0.0010237 | 0.0010237 | 0 | 0.0010237 | 0.0010237 | 0 | 0 | 0 | [40 empty] | All EPR in 2020WLDFRSafety | WLDFR | HFTD - Distribution - Tier 2 - 2QU CoRE ¦ 2QU LoRE | Non-Red Flag Warning - Catastrophic Fires | 2021 | Safety | 5338.1784 | 501.7453 | 2021 | Control | 0.053 | 3 | 0 | esc | 0.055966 | 298.7576 | 0.055966 | 298.7576 | 0 | 0 | 0 | 0
[79 empty] | WLDFR | HFTD - Distribution - Tier 2 - 3QU CoRE ¦ 5QU LoRE | Non-Red Flag Warning - Catastrophic Fires | 2023 | 0 | 0 | 0 | 0 | 14664.6376 | 233.2301 | 8896.516 | 5534.8915 | 0 | 843.2942 | 843.2942 | 843.2942 | 1.2588e-06 |  | 0 | 0 | 0 | 0 | 0.0010616 | 0.0010616 | 0 | 0.0010616 | 0.0010616 | 0 | 0.0010616 | 0.0010616 | [40 empty] | All EPR in 2020WLDFRElectric Reliability | WLDFR | HFTD - Distribution - Tier 2 - 2QU CoRE ¦ 2QU LoRE | Non-Red Flag Warning - Catastrophic Fires | 2022 | Electric Reliability | 222.2294 | 501.7453 | 2022 | Control | 0.1325 | 3 | 0 | esc | 0.15274 | 33.9428 | 0.15274 | 33.9428 | 0.15274 | 33.9428 | 0 | 0
[79 empty] | WLDFR | HFTD - Distribution - Tier 2 - 3QU CoRE ¦ 5QU LoRE | Non-Red Flag Warning - Catastrophic Fires | 2024 | 0 | 0 | 0 | 0 | 14664.6376 | 233.2301 | 8896.516 | 5534.8915 | 0 | 0 | 843.2942 | 843.2942 | 1.2588e-06 |  | 0 | 0 | 0 | 0 | 0 | 0 | 0 | 0.0010616 | 0.0010616 | 0 | 0.0010616 | 0.0010616 | [40 empty] | All EPR in 2020WLDFRFinancial | WLDFR | HFTD - Distribution - Tier 2 - 2QU CoRE ¦ 2QU LoRE | Non-Red Flag Warning - Catastrophic Fires | 2022 | Financial | 8585.7228 | 501.7453 | 2022 | Control | 0.053 | 3 | 0 | esc | 0.055966 | 480.5104 | 0.055966 | 480.5104 | 0.055966 | 480.5104 | 0 | 0
[79 empty] | WLDFR | HFTD - Distribution - Tier 2 - 3QU CoRE ¦ 5QU LoRE | Non-Red Flag Warning - Catastrophic Fires | 2025 | 0 | 0 | 0 | 0 | 14664.6376 | 233.2301 | 8896.516 | 5534.8915 | 0 | 0 | 0 | 843.2942 | 1.2588e-06 |  | 0 | 0 | 0 | 0 | 0 | 0 | 0 | 0 | 0 | 0 | 0.0010616 | 0.0010616 | [40 empty] | All EPR in 2020WLDFRSafety | WLDFR | HFTD - Distribution - Tier 2 - 2QU CoRE ¦ 2QU LoRE | Non-Red Flag Warning - Catastrophic Fires | 2022 | Safety | 5338.1784 | 501.7453 | 2022 | Control | 0.053 | 3 | 0 | esc | 0.055966 | 298.7576 | 0.055966 | 298.7576 | 0.055966 | 298.7576 | 0 | 0
[79 empty] | WLDFR | HFTD - Distribution - Tier 2 - 3QU CoRE ¦ 5QU LoRE | Non-Red Flag Warning - Destructive Fires | 2020 | 0 | 0 | 0 | 0 | 8807.9522 | 222.2294 | 8585.7228 | 0 | 514.4532 | 0 | 0 | 0 | 1.1566e-06 |  | 0 | 0.00059499 | 0.00059499 | 0 | 0 | 0 | 0 | 0 | 0 | 0 | 0 | 0 | [40 empty] | All EPR in 2020WLDFRElectric Reliability | WLDFR | HFTD - Distribution - Tier 2 - 2QU CoRE ¦ 2QU LoRE | Non-Red Flag Warning - Catastrophic Fires | 2023 | Electric Reliability | 233.2301 | 501.7453 | 2023 | Control | 0.1325 | 3 | 0 | esc | 0 | 0 | 0.15274 | 35.623 | 0.15274 | 35.623 | 0.15274 | 35.623
[79 empty] | WLDFR | HFTD - Distribution - Tier 2 - 3QU CoRE ¦ 5QU LoRE | Non-Red Flag Warning - Destructive Fires | 2021 | 0 | 0 | 0 | 0 | 8807.9522 | 222.2294 | 8585.7228 | 0 | 514.4532 | 514.4532 | 0 | 0 | 1.1566e-06 |  | 0 | 0.00059499 | 0.00059499 | 0 | 0.00059499 | 0.00059499 | 0 | 0 | 0 | 0 | 0 | 0 | [40 empty] | All EPR in 2020WLDFRFinancial | WLDFR | HFTD - Distribution - Tier 2 - 2QU CoRE ¦ 2QU LoRE | Non-Red Flag Warning - Catastrophic Fires | 2023 | Financial | 8896.516 | 501.7453 | 2023 | Control | 0.053 | 3 | 0 | esc | 0 | 0 | 0.055966 | 497.9043 | 0.055966 | 497.9043 | 0.055966 | 497.9043
[79 empty] | WLDFR | HFTD - Distribution - Tier 2 - 3QU CoRE ¦ 5QU LoRE | Non-Red Flag Warning - Destructive Fires | 2022 | 0 | 0 | 0 | 0 | 8807.9522 | 222.2294 | 8585.7228 | 0 | 514.4532 | 514.4532 | 514.4532 | 0 | 1.1566e-06 |  | 0 | 0.00059499 | 0.00059499 | 0 | 0.00059499 | 0.00059499 | 0 | 0.00059499 | 0.00059499 | 0 | 0 | 0 | [40 empty] | All EPR in 2020WLDFRSafety | WLDFR | HFTD - Distribution - Tier 2 - 2QU CoRE ¦ 2QU LoRE | Non-Red Flag Warning - Catastrophic Fires | 2023 | Safety | 5534.8915 | 501.7453 | 2023 | Control | 0.053 | 3 | 0 | esc | 0 | 0 | 0.055966 | 309.7669 | 0.055966 | 309.7669 | 0.055966 | 309.7669
[79 empty] | WLDFR | HFTD - Distribution - Tier 2 - 3QU CoRE ¦ 5QU LoRE | Non-Red Flag Warning - Destructive Fires | 2023 | 0 | 0 | 0 | 0 | 9129.7461 | 233.2301 | 8896.516 | 0 | 0 | 533.5273 | 533.5273 | 533.5273 | 1.1566e-06 |  | 0 | 0 | 0 | 0 | 0.00061705 | 0.00061705 | 0 | 0.00061705 | 0.00061705 | 0 | 0.00061705 | 0.00061705 | [40 empty] | All EPR in 2020WLDFRElectric Reliability | WLDFR | HFTD - Distribution - Tier 2 - 2QU CoRE ¦ 2QU LoRE | Non-Red Flag Warning - Catastrophic Fires | 2024 | Electric Reliability | 233.2301 | 501.7453 | 2024 | Control | 0.1325 | 3 | 0 | esc | 0 | 0 | 0 | 0 | 0.15274 | 35.623 | 0.15274 | 35.623
[79 empty] | WLDFR | HFTD - Distribution - Tier 2 - 3QU CoRE ¦ 5QU LoRE | Non-Red Flag Warning - Destructive Fires | 2024 | 0 | 0 | 0 | 0 | 9129.7461 | 233.2301 | 8896.516 | 0 | 0 | 0 | 533.5273 | 533.5273 | 1.1566e-06 |  | 0 | 0 | 0 | 0 | 0 | 0 | 0 | 0.00061705 | 0.00061705 | 0 | 0.00061705 | 0.00061705 | [40 empty] | All EPR in 2020WLDFRFinancial | WLDFR | HFTD - Distribution - Tier 2 - 2QU CoRE ¦ 2QU LoRE | Non-Red Flag Warning - Catastrophic Fires | 2024 | Financial | 8896.516 | 501.7453 | 2024 | Control | 0.053 | 3 | 0 | esc | 0 | 0 | 0 | 0 | 0.055966 | 497.9043 | 0.055966 | 497.9043
[79 empty] | WLDFR | HFTD - Distribution - Tier 2 - 3QU CoRE ¦ 5QU LoRE | Non-Red Flag Warning - Destructive Fires | 2025 | 0 | 0 | 0 | 0 | 9129.7461 | 233.2301 | 8896.516 | 0 | 0 | 0 | 0 | 533.5273 | 1.1566e-06 |  | 0 | 0 | 0 | 0 | 0 | 0 | 0 | 0 | 0 | 0 | 0.00061705 | 0.00061705 | [40 empty] | All EPR in 2020WLDFRSafety | WLDFR | HFTD - Distribution - Tier 2 - 2QU CoRE ¦ 2QU LoRE | Non-Red Flag Warning - Catastrophic Fires | 2024 | Safety | 5534.8915 | 501.7453 | 2024 | Control | 0.053 | 3 | 0 | esc | 0 | 0 | 0 | 0 | 0.055966 | 309.7669 | 0.055966 | 309.7669
[79 empty] | WLDFR | HFTD - Distribution - Tier 2 - 3QU CoRE ¦ 5QU LoRE | Non-Red Flag Warning - Large Fires | 2020 | 0 | 0 | 0 | 0 | 5.2406 | 0.69642 | 2.942 | 1.6022 | 0.36069 | 0 | 0 | 0 | 1.7697e-05 |  | 0 | 6.3829e-06 | 6.3829e-06 | 0 | 0 | 0 | 0 | 0 | 0 | 0 | 0 | 0 | [40 empty] | All EPR in 2020WLDFRElectric Reliability | WLDFR | HFTD - Distribution - Tier 2 - 2QU CoRE ¦ 2QU LoRE | Non-Red Flag Warning - Catastrophic Fires | 2025 | Electric Reliability | 233.2301 | 501.7453 | 2025 | Control | 0.1325 | 3 | 0 | esc | 0 | 0 | 0 | 0 | 0 | 0 | 0.15274 | 35.623
[79 empty] | WLDFR | HFTD - Distribution - Tier 2 - 3QU CoRE ¦ 5QU LoRE | Non-Red Flag Warning - Large Fires | 2021 | 0 | 0 | 0 | 0 | 5.2406 | 0.69642 | 2.942 | 1.6022 | 0.36069 | 0.36069 | 0 | 0 | 1.7697e-05 |  | 0 | 6.3829e-06 | 6.3829e-06 | 0 | 6.3829e-06 | 6.3829e-06 | 0 | 0 | 0 | 0 | 0 | 0 | [40 empty] | All EPR in 2020WLDFRFinancial | WLDFR | HFTD - Distribution - Tier 2 - 2QU CoRE ¦ 2QU LoRE | Non-Red Flag Warning - Catastrophic Fires | 2025 | Financial | 8896.516 | 501.7453 | 2025 | Control | 0.053 | 3 | 0 | esc | 0 | 0 | 0 | 0 | 0 | 0 | 0.055966 | 497.9043
[79 empty] | WLDFR | HFTD - Distribution - Tier 2 - 3QU CoRE ¦ 5QU LoRE | Non-Red Flag Warning - Large Fires | 2022 | 0 | 0 | 0 | 0 | 5.2406 | 0.69642 | 2.942 | 1.6022 | 0.36069 | 0.36069 | 0.36069 | 0 | 1.7697e-05 |  | 0 | 6.3829e-06 | 6.3829e-06 | 0 | 6.3829e-06 | 6.3829e-06 | 0 | 6.3829e-06 | 6.3829e-06 | 0 | 0 | 0 | [40 empty] | All EPR in 2020WLDFRSafety | WLDFR | HFTD - Distribution - Tier 2 - 2QU CoRE ¦ 2QU LoRE | Non-Red Flag Warning - Catastrophic Fires | 2025 | Safety | 5534.8915 | 501.7453 | 2025 | Control | 0.053 | 3 | 0 | esc | 0 | 0 | 0 | 0 | 0 | 0 | 0.055966 | 309.7669
[79 empty] | WLDFR | HFTD - Distribution - Tier 2 - 3QU CoRE ¦ 5QU LoRE | Non-Red Flag Warning - Large Fires | 2023 | 0 | 0 | 0 | 0 | 5.475 | 0.71896 | 3.0715 | 1.6846 | 0 | 0.37599 | 0.37599 | 0.37599 | 1.7697e-05 |  | 0 | 0 | 0 | 0 | 6.6538e-06 | 6.6538e-06 | 0 | 6.6538e-06 | 6.6538e-06 | 0 | 6.6538e-06 | 6.6538e-06 | [40 empty] | All EPR in 2020WLDFRElectric Reliability | WLDFR | HFTD - Distribution - Tier 2 - 2QU CoRE ¦ 2QU LoRE | Non-Red Flag Warning - Destructive Fires | 2021 | Electric Reliability | 222.2294 | 501.7453 | 2021 | Control | 0.1325 | 3 | 0 | esc | 0.15274 | 33.9428 | 0.15274 | 33.9428 | 0 | 0 | 0 | 0
[79 empty] | WLDFR | HFTD - Distribution - Tier 2 - 3QU CoRE ¦ 5QU LoRE | Non-Red Flag Warning - Large Fires | 2024 | 0 | 0 | 0 | 0 | 5.475 | 0.71896 | 3.0715 | 1.6846 | 0 | 0 | 0.37599 | 0.37599 | 1.7697e-05 |  | 0 | 0 | 0 | 0 | 0 | 0 | 0 | 6.6538e-06 | 6.6538e-06 | 0 | 6.6538e-06 | 6.6538e-06 | [40 empty] | All EPR in 2020WLDFRFinancial | WLDFR | HFTD - Distribution - Tier 2 - 2QU CoRE ¦ 2QU LoRE | Non-Red Flag Warning - Destructive Fires | 2021 | Financial | 8585.7228 | 501.7453 | 2021 | Control | 0.053 | 3 | 0 | esc | 0.055966 | 480.5104 | 0.055966 | 480.5104 | 0 | 0 | 0 | 0
[79 empty] | WLDFR | HFTD - Distribution - Tier 2 - 3QU CoRE ¦ 5QU LoRE | Non-Red Flag Warning - Large Fires | 2025 | 0 | 0 | 0 | 0 | 5.475 | 0.71896 | 3.0715 | 1.6846 | 0 | 0 | 0 | 0.37599 | 1.7697e-05 |  | 0 | 0 | 0 | 0 | 0 | 0 | 0 | 0 | 0 | 0 | 6.6538e-06 | 6.6538e-06 | [40 empty] | All EPR in 2020WLDFRElectric Reliability | WLDFR | HFTD - Distribution - Tier 2 - 2QU CoRE ¦ 2QU LoRE | Non-Red Flag Warning - Destructive Fires | 2022 | Electric Reliability | 222.2294 | 501.7453 | 2022 | Control | 0.1325 | 3 | 0 | esc | 0.15274 | 33.9428 | 0.15274 | 33.9428 | 0.15274 | 33.9428 | 0 | 0
[79 empty] | WLDFR | HFTD - Distribution - Tier 2 - 3QU CoRE ¦ 5QU LoRE | Non-Red Flag Warning - Small Fires | 2020 | 0 | 0 | 0 | 0 | 0.077901 | 0.036425 | 0.0015809 | 0.039895 | 0.0078847 | 0 | 0 | 0 | 0.002328 |  | 0 | 1.8356e-05 | 1.8356e-05 | 0 | 0 | 0 | 0 | 0 | 0 | 0 | 0 | 0 | [40 empty] | All EPR in 2020WLDFRFinancial | WLDFR | HFTD - Distribution - Tier 2 - 2QU CoRE ¦ 2QU LoRE | Non-Red Flag Warning - Destructive Fires | 2022 | Financial | 8585.7228 | 501.7453 | 2022 | Control | 0.053 | 3 | 0 | esc | 0.055966 | 480.5104 | 0.055966 | 480.5104 | 0.055966 | 480.5104 | 0 | 0
[79 empty] | WLDFR | HFTD - Distribution - Tier 2 - 3QU CoRE ¦ 5QU LoRE | Non-Red Flag Warning - Small Fires | 2021 | 0 | 0 | 0 | 0 | 0.077901 | 0.036425 | 0.0015809 | 0.039895 | 0.0078847 | 0.0078847 | 0 | 0 | 0.002328 |  | 0 | 1.8356e-05 | 1.8356e-05 | 0 | 1.8356e-05 | 1.8356e-05 | 0 | 0 | 0 | 0 | 0 | 0 | [40 empty] | All EPR in 2020WLDFRElectric Reliability | WLDFR | HFTD - Distribution - Tier 2 - 2QU CoRE ¦ 2QU LoRE | Non-Red Flag Warning - Destructive Fires | 2023 | Electric Reliability | 233.2301 | 501.7453 | 2023 | Control | 0.1325 | 3 | 0 | esc | 0 | 0 | 0.15274 | 35.623 | 0.15274 | 35.623 | 0.15274 | 35.623
[79 empty] | WLDFR | HFTD - Distribution - Tier 2 - 3QU CoRE ¦ 5QU LoRE | Non-Red Flag Warning - Small Fires | 2022 | 0 | 0 | 0 | 0 | 0.077901 | 0.036425 | 0.0015809 | 0.039895 | 0.0078847 | 0.0078847 | 0.0078847 | 0 | 0.002328 |  | 0 | 1.8356e-05 | 1.8356e-05 | 0 | 1.8356e-05 | 1.8356e-05 | 0 | 1.8356e-05 | 1.8356e-05 | 0 | 0 | 0 | [40 empty] | All EPR in 2020WLDFRFinancial | WLDFR | HFTD - Distribution - Tier 2 - 2QU CoRE ¦ 2QU LoRE | Non-Red Flag Warning - Destructive Fires | 2023 | Financial | 8896.516 | 501.7453 | 2023 | Control | 0.053 | 3 | 0 | esc | 0 | 0 | 0.055966 | 497.9043 | 0.055966 | 497.9043 | 0.055966 | 497.9043
[79 empty] | WLDFR | HFTD - Distribution - Tier 2 - 3QU CoRE ¦ 5QU LoRE | Non-Red Flag Warning - Small Fires | 2023 | 0 | 0 | 0 | 0 | 0.080408 | 0.03759 | 0.0016314 | 0.041187 | 0 | 0.0081378 | 0.0081378 | 0.0081378 | 0.002328 |  | 0 | 0 | 0 | 0 | 1.8945e-05 | 1.8945e-05 | 0 | 1.8945e-05 | 1.8945e-05 | 0 | 1.8945e-05 | 1.8945e-05 | [40 empty] | All EPR in 2020WLDFRElectric Reliability | WLDFR | HFTD - Distribution - Tier 2 - 2QU CoRE ¦ 2QU LoRE | Non-Red Flag Warning - Destructive Fires | 2024 | Electric Reliability | 233.2301 | 501.7453 | 2024 | Control | 0.1325 | 3 | 0 | esc | 0 | 0 | 0 | 0 | 0.15274 | 35.623 | 0.15274 | 35.623
[79 empty] | WLDFR | HFTD - Distribution - Tier 2 - 3QU CoRE ¦ 5QU LoRE | Non-Red Flag Warning - Small Fires | 2024 | 0 | 0 | 0 | 0 | 0.080408 | 0.03759 | 0.0016314 | 0.041187 | 0 | 0 | 0.0081378 | 0.0081378 | 0.002328 |  | 0 | 0 | 0 | 0 | 0 | 0 | 0 | 1.8945e-05 | 1.8945e-05 | 0 | 1.8945e-05 | 1.8945e-05 | [40 empty] | All EPR in 2020WLDFRFinancial | WLDFR | HFTD - Distribution - Tier 2 - 2QU CoRE ¦ 2QU LoRE | Non-Red Flag Warning - Destructive Fires | 2024 | Financial | 8896.516 | 501.7453 | 2024 | Control | 0.053 | 3 | 0 | esc | 0 | 0 | 0 | 0 | 0.055966 | 497.9043 | 0.055966 | 497.9043
[79 empty] | WLDFR | HFTD - Distribution - Tier 2 - 3QU CoRE ¦ 5QU LoRE | Non-Red Flag Warning - Small Fires | 2025 | 0 | 0 | 0 | 0 | 0.080408 | 0.03759 | 0.0016314 | 0.041187 | 0 | 0 | 0 | 0.0081378 | 0.002328 |  | 0 | 0 | 0 | 0 | 0 | 0 | 0 | 0 | 0 | 0 | 1.8945e-05 | 1.8945e-05 | [40 empty] | All EPR in 2020WLDFRElectric Reliability | WLDFR | HFTD - Distribution - Tier 2 - 2QU CoRE ¦ 2QU LoRE | Non-Red Flag Warning - Destructive Fires | 2025 | Electric Reliability | 233.2301 | 501.7453 | 2025 | Control | 0.1325 | 3 | 0 | esc | 0 | 0 | 0 | 0 | 0 | 0 | 0.15274 | 35.623
[79 empty] | WLDFR | HFTD - Distribution - Tier 2 - 3QU CoRE ¦ 5QU LoRE | Red Flag Warning - Catastrophic Fires | 2020 | 0 | 0 | 0 | 0 | 14146.1306 | 222.2294 | 8585.7228 | 5338.1784 | 813.2108 | 0 | 0 | 0 | 1.5797e-05 |  | 0 | 0.012847 | 0.012847 | 0 | 0 | 0 | 0 | 0 | 0 | 0 | 0 | 0 | [40 empty] | All EPR in 2020WLDFRFinancial | WLDFR | HFTD - Distribution - Tier 2 - 2QU CoRE ¦ 2QU LoRE | Non-Red Flag Warning - Destructive Fires | 2025 | Financial | 8896.516 | 501.7453 | 2025 | Control | 0.053 | 3 | 0 | esc | 0 | 0 | 0 | 0 | 0 | 0 | 0.055966 | 497.9043
[79 empty] | WLDFR | HFTD - Distribution - Tier 2 - 3QU CoRE ¦ 5QU LoRE | Red Flag Warning - Catastrophic Fires | 2021 | 0 | 0 | 0 | 0 | 14146.1306 | 222.2294 | 8585.7228 | 5338.1784 | 813.2108 | 813.2108 | 0 | 0 | 1.5797e-05 |  | 0 | 0.012847 | 0.012847 | 0 | 0.012847 | 0.012847 | 0 | 0 | 0 | 0 | 0 | 0 | [40 empty] | All EPR in 2020WLDFRElectric Reliability | WLDFR | HFTD - Distribution - Tier 2 - 2QU CoRE ¦ 2QU LoRE | Non-Red Flag Warning - Large Fires | 2021 | Electric Reliability | 0.69642 | 501.7453 | 2021 | Control | 0.1325 | 3 | 0 | esc | 0.15274 | 0.10637 | 0.15274 | 0.10637 | 0 | 0 | 0 | 0
[79 empty] | WLDFR | HFTD - Distribution - Tier 2 - 3QU CoRE ¦ 5QU LoRE | Red Flag Warning - Catastrophic Fires | 2022 | 0 | 0 | 0 | 0 | 14146.1306 | 222.2294 | 8585.7228 | 5338.1784 | 813.2108 | 813.2108 | 813.2108 | 0 | 1.5797e-05 |  | 0 | 0.012847 | 0.012847 | 0 | 0.012847 | 0.012847 | 0 | 0.012847 | 0.012847 | 0 | 0 | 0 | [40 empty] | All EPR in 2020WLDFRFinancial | WLDFR | HFTD - Distribution - Tier 2 - 2QU CoRE ¦ 2QU LoRE | Non-Red Flag Warning - Large Fires | 2021 | Financial | 2.942 | 501.7453 | 2021 | Control | 0.053 | 3 | 0 | esc | 0.055966 | 0.16465 | 0.055966 | 0.16465 | 0 | 0 | 0 | 0
[79 empty] | WLDFR | HFTD - Distribution - Tier 2 - 3QU CoRE ¦ 5QU LoRE | Red Flag Warning - Catastrophic Fires | 2023 | 0 | 0 | 0 | 0 | 14664.6376 | 233.2301 | 8896.516 | 5534.8915 | 0 | 843.2942 | 843.2942 | 843.2942 | 1.5797e-05 |  | 0 | 0 | 0 | 0 | 0.013322 | 0.013322 | 0 | 0.013322 | 0.013322 | 0 | 0.013322 | 0.013322 | [40 empty] | All EPR in 2020WLDFRSafety | WLDFR | HFTD - Distribution - Tier 2 - 2QU CoRE ¦ 2QU LoRE | Non-Red Flag Warning - Large Fires | 2021 | Safety | 1.6022 | 501.7453 | 2021 | Control | 0.053 | 3 | 0 | esc | 0.055966 | 0.089668 | 0.055966 | 0.089668 | 0 | 0 | 0 | 0
[79 empty] | WLDFR | HFTD - Distribution - Tier 2 - 3QU CoRE ¦ 5QU LoRE | Red Flag Warning - Catastrophic Fires | 2024 | 0 | 0 | 0 | 0 | 14664.6376 | 233.2301 | 8896.516 | 5534.8915 | 0 | 0 | 843.2942 | 843.2942 | 1.5797e-05 |  | 0 | 0 | 0 | 0 | 0 | 0 | 0 | 0.013322 | 0.013322 | 0 | 0.013322 | 0.013322 | [40 empty] | All EPR in 2020WLDFRElectric Reliability | WLDFR | HFTD - Distribution - Tier 2 - 2QU CoRE ¦ 2QU LoRE | Non-Red Flag Warning - Large Fires | 2022 | Electric Reliability | 0.69642 | 501.7453 | 2022 | Control | 0.1325 | 3 | 0 | esc | 0.15274 | 0.10637 | 0.15274 | 0.10637 | 0.15274 | 0.10637 | 0 | 0
[79 empty] | WLDFR | HFTD - Distribution - Tier 2 - 3QU CoRE ¦ 5QU LoRE | Red Flag Warning - Catastrophic Fires | 2025 | 0 | 0 | 0 | 0 | 14664.6376 | 233.2301 | 8896.516 | 5534.8915 | 0 | 0 | 0 | 843.2942 | 1.5797e-05 |  | 0 | 0 | 0 | 0 | 0 | 0 | 0 | 0 | 0 | 0 | 0.013322 | 0.013322 | [40 empty] | All EPR in 2020WLDFRFinancial | WLDFR | HFTD - Distribution - Tier 2 - 2QU CoRE ¦ 2QU LoRE | Non-Red Flag Warning - Large Fires | 2022 | Financial | 2.942 | 501.7453 | 2022 | Control | 0.053 | 3 | 0 | esc | 0.055966 | 0.16465 | 0.055966 | 0.16465 | 0.055966 | 0.16465 | 0 | 0
[79 empty] | WLDFR | HFTD - Distribution - Tier 2 - 3QU CoRE ¦ 5QU LoRE | Red Flag Warning - Destructive Fires | 2020 | 0 | 0 | 0 | 0 | 8807.9522 | 222.2294 | 8585.7228 | 0 | 514.4532 | 0 | 0 | 0 | 2.4707e-06 |  | 0 | 0.0012711 | 0.0012711 | 0 | 0 | 0 | 0 | 0 | 0 | 0 | 0 | 0 | [40 empty] | All EPR in 2020WLDFRSafety | WLDFR | HFTD - Distribution - Tier 2 - 2QU CoRE ¦ 2QU LoRE | Non-Red Flag Warning - Large Fires | 2022 | Safety | 1.6022 | 501.7453 | 2022 | Control | 0.053 | 3 | 0 | esc | 0.055966 | 0.089668 | 0.055966 | 0.089668 | 0.055966 | 0.089668 | 0 | 0
[79 empty] | WLDFR | HFTD - Distribution - Tier 2 - 3QU CoRE ¦ 5QU LoRE | Red Flag Warning - Destructive Fires | 2021 | 0 | 0 | 0 | 0 | 8807.9522 | 222.2294 | 8585.7228 | 0 | 514.4532 | 514.4532 | 0 | 0 | 2.4707e-06 |  | 0 | 0.0012711 | 0.0012711 | 0 | 0.0012711 | 0.0012711 | 0 | 0 | 0 | 0 | 0 | 0 | [40 empty] | All EPR in 2020WLDFRElectric Reliability | WLDFR | HFTD - Distribution - Tier 2 - 2QU CoRE ¦ 2QU LoRE | Non-Red Flag Warning - Large Fires | 2023 | Electric Reliability | 0.71896 | 501.7453 | 2023 | Control | 0.1325 | 3 | 0 | esc | 0 | 0 | 0.15274 | 0.10981 | 0.15274 | 0.10981 | 0.15274 | 0.10981
[79 empty] | WLDFR | HFTD - Distribution - Tier 2 - 3QU CoRE ¦ 5QU LoRE | Red Flag Warning - Destructive Fires | 2022 | 0 | 0 | 0 | 0 | 8807.9522 | 222.2294 | 8585.7228 | 0 | 514.4532 | 514.4532 | 514.4532 | 0 | 2.4707e-06 |  | 0 | 0.0012711 | 0.0012711 | 0 | 0.0012711 | 0.0012711 | 0 | 0.0012711 | 0.0012711 | 0 | 0 | 0 | [40 empty] | All EPR in 2020WLDFRFinancial | WLDFR | HFTD - Distribution - Tier 2 - 2QU CoRE ¦ 2QU LoRE | Non-Red Flag Warning - Large Fires | 2023 | Financial | 3.0715 | 501.7453 | 2023 | Control | 0.053 | 3 | 0 | esc | 0 | 0 | 0.055966 | 0.1719 | 0.055966 | 0.1719 | 0.055966 | 0.1719
[79 empty] | WLDFR | HFTD - Distribution - Tier 2 - 3QU CoRE ¦ 5QU LoRE | Red Flag Warning - Destructive Fires | 2023 | 0 | 0 | 0 | 0 | 9129.7461 | 233.2301 | 8896.516 | 0 | 0 | 533.5273 | 533.5273 | 533.5273 | 2.4707e-06 |  | 0 | 0 | 0 | 0 | 0.0013182 | 0.0013182 | 0 | 0.0013182 | 0.0013182 | 0 | 0.0013182 | 0.0013182 | [40 empty] | All EPR in 2020WLDFRSafety | WLDFR | HFTD - Distribution - Tier 2 - 2QU CoRE ¦ 2QU LoRE | Non-Red Flag Warning - Large Fires | 2023 | Safety | 1.6846 | 501.7453 | 2023 | Control | 0.053 | 3 | 0 | esc | 0 | 0 | 0.055966 | 0.094279 | 0.055966 | 0.094279 | 0.055966 | 0.094279
[79 empty] | WLDFR | HFTD - Distribution - Tier 2 - 3QU CoRE ¦ 5QU LoRE | Red Flag Warning - Destructive Fires | 2024 | 0 | 0 | 0 | 0 | 9129.7461 | 233.2301 | 8896.516 | 0 | 0 | 0 | 533.5273 | 533.5273 | 2.4707e-06 |  | 0 | 0 | 0 | 0 | 0 | 0 | 0 | 0.0013182 | 0.0013182 | 0 | 0.0013182 | 0.0013182 | [40 empty] | All EPR in 2020WLDFRElectric Reliability | WLDFR | HFTD - Distribution - Tier 2 - 2QU CoRE ¦ 2QU LoRE | Non-Red Flag Warning - Large Fires | 2024 | Electric Reliability | 0.71896 | 501.7453 | 2024 | Control | 0.1325 | 3 | 0 | esc | 0 | 0 | 0 | 0 | 0.15274 | 0.10981 | 0.15274 | 0.10981
[79 empty] | WLDFR | HFTD - Distribution - Tier 2 - 3QU CoRE ¦ 5QU LoRE | Red Flag Warning - Destructive Fires | 2025 | 0 | 0 | 0 | 0 | 9129.7461 | 233.2301 | 8896.516 | 0 | 0 | 0 | 0 | 533.5273 | 2.4707e-06 |  | 0 | 0 | 0 | 0 | 0 | 0 | 0 | 0 | 0 | 0 | 0.0013182 | 0.0013182 | [40 empty] | All EPR in 2020WLDFRFinancial | WLDFR | HFTD - Distribution - Tier 2 - 2QU CoRE ¦ 2QU LoRE | Non-Red Flag Warning - Large Fires | 2024 | Financial | 3.0715 | 501.7453 | 2024 | Control | 0.053 | 3 | 0 | esc | 0 | 0 | 0 | 0 | 0.055966 | 0.1719 | 0.055966 | 0.1719
[79 empty] | WLDFR | HFTD - Distribution - Tier 2 - 3QU CoRE ¦ 5QU LoRE | Red Flag Warning - Large Fires | 2020 | 0 | 0 | 0 | 0 | 5.2406 | 0.69642 | 2.942 | 1.6022 | 0.36069 | 0 | 0 | 0 | 2.518e-05 |  | 0 | 9.0822e-06 | 9.0822e-06 | 0 | 0 | 0 | 0 | 0 | 0 | 0 | 0 | 0 | [40 empty] | All EPR in 2020WLDFRSafety | WLDFR | HFTD - Distribution - Tier 2 - 2QU CoRE ¦ 2QU LoRE | Non-Red Flag Warning - Large Fires | 2024 | Safety | 1.6846 | 501.7453 | 2024 | Control | 0.053 | 3 | 0 | esc | 0 | 0 | 0 | 0 | 0.055966 | 0.094279 | 0.055966 | 0.094279
[79 empty] | WLDFR | HFTD - Distribution - Tier 2 - 3QU CoRE ¦ 5QU LoRE | Red Flag Warning - Large Fires | 2021 | 0 | 0 | 0 | 0 | 5.2406 | 0.69642 | 2.942 | 1.6022 | 0.36069 | 0.36069 | 0 | 0 | 2.518e-05 |  | 0 | 9.0822e-06 | 9.0822e-06 | 0 | 9.0822e-06 | 9.0822e-06 | 0 | 0 | 0 | 0 | 0 | 0 | [40 empty] | All EPR in 2020WLDFRElectric Reliability | WLDFR | HFTD - Distribution - Tier 2 - 2QU CoRE ¦ 2QU LoRE | Non-Red Flag Warning - Large Fires | 2025 | Electric Reliability | 0.71896 | 501.7453 | 2025 | Control | 0.1325 | 3 | 0 | esc | 0 | 0 | 0 | 0 | 0 | 0 | 0.15274 | 0.10981
[79 empty] | WLDFR | HFTD - Distribution - Tier 2 - 3QU CoRE ¦ 5QU LoRE | Red Flag Warning - Large Fires | 2022 | 0 | 0 | 0 | 0 | 5.2406 | 0.69642 | 2.942 | 1.6022 | 0.36069 | 0.36069 | 0.36069 | 0 | 2.518e-05 |  | 0 | 9.0822e-06 | 9.0822e-06 | 0 | 9.0822e-06 | 9.0822e-06 | 0 | 9.0822e-06 | 9.0822e-06 | 0 | 0 | 0 | [40 empty] | All EPR in 2020WLDFRFinancial | WLDFR | HFTD - Distribution - Tier 2 - 2QU CoRE ¦ 2QU LoRE | Non-Red Flag Warning - Large Fires | 2025 | Financial | 3.0715 | 501.7453 | 2025 | Control | 0.053 | 3 | 0 | esc | 0 | 0 | 0 | 0 | 0 | 0 | 0.055966 | 0.1719
[79 empty] | WLDFR | HFTD - Distribution - Tier 2 - 3QU CoRE ¦ 5QU LoRE | Red Flag Warning - Large Fires | 2023 | 0 | 0 | 0 | 0 | 5.475 | 0.71896 | 3.0715 | 1.6846 | 0 | 0.37599 | 0.37599 | 0.37599 | 2.518e-05 |  | 0 | 0 | 0 | 0 | 9.4676e-06 | 9.4676e-06 | 0 | 9.4676e-06 | 9.4676e-06 | 0 | 9.4676e-06 | 9.4676e-06 | [40 empty] | All EPR in 2020WLDFRSafety | WLDFR | HFTD - Distribution - Tier 2 - 2QU CoRE ¦ 2QU LoRE | Non-Red Flag Warning - Large Fires | 2025 | Safety | 1.6846 | 501.7453 | 2025 | Control | 0.053 | 3 | 0 | esc | 0 | 0 | 0 | 0 | 0 | 0 | 0.055966 | 0.094279
[79 empty] | WLDFR | HFTD - Distribution - Tier 2 - 3QU CoRE ¦ 5QU LoRE | Red Flag Warning - Large Fires | 2024 | 0 | 0 | 0 | 0 | 5.475 | 0.71896 | 3.0715 | 1.6846 | 0 | 0 | 0.37599 | 0.37599 | 2.518e-05 |  | 0 | 0 | 0 | 0 | 0 | 0 | 0 | 9.4676e-06 | 9.4676e-06 | 0 | 9.4676e-06 | 9.4676e-06 | [40 empty] | All EPR in 2020WLDFRElectric Reliability | WLDFR | HFTD - Distribution - Tier 2 - 2QU CoRE ¦ 2QU LoRE | Non-Red Flag Warning - Small Fires | 2021 | Electric Reliability | 0.036425 | 501.7453 | 2021 | Control | 0.1325 | 3 | 0 | esc | 0.15274 | 0.0055635 | 0.15274 | 0.0055635 | 0 | 0 | 0 | 0
[79 empty] | WLDFR | HFTD - Distribution - Tier 2 - 3QU CoRE ¦ 5QU LoRE | Red Flag Warning - Large Fires | 2025 | 0 | 0 | 0 | 0 | 5.475 | 0.71896 | 3.0715 | 1.6846 | 0 | 0 | 0 | 0.37599 | 2.518e-05 |  | 0 | 0 | 0 | 0 | 0 | 0 | 0 | 0 | 0 | 0 | 9.4676e-06 | 9.4676e-06 | [40 empty] | All EPR in 2020WLDFRFinancial | WLDFR | HFTD - Distribution - Tier 2 - 2QU CoRE ¦ 2QU LoRE | Non-Red Flag Warning - Small Fires | 2021 | Financial | 0.0015809 | 501.7453 | 2021 | Control | 0.053 | 3 | 0 | esc | 0.055966 | 8.8475e-05 | 0.055966 | 8.8475e-05 | 0 | 0 | 0 | 0
[79 empty] | WLDFR | HFTD - Distribution - Tier 2 - 3QU CoRE ¦ 5QU LoRE | Red Flag Warning - Small Fires | 2020 | 0 | 0 | 0 | 0 | 0.077901 | 0.036425 | 0.0015809 | 0.039895 | 0.0078847 | 0 | 0 | 0 | 0.0002766 |  | 0 | 2.1809e-06 | 2.1809e-06 | 0 | 0 | 0 | 0 | 0 | 0 | 0 | 0 | 0 | [40 empty] | All EPR in 2020WLDFRSafety | WLDFR | HFTD - Distribution - Tier 2 - 2QU CoRE ¦ 2QU LoRE | Non-Red Flag Warning - Small Fires | 2021 | Safety | 0.039895 | 501.7453 | 2021 | Control | 0.053 | 3 | 0 | esc | 0.055966 | 0.0022328 | 0.055966 | 0.0022328 | 0 | 0 | 0 | 0
[79 empty] | WLDFR | HFTD - Distribution - Tier 2 - 3QU CoRE ¦ 5QU LoRE | Red Flag Warning - Small Fires | 2021 | 0 | 0 | 0 | 0 | 0.077901 | 0.036425 | 0.0015809 | 0.039895 | 0.0078847 | 0.0078847 | 0 | 0 | 0.0002766 |  | 0 | 2.1809e-06 | 2.1809e-06 | 0 | 2.1809e-06 | 2.1809e-06 | 0 | 0 | 0 | 0 | 0 | 0 | [40 empty] | All EPR in 2020WLDFRElectric Reliability | WLDFR | HFTD - Distribution - Tier 2 - 2QU CoRE ¦ 2QU LoRE | Non-Red Flag Warning - Small Fires | 2022 | Electric Reliability | 0.036425 | 501.7453 | 2022 | Control | 0.1325 | 3 | 0 | esc | 0.15274 | 0.0055635 | 0.15274 | 0.0055635 | 0.15274 | 0.0055635 | 0 | 0
[79 empty] | WLDFR | HFTD - Distribution - Tier 2 - 3QU CoRE ¦ 5QU LoRE | Red Flag Warning - Small Fires | 2022 | 0 | 0 | 0 | 0 | 0.077901 | 0.036425 | 0.0015809 | 0.039895 | 0.0078847 | 0.0078847 | 0.0078847 | 0 | 0.0002766 |  | 0 | 2.1809e-06 | 2.1809e-06 | 0 | 2.1809e-06 | 2.1809e-06 | 0 | 2.1809e-06 | 2.1809e-06 | 0 | 0 | 0 | [40 empty] | All EPR in 2020WLDFRFinancial | WLDFR | HFTD - Distribution - Tier 2 - 2QU CoRE ¦ 2QU LoRE | Non-Red Flag Warning - Small Fires | 2022 | Financial | 0.0015809 | 501.7453 | 2022 | Control | 0.053 | 3 | 0 | esc | 0.055966 | 8.8475e-05 | 0.055966 | 8.8475e-05 | 0.055966 | 8.8475e-05 | 0 | 0
[79 empty] | WLDFR | HFTD - Distribution - Tier 2 - 3QU CoRE ¦ 5QU LoRE | Red Flag Warning - Small Fires | 2023 | 0 | 0 | 0 | 0 | 0.080408 | 0.03759 | 0.0016314 | 0.041187 | 0 | 0.0081378 | 0.0081378 | 0.0081378 | 0.0002766 |  | 0 | 0 | 0 | 0 | 2.2509e-06 | 2.2509e-06 | 0 | 2.2509e-06 | 2.2509e-06 | 0 | 2.2509e-06 | 2.2509e-06 | [40 empty] | All EPR in 2020WLDFRSafety | WLDFR | HFTD - Distribution - Tier 2 - 2QU CoRE ¦ 2QU LoRE | Non-Red Flag Warning - Small Fires | 2022 | Safety | 0.039895 | 501.7453 | 2022 | Control | 0.053 | 3 | 0 | esc | 0.055966 | 0.0022328 | 0.055966 | 0.0022328 | 0.055966 | 0.0022328 | 0 | 0
[79 empty] | WLDFR | HFTD - Distribution - Tier 2 - 3QU CoRE ¦ 5QU LoRE | Red Flag Warning - Small Fires | 2024 | 0 | 0 | 0 | 0 | 0.080408 | 0.03759 | 0.0016314 | 0.041187 | 0 | 0 | 0.0081378 | 0.0081378 | 0.0002766 |  | 0 | 0 | 0 | 0 | 0 | 0 | 0 | 2.2509e-06 | 2.2509e-06 | 0 | 2.2509e-06 | 2.2509e-06 | [40 empty] | All EPR in 2020WLDFRElectric Reliability | WLDFR | HFTD - Distribution - Tier 2 - 2QU CoRE ¦ 2QU LoRE | Non-Red Flag Warning - Small Fires | 2023 | Electric Reliability | 0.03759 | 501.7453 | 2023 | Control | 0.1325 | 3 | 0 | esc | 0 | 0 | 0.15274 | 0.0057414 | 0.15274 | 0.0057414 | 0.15274 | 0.0057414
[79 empty] | WLDFR | HFTD - Distribution - Tier 2 - 3QU CoRE ¦ 5QU LoRE | Red Flag Warning - Small Fires | 2025 | 0 | 0 | 0 | 0 | 0.080408 | 0.03759 | 0.0016314 | 0.041187 | 0 | 0 | 0 | 0.0081378 | 0.0002766 |  | 0 | 0 | 0 | 0 | 0 | 0 | 0 | 0 | 0 | 0 | 2.2509e-06 | 2.2509e-06 | [40 empty] | All EPR in 2020WLDFRFinancial | WLDFR | HFTD - Distribution - Tier 2 - 2QU CoRE ¦ 2QU LoRE | Non-Red Flag Warning - Small Fires | 2023 | Financial | 0.0016314 | 501.7453 | 2023 | Control | 0.053 | 3 | 0 | esc | 0 | 0 | 0.055966 | 9.1305e-05 | 0.055966 | 9.1305e-05 | 0.055966 | 9.1305e-05
[79 empty] | WLDFR | HFTD - Distribution - Tier 2 - 3QU CoRE ¦ 5QU LoRE | Seismic - Non-Red Flag Warning - Catastrophic Fires | 2020 | 0 | 0 | 0 | 0 | 21083.8428 | 409.2237 | 13469.0878 | 7205.5313 | 1219.584 | 0 | 0 | 0 | 2.8949e-10 |  | 0 | 3.5305e-07 | 3.5305e-07 | 0 | 0 | 0 | 0 | 0 | 0 | 0 | 0 | 0 | [40 empty] | All EPR in 2020WLDFRSafety | WLDFR | HFTD - Distribution - Tier 2 - 2QU CoRE ¦ 2QU LoRE | Non-Red Flag Warning - Small Fires | 2023 | Safety | 0.041187 | 501.7453 | 2023 | Control | 0.053 | 3 | 0 | esc | 0 | 0 | 0.055966 | 0.0023051 | 0.055966 | 0.0023051 | 0.055966 | 0.0023051
[79 empty] | WLDFR | HFTD - Distribution - Tier 2 - 3QU CoRE ¦ 5QU LoRE | Seismic - Non-Red Flag Warning - Catastrophic Fires | 2021 | 0 | 0 | 0 | 0 | 21083.8428 | 409.2237 | 13469.0878 | 7205.5313 | 1219.584 | 1219.584 | 0 | 0 | 2.8949e-10 |  | 0 | 3.5305e-07 | 3.5305e-07 | 0 | 3.5305e-07 | 3.5305e-07 | 0 | 0 | 0 | 0 | 0 | 0 | [40 empty] | All EPR in 2020WLDFRElectric Reliability | WLDFR | HFTD - Distribution - Tier 2 - 2QU CoRE ¦ 2QU LoRE | Non-Red Flag Warning - Small Fires | 2024 | Electric Reliability | 0.03759 | 501.7453 | 2024 | Control | 0.1325 | 3 | 0 | esc | 0 | 0 | 0 | 0 | 0.15274 | 0.0057414 | 0.15274 | 0.0057414
[79 empty] | WLDFR | HFTD - Distribution - Tier 2 - 3QU CoRE ¦ 5QU LoRE | Seismic - Non-Red Flag Warning - Catastrophic Fires | 2022 | 0 | 0 | 0 | 0 | 21083.8428 | 409.2237 | 13469.0878 | 7205.5313 | 1219.584 | 1219.584 | 1219.584 | 0 | 2.8949e-10 |  | 0 | 3.5305e-07 | 3.5305e-07 | 0 | 3.5305e-07 | 3.5305e-07 | 0 | 3.5305e-07 | 3.5305e-07 | 0 | 0 | 0 | [40 empty] | All EPR in 2020WLDFRFinancial | WLDFR | HFTD - Distribution - Tier 2 - 2QU CoRE ¦ 2QU LoRE | Non-Red Flag Warning - Small Fires | 2024 | Financial | 0.0016314 | 501.7453 | 2024 | Control | 0.053 | 3 | 0 | esc | 0 | 0 | 0 | 0 | 0.055966 | 9.1305e-05 | 0.055966 | 9.1305e-05
[79 empty] | WLDFR | HFTD - Distribution - Tier 2 - 3QU CoRE ¦ 5QU LoRE | Seismic - Non-Red Flag Warning - Catastrophic Fires | 2023 | 0 | 0 | 0 | 0 | 21835.9781 | 428.6023 | 13939.561 | 7467.8148 | 0 | 1263.5534 | 1263.5534 | 1263.5534 | 2.8949e-10 |  | 0 | 0 | 0 | 0 | 3.6578e-07 | 3.6578e-07 | 0 | 3.6578e-07 | 3.6578e-07 | 0 | 3.6578e-07 | 3.6578e-07 | [40 empty] | All EPR in 2020WLDFRSafety | WLDFR | HFTD - Distribution - Tier 2 - 2QU CoRE ¦ 2QU LoRE | Non-Red Flag Warning - Small Fires | 2024 | Safety | 0.041187 | 501.7453 | 2024 | Control | 0.053 | 3 | 0 | esc | 0 | 0 | 0 | 0 | 0.055966 | 0.0023051 | 0.055966 | 0.0023051
[79 empty] | WLDFR | HFTD - Distribution - Tier 2 - 3QU CoRE ¦ 5QU LoRE | Seismic - Non-Red Flag Warning - Catastrophic Fires | 2024 | 0 | 0 | 0 | 0 | 21835.9781 | 428.6023 | 13939.561 | 7467.8148 | 0 | 0 | 1263.5534 | 1263.5534 | 2.8949e-10 |  | 0 | 0 | 0 | 0 | 0 | 0 | 0 | 3.6578e-07 | 3.6578e-07 | 0 | 3.6578e-07 | 3.6578e-07 | [40 empty] | All EPR in 2020WLDFRElectric Reliability | WLDFR | HFTD - Distribution - Tier 2 - 2QU CoRE ¦ 2QU LoRE | Non-Red Flag Warning - Small Fires | 2025 | Electric Reliability | 0.03759 | 501.7453 | 2025 | Control | 0.1325 | 3 | 0 | esc | 0 | 0 | 0 | 0 | 0 | 0 | 0.15274 | 0.0057414
[79 empty] | WLDFR | HFTD - Distribution - Tier 2 - 3QU CoRE ¦ 5QU LoRE | Seismic - Non-Red Flag Warning - Catastrophic Fires | 2025 | 0 | 0 | 0 | 0 | 21835.9781 | 428.6023 | 13939.561 | 7467.8148 | 0 | 0 | 0 | 1263.5534 | 2.8949e-10 |  | 0 | 0 | 0 | 0 | 0 | 0 | 0 | 0 | 0 | 0 | 3.6578e-07 | 3.6578e-07 | [40 empty] | All EPR in 2020WLDFRFinancial | WLDFR | HFTD - Distribution - Tier 2 - 2QU CoRE ¦ 2QU LoRE | Non-Red Flag Warning - Small Fires | 2025 | Financial | 0.0016314 | 501.7453 | 2025 | Control | 0.053 | 3 | 0 | esc | 0 | 0 | 0 | 0 | 0 | 0 | 0.055966 | 9.1305e-05
[79 empty] | WLDFR | HFTD - Distribution - Tier 2 - 3QU CoRE ¦ 5QU LoRE | Seismic - Red Flag Warning - Catastrophic Fires | 2020 | 0 | 0 | 0 | 0 | 21083.8428 | 409.2237 | 13469.0878 | 7205.5313 | 1219.584 | 0 | 0 | 0 | 1.2485e-08 |  | 0 | 1.5227e-05 | 1.5227e-05 | 0 | 0 | 0 | 0 | 0 | 0 | 0 | 0 | 0 | [40 empty] | All EPR in 2020WLDFRSafety | WLDFR | HFTD - Distribution - Tier 2 - 2QU CoRE ¦ 2QU LoRE | Non-Red Flag Warning - Small Fires | 2025 | Safety | 0.041187 | 501.7453 | 2025 | Control | 0.053 | 3 | 0 | esc | 0 | 0 | 0 | 0 | 0 | 0 | 0.055966 | 0.0023051
[79 empty] | WLDFR | HFTD - Distribution - Tier 2 - 3QU CoRE ¦ 5QU LoRE | Seismic - Red Flag Warning - Catastrophic Fires | 2021 | 0 | 0 | 0 | 0 | 21083.8428 | 409.2237 | 13469.0878 | 7205.5313 | 1219.584 | 1219.584 | 0 | 0 | 1.2485e-08 |  | 0 | 1.5227e-05 | 1.5227e-05 | 0 | 1.5227e-05 | 1.5227e-05 | 0 | 0 | 0 | 0 | 0 | 0 | [40 empty] | All EPR in 2020WLDFRElectric Reliability | WLDFR | HFTD - Distribution - Tier 2 - 2QU CoRE ¦ 2QU LoRE | Red Flag Warning - Catastrophic Fires | 2021 | Electric Reliability | 222.2294 | 501.7453 | 2021 | Control | 0.1325 | 3 | 0 | esc | 0.15274 | 33.9428 | 0.15274 | 33.9428 | 0 | 0 | 0 | 0
[79 empty] | WLDFR | HFTD - Distribution - Tier 2 - 3QU CoRE ¦ 5QU LoRE | Seismic - Red Flag Warning - Catastrophic Fires | 2022 | 0 | 0 | 0 | 0 | 21083.8428 | 409.2237 | 13469.0878 | 7205.5313 | 1219.584 | 1219.584 | 1219.584 | 0 | 1.2485e-08 |  | 0 | 1.5227e-05 | 1.5227e-05 | 0 | 1.5227e-05 | 1.5227e-05 | 0 | 1.5227e-05 | 1.5227e-05 | 0 | 0 | 0 | [40 empty] | All EPR in 2020WLDFRFinancial | WLDFR | HFTD - Distribution - Tier 2 - 2QU CoRE ¦ 2QU LoRE | Red Flag Warning - Catastrophic Fires | 2021 | Financial | 8585.7228 | 501.7453 | 2021 | Control | 0.053 | 3 | 0 | esc | 0.055966 | 480.5104 | 0.055966 | 480.5104 | 0 | 0 | 0 | 0
[79 empty] | WLDFR | HFTD - Distribution - Tier 2 - 3QU CoRE ¦ 5QU LoRE | Seismic - Red Flag Warning - Catastrophic Fires | 2023 | 0 | 0 | 0 | 0 | 21835.9781 | 428.6023 | 13939.561 | 7467.8148 | 0 | 1263.5534 | 1263.5534 | 1263.5534 | 1.2485e-08 |  | 0 | 0 | 0 | 0 | 1.5776e-05 | 1.5776e-05 | 0 | 1.5776e-05 | 1.5776e-05 | 0 | 1.5776e-05 | 1.5776e-05 | [40 empty] | All EPR in 2020WLDFRSafety | WLDFR | HFTD - Distribution - Tier 2 - 2QU CoRE ¦ 2QU LoRE | Red Flag Warning - Catastrophic Fires | 2021 | Safety | 5338.1784 | 501.7453 | 2021 | Control | 0.053 | 3 | 0 | esc | 0.055966 | 298.7576 | 0.055966 | 298.7576 | 0 | 0 | 0 | 0
[79 empty] | WLDFR | HFTD - Distribution - Tier 2 - 3QU CoRE ¦ 5QU LoRE | Seismic - Red Flag Warning - Catastrophic Fires | 2024 | 0 | 0 | 0 | 0 | 21835.9781 | 428.6023 | 13939.561 | 7467.8148 | 0 | 0 | 1263.5534 | 1263.5534 | 1.2485e-08 |  | 0 | 0 | 0 | 0 | 0 | 0 | 0 | 1.5776e-05 | 1.5776e-05 | 0 | 1.5776e-05 | 1.5776e-05 | [40 empty] | All EPR in 2020WLDFRElectric Reliability | WLDFR | HFTD - Distribution - Tier 2 - 2QU CoRE ¦ 2QU LoRE | Red Flag Warning - Catastrophic Fires | 2022 | Electric Reliability | 222.2294 | 501.7453 | 2022 | Control | 0.1325 | 3 | 0 | esc | 0.15274 | 33.9428 | 0.15274 | 33.9428 | 0.15274 | 33.9428 | 0 | 0
[79 empty] | WLDFR | HFTD - Distribution - Tier 2 - 3QU CoRE ¦ 5QU LoRE | Seismic - Red Flag Warning - Catastrophic Fires | 2025 | 0 | 0 | 0 | 0 | 21835.9781 | 428.6023 | 13939.561 | 7467.8148 | 0 | 0 | 0 | 1263.5534 | 1.2485e-08 |  | 0 | 0 | 0 | 0 | 0 | 0 | 0 | 0 | 0 | 0 | 1.5776e-05 | 1.5776e-05 | [40 empty] | All EPR in 2020WLDFRFinancial | WLDFR | HFTD - Distribution - Tier 2 - 2QU CoRE ¦ 2QU LoRE | Red Flag Warning - Catastrophic Fires | 2022 | Financial | 8585.7228 | 501.7453 | 2022 | Control | 0.053 | 3 | 0 | esc | 0.055966 | 480.5104 | 0.055966 | 480.5104 | 0.055966 | 480.5104 | 0 | 0
[79 empty] | WLDFR | HFTD - Distribution - Tier 2 - 4QU CoRE ¦ 1QU LoRE | Non-Red Flag Warning - Catastrophic Fires | 2020 | 0 | 0 | 0 | 0 | 14146.1306 | 222.2294 | 8585.7228 | 5338.1784 | 813.2108 | 0 | 0 | 0 | 1.362e-06 |  | 0 | 0.0011076 | 0.0011076 | 0 | 0 | 0 | 0 | 0 | 0 | 0 | 0 | 0 | [40 empty] | All EPR in 2020WLDFRSafety | WLDFR | HFTD - Distribution - Tier 2 - 2QU CoRE ¦ 2QU LoRE | Red Flag Warning - Catastrophic Fires | 2022 | Safety | 5338.1784 | 501.7453 | 2022 | Control | 0.053 | 3 | 0 | esc | 0.055966 | 298.7576 | 0.055966 | 298.7576 | 0.055966 | 298.7576 | 0 | 0
[79 empty] | WLDFR | HFTD - Distribution - Tier 2 - 4QU CoRE ¦ 1QU LoRE | Non-Red Flag Warning - Catastrophic Fires | 2021 | 0 | 0 | 0 | 0 | 14146.1306 | 222.2294 | 8585.7228 | 5338.1784 | 813.2108 | 813.2108 | 0 | 0 | 1.362e-06 |  | 0 | 0.0011076 | 0.0011076 | 0 | 0.0011076 | 0.0011076 | 0 | 0 | 0 | 0 | 0 | 0 | [40 empty] | All EPR in 2020WLDFRElectric Reliability | WLDFR | HFTD - Distribution - Tier 2 - 2QU CoRE ¦ 2QU LoRE | Red Flag Warning - Catastrophic Fires | 2023 | Electric Reliability | 233.2301 | 501.7453 | 2023 | Control | 0.1325 | 3 | 0 | esc | 0 | 0 | 0.15274 | 35.623 | 0.15274 | 35.623 | 0.15274 | 35.623
[79 empty] | WLDFR | HFTD - Distribution - Tier 2 - 4QU CoRE ¦ 1QU LoRE | Non-Red Flag Warning - Catastrophic Fires | 2022 | 0 | 0 | 0 | 0 | 14146.1306 | 222.2294 | 8585.7228 | 5338.1784 | 813.2108 | 813.2108 | 813.2108 | 0 | 1.362e-06 |  | 0 | 0.0011076 | 0.0011076 | 0 | 0.0011076 | 0.0011076 | 0 | 0.0011076 | 0.0011076 | 0 | 0 | 0 | [40 empty] | All EPR in 2020WLDFRFinancial | WLDFR | HFTD - Distribution - Tier 2 - 2QU CoRE ¦ 2QU LoRE | Red Flag Warning - Catastrophic Fires | 2023 | Financial | 8896.516 | 501.7453 | 2023 | Control | 0.053 | 3 | 0 | esc | 0 | 0 | 0.055966 | 497.9043 | 0.055966 | 497.9043 | 0.055966 | 497.9043
[79 empty] | WLDFR | HFTD - Distribution - Tier 2 - 4QU CoRE ¦ 1QU LoRE | Non-Red Flag Warning - Catastrophic Fires | 2023 | 0 | 0 | 0 | 0 | 14664.6376 | 233.2301 | 8896.516 | 5534.8915 | 0 | 843.2942 | 843.2942 | 843.2942 | 1.362e-06 |  | 0 | 0 | 0 | 0 | 0.0011486 | 0.0011486 | 0 | 0.0011486 | 0.0011486 | 0 | 0.0011486 | 0.0011486 | [40 empty] | All EPR in 2020WLDFRSafety | WLDFR | HFTD - Distribution - Tier 2 - 2QU CoRE ¦ 2QU LoRE | Red Flag Warning - Catastrophic Fires | 2023 | Safety | 5534.8915 | 501.7453 | 2023 | Control | 0.053 | 3 | 0 | esc | 0 | 0 | 0.055966 | 309.7669 | 0.055966 | 309.7669 | 0.055966 | 309.7669
[79 empty] | WLDFR | HFTD - Distribution - Tier 2 - 4QU CoRE ¦ 1QU LoRE | Non-Red Flag Warning - Catastrophic Fires | 2024 | 0 | 0 | 0 | 0 | 14664.6376 | 233.2301 | 8896.516 | 5534.8915 | 0 | 0 | 843.2942 | 843.2942 | 1.362e-06 |  | 0 | 0 | 0 | 0 | 0 | 0 | 0 | 0.0011486 | 0.0011486 | 0 | 0.0011486 | 0.0011486 | [40 empty] | All EPR in 2020WLDFRElectric Reliability | WLDFR | HFTD - Distribution - Tier 2 - 2QU CoRE ¦ 2QU LoRE | Red Flag Warning - Catastrophic Fires | 2024 | Electric Reliability | 233.2301 | 501.7453 | 2024 | Control | 0.1325 | 3 | 0 | esc | 0 | 0 | 0 | 0 | 0.15274 | 35.623 | 0.15274 | 35.623
[79 empty] | WLDFR | HFTD - Distribution - Tier 2 - 4QU CoRE ¦ 1QU LoRE | Non-Red Flag Warning - Catastrophic Fires | 2025 | 0 | 0 | 0 | 0 | 14664.6376 | 233.2301 | 8896.516 | 5534.8915 | 0 | 0 | 0 | 843.2942 | 1.362e-06 |  | 0 | 0 | 0 | 0 | 0 | 0 | 0 | 0 | 0 | 0 | 0.0011486 | 0.0011486 | [40 empty] | All EPR in 2020WLDFRFinancial | WLDFR | HFTD - Distribution - Tier 2 - 2QU CoRE ¦ 2QU LoRE | Red Flag Warning - Catastrophic Fires | 2024 | Financial | 8896.516 | 501.7453 | 2024 | Control | 0.053 | 3 | 0 | esc | 0 | 0 | 0 | 0 | 0.055966 | 497.9043 | 0.055966 | 497.9043
[79 empty] | WLDFR | HFTD - Distribution - Tier 2 - 4QU CoRE ¦ 1QU LoRE | Non-Red Flag Warning - Destructive Fires | 2020 | 0 | 0 | 0 | 0 | 8807.9522 | 222.2294 | 8585.7228 | 0 | 514.4532 | 0 | 0 | 0 | 1.6736e-06 |  | 0 | 0.00086101 | 0.00086101 | 0 | 0 | 0 | 0 | 0 | 0 | 0 | 0 | 0 | [40 empty] | All EPR in 2020WLDFRSafety | WLDFR | HFTD - Distribution - Tier 2 - 2QU CoRE ¦ 2QU LoRE | Red Flag Warning - Catastrophic Fires | 2024 | Safety | 5534.8915 | 501.7453 | 2024 | Control | 0.053 | 3 | 0 | esc | 0 | 0 | 0 | 0 | 0.055966 | 309.7669 | 0.055966 | 309.7669
[79 empty] | WLDFR | HFTD - Distribution - Tier 2 - 4QU CoRE ¦ 1QU LoRE | Non-Red Flag Warning - Destructive Fires | 2021 | 0 | 0 | 0 | 0 | 8807.9522 | 222.2294 | 8585.7228 | 0 | 514.4532 | 514.4532 | 0 | 0 | 1.6736e-06 |  | 0 | 0.00086101 | 0.00086101 | 0 | 0.00086101 | 0.00086101 | 0 | 0 | 0 | 0 | 0 | 0 | [40 empty] | All EPR in 2020WLDFRElectric Reliability | WLDFR | HFTD - Distribution - Tier 2 - 2QU CoRE ¦ 2QU LoRE | Red Flag Warning - Catastrophic Fires | 2025 | Electric Reliability | 233.2301 | 501.7453 | 2025 | Control | 0.1325 | 3 | 0 | esc | 0 | 0 | 0 | 0 | 0 | 0 | 0.15274 | 35.623
[79 empty] | WLDFR | HFTD - Distribution - Tier 2 - 4QU CoRE ¦ 1QU LoRE | Non-Red Flag Warning - Destructive Fires | 2022 | 0 | 0 | 0 | 0 | 8807.9522 | 222.2294 | 8585.7228 | 0 | 514.4532 | 514.4532 | 514.4532 | 0 | 1.6736e-06 |  | 0 | 0.00086101 | 0.00086101 | 0 | 0.00086101 | 0.00086101 | 0 | 0.00086101 | 0.00086101 | 0 | 0 | 0 | [40 empty] | All EPR in 2020WLDFRFinancial | WLDFR | HFTD - Distribution - Tier 2 - 2QU CoRE ¦ 2QU LoRE | Red Flag Warning - Catastrophic Fires | 2025 | Financial | 8896.516 | 501.7453 | 2025 | Control | 0.053 | 3 | 0 | esc | 0 | 0 | 0 | 0 | 0 | 0 | 0.055966 | 497.9043
[79 empty] | WLDFR | HFTD - Distribution - Tier 2 - 4QU CoRE ¦ 1QU LoRE | Non-Red Flag Warning - Destructive Fires | 2023 | 0 | 0 | 0 | 0 | 9129.7461 | 233.2301 | 8896.516 | 0 | 0 | 533.5273 | 533.5273 | 533.5273 | 1.6736e-06 |  | 0 | 0 | 0 | 0 | 0.00089294 | 0.00089294 | 0 | 0.00089294 | 0.00089294 | 0 | 0.00089294 | 0.00089294 | [40 empty] | All EPR in 2020WLDFRSafety | WLDFR | HFTD - Distribution - Tier 2 - 2QU CoRE ¦ 2QU LoRE | Red Flag Warning - Catastrophic Fires | 2025 | Safety | 5534.8915 | 501.7453 | 2025 | Control | 0.053 | 3 | 0 | esc | 0 | 0 | 0 | 0 | 0 | 0 | 0.055966 | 309.7669
[79 empty] | WLDFR | HFTD - Distribution - Tier 2 - 4QU CoRE ¦ 1QU LoRE | Non-Red Flag Warning - Destructive Fires | 2024 | 0 | 0 | 0 | 0 | 9129.7461 | 233.2301 | 8896.516 | 0 | 0 | 0 | 533.5273 | 533.5273 | 1.6736e-06 |  | 0 | 0 | 0 | 0 | 0 | 0 | 0 | 0.00089294 | 0.00089294 | 0 | 0.00089294 | 0.00089294 | [40 empty] | All EPR in 2020WLDFRElectric Reliability | WLDFR | HFTD - Distribution - Tier 2 - 2QU CoRE ¦ 2QU LoRE | Red Flag Warning - Destructive Fires | 2021 | Electric Reliability | 222.2294 | 501.7453 | 2021 | Control | 0.1325 | 3 | 0 | esc | 0.15274 | 33.9428 | 0.15274 | 33.9428 | 0 | 0 | 0 | 0
[79 empty] | WLDFR | HFTD - Distribution - Tier 2 - 4QU CoRE ¦ 1QU LoRE | Non-Red Flag Warning - Destructive Fires | 2025 | 0 | 0 | 0 | 0 | 9129.7461 | 233.2301 | 8896.516 | 0 | 0 | 0 | 0 | 533.5273 | 1.6736e-06 |  | 0 | 0 | 0 | 0 | 0 | 0 | 0 | 0 | 0 | 0 | 0.00089294 | 0.00089294 | [40 empty] | All EPR in 2020WLDFRFinancial | WLDFR | HFTD - Distribution - Tier 2 - 2QU CoRE ¦ 2QU LoRE | Red Flag Warning - Destructive Fires | 2021 | Financial | 8585.7228 | 501.7453 | 2021 | Control | 0.053 | 3 | 0 | esc | 0.055966 | 480.5104 | 0.055966 | 480.5104 | 0 | 0 | 0 | 0
[79 empty] | WLDFR | HFTD - Distribution - Tier 2 - 4QU CoRE ¦ 1QU LoRE | Non-Red Flag Warning - Large Fires | 2020 | 0 | 0 | 0 | 0 | 5.2406 | 0.69642 | 2.942 | 1.6022 | 0.36069 | 0 | 0 | 0 | 3.2467e-05 |  | 0 | 1.171e-05 | 1.171e-05 | 0 | 0 | 0 | 0 | 0 | 0 | 0 | 0 | 0 | [40 empty] | All EPR in 2020WLDFRElectric Reliability | WLDFR | HFTD - Distribution - Tier 2 - 2QU CoRE ¦ 2QU LoRE | Red Flag Warning - Destructive Fires | 2022 | Electric Reliability | 222.2294 | 501.7453 | 2022 | Control | 0.1325 | 3 | 0 | esc | 0.15274 | 33.9428 | 0.15274 | 33.9428 | 0.15274 | 33.9428 | 0 | 0
[79 empty] | WLDFR | HFTD - Distribution - Tier 2 - 4QU CoRE ¦ 1QU LoRE | Non-Red Flag Warning - Large Fires | 2021 | 0 | 0 | 0 | 0 | 5.2406 | 0.69642 | 2.942 | 1.6022 | 0.36069 | 0.36069 | 0 | 0 | 3.2467e-05 |  | 0 | 1.171e-05 | 1.171e-05 | 0 | 1.171e-05 | 1.171e-05 | 0 | 0 | 0 | 0 | 0 | 0 | [40 empty] | All EPR in 2020WLDFRFinancial | WLDFR | HFTD - Distribution - Tier 2 - 2QU CoRE ¦ 2QU LoRE | Red Flag Warning - Destructive Fires | 2022 | Financial | 8585.7228 | 501.7453 | 2022 | Control | 0.053 | 3 | 0 | esc | 0.055966 | 480.5104 | 0.055966 | 480.5104 | 0.055966 | 480.5104 | 0 | 0
[79 empty] | WLDFR | HFTD - Distribution - Tier 2 - 4QU CoRE ¦ 1QU LoRE | Non-Red Flag Warning - Large Fires | 2022 | 0 | 0 | 0 | 0 | 5.2406 | 0.69642 | 2.942 | 1.6022 | 0.36069 | 0.36069 | 0.36069 | 0 | 3.2467e-05 |  | 0 | 1.171e-05 | 1.171e-05 | 0 | 1.171e-05 | 1.171e-05 | 0 | 1.171e-05 | 1.171e-05 | 0 | 0 | 0 | [40 empty] | All EPR in 2020WLDFRElectric Reliability | WLDFR | HFTD - Distribution - Tier 2 - 2QU CoRE ¦ 2QU LoRE | Red Flag Warning - Destructive Fires | 2023 | Electric Reliability | 233.2301 | 501.7453 | 2023 | Control | 0.1325 | 3 | 0 | esc | 0 | 0 | 0.15274 | 35.623 | 0.15274 | 35.623 | 0.15274 | 35.623
[79 empty] | WLDFR | HFTD - Distribution - Tier 2 - 4QU CoRE ¦ 1QU LoRE | Non-Red Flag Warning - Large Fires | 2023 | 0 | 0 | 0 | 0 | 5.475 | 0.71896 | 3.0715 | 1.6846 | 0 | 0.37599 | 0.37599 | 0.37599 | 3.2467e-05 |  | 0 | 0 | 0 | 0 | 1.2207e-05 | 1.2207e-05 | 0 | 1.2207e-05 | 1.2207e-05 | 0 | 1.2207e-05 | 1.2207e-05 | [40 empty] | All EPR in 2020WLDFRFinancial | WLDFR | HFTD - Distribution - Tier 2 - 2QU CoRE ¦ 2QU LoRE | Red Flag Warning - Destructive Fires | 2023 | Financial | 8896.516 | 501.7453 | 2023 | Control | 0.053 | 3 | 0 | esc | 0 | 0 | 0.055966 | 497.9043 | 0.055966 | 497.9043 | 0.055966 | 497.9043
[79 empty] | WLDFR | HFTD - Distribution - Tier 2 - 4QU CoRE ¦ 1QU LoRE | Non-Red Flag Warning - Large Fires | 2024 | 0 | 0 | 0 | 0 | 5.475 | 0.71896 | 3.0715 | 1.6846 | 0 | 0 | 0.37599 | 0.37599 | 3.2467e-05 |  | 0 | 0 | 0 | 0 | 0 | 0 | 0 | 1.2207e-05 | 1.2207e-05 | 0 | 1.2207e-05 | 1.2207e-05 | [40 empty] | All EPR in 2020WLDFRElectric Reliability | WLDFR | HFTD - Distribution - Tier 2 - 2QU CoRE ¦ 2QU LoRE | Red Flag Warning - Destructive Fires | 2024 | Electric Reliability | 233.2301 | 501.7453 | 2024 | Control | 0.1325 | 3 | 0 | esc | 0 | 0 | 0 | 0 | 0.15274 | 35.623 | 0.15274 | 35.623
[79 empty] | WLDFR | HFTD - Distribution - Tier 2 - 4QU CoRE ¦ 1QU LoRE | Non-Red Flag Warning - Large Fires | 2025 | 0 | 0 | 0 | 0 | 5.475 | 0.71896 | 3.0715 | 1.6846 | 0 | 0 | 0 | 0.37599 | 3.2467e-05 |  | 0 | 0 | 0 | 0 | 0 | 0 | 0 | 0 | 0 | 0 | 1.2207e-05 | 1.2207e-05 | [40 empty] | All EPR in 2020WLDFRFinancial | WLDFR | HFTD - Distribution - Tier 2 - 2QU CoRE ¦ 2QU LoRE | Red Flag Warning - Destructive Fires | 2024 | Financial | 8896.516 | 501.7453 | 2024 | Control | 0.053 | 3 | 0 | esc | 0 | 0 | 0 | 0 | 0.055966 | 497.9043 | 0.055966 | 497.9043
[79 empty] | WLDFR | HFTD - Distribution - Tier 2 - 4QU CoRE ¦ 1QU LoRE | Non-Red Flag Warning - Small Fires | 2020 | 0 | 0 | 0 | 0 | 0.077901 | 0.036425 | 0.0015809 | 0.039895 | 0.0078847 | 0 | 0 | 0 | 0.010681 |  | 0 | 8.4217e-05 | 8.4217e-05 | 0 | 0 | 0 | 0 | 0 | 0 | 0 | 0 | 0 | [40 empty] | All EPR in 2020WLDFRElectric Reliability | WLDFR | HFTD - Distribution - Tier 2 - 2QU CoRE ¦ 2QU LoRE | Red Flag Warning - Destructive Fires | 2025 | Electric Reliability | 233.2301 | 501.7453 | 2025 | Control | 0.1325 | 3 | 0 | esc | 0 | 0 | 0 | 0 | 0 | 0 | 0.15274 | 35.623
[79 empty] | WLDFR | HFTD - Distribution - Tier 2 - 4QU CoRE ¦ 1QU LoRE | Non-Red Flag Warning - Small Fires | 2021 | 0 | 0 | 0 | 0 | 0.077901 | 0.036425 | 0.0015809 | 0.039895 | 0.0078847 | 0.0078847 | 0 | 0 | 0.010681 |  | 0 | 8.4217e-05 | 8.4217e-05 | 0 | 8.4217e-05 | 8.4217e-05 | 0 | 0 | 0 | 0 | 0 | 0 | [40 empty] | All EPR in 2020WLDFRFinancial | WLDFR | HFTD - Distribution - Tier 2 - 2QU CoRE ¦ 2QU LoRE | Red Flag Warning - Destructive Fires | 2025 | Financial | 8896.516 | 501.7453 | 2025 | Control | 0.053 | 3 | 0 | esc | 0 | 0 | 0 | 0 | 0 | 0 | 0.055966 | 497.9043
[79 empty] | WLDFR | HFTD - Distribution - Tier 2 - 4QU CoRE ¦ 1QU LoRE | Non-Red Flag Warning - Small Fires | 2022 | 0 | 0 | 0 | 0 | 0.077901 | 0.036425 | 0.0015809 | 0.039895 | 0.0078847 | 0.0078847 | 0.0078847 | 0 | 0.010681 |  | 0 | 8.4217e-05 | 8.4217e-05 | 0 | 8.4217e-05 | 8.4217e-05 | 0 | 8.4217e-05 | 8.4217e-05 | 0 | 0 | 0 | [40 empty] | All EPR in 2020WLDFRElectric Reliability | WLDFR | HFTD - Distribution - Tier 2 - 2QU CoRE ¦ 2QU LoRE | Red Flag Warning - Large Fires | 2021 | Electric Reliability | 0.69642 | 501.7453 | 2021 | Control | 0.1325 | 3 | 0 | esc | 0.15274 | 0.10637 | 0.15274 | 0.10637 | 0 | 0 | 0 | 0
[79 empty] | WLDFR | HFTD - Distribution - Tier 2 - 4QU CoRE ¦ 1QU LoRE | Non-Red Flag Warning - Small Fires | 2023 | 0 | 0 | 0 | 0 | 0.080408 | 0.03759 | 0.0016314 | 0.041187 | 0 | 0.0081378 | 0.0081378 | 0.0081378 | 0.010681 |  | 0 | 0 | 0 | 0 | 8.692e-05 | 8.692e-05 | 0 | 8.692e-05 | 8.692e-05 | 0 | 8.692e-05 | 8.692e-05 | [40 empty] | All EPR in 2020WLDFRFinancial | WLDFR | HFTD - Distribution - Tier 2 - 2QU CoRE ¦ 2QU LoRE | Red Flag Warning - Large Fires | 2021 | Financial | 2.942 | 501.7453 | 2021 | Control | 0.053 | 3 | 0 | esc | 0.055966 | 0.16465 | 0.055966 | 0.16465 | 0 | 0 | 0 | 0
[79 empty] | WLDFR | HFTD - Distribution - Tier 2 - 4QU CoRE ¦ 1QU LoRE | Non-Red Flag Warning - Small Fires | 2024 | 0 | 0 | 0 | 0 | 0.080408 | 0.03759 | 0.0016314 | 0.041187 | 0 | 0 | 0.0081378 | 0.0081378 | 0.010681 |  | 0 | 0 | 0 | 0 | 0 | 0 | 0 | 8.692e-05 | 8.692e-05 | 0 | 8.692e-05 | 8.692e-05 | [40 empty] | All EPR in 2020WLDFRSafety | WLDFR | HFTD - Distribution - Tier 2 - 2QU CoRE ¦ 2QU LoRE | Red Flag Warning - Large Fires | 2021 | Safety | 1.6022 | 501.7453 | 2021 | Control | 0.053 | 3 | 0 | esc | 0.055966 | 0.089668 | 0.055966 | 0.089668 | 0 | 0 | 0 | 0
[79 empty] | WLDFR | HFTD - Distribution - Tier 2 - 4QU CoRE ¦ 1QU LoRE | Non-Red Flag Warning - Small Fires | 2025 | 0 | 0 | 0 | 0 | 0.080408 | 0.03759 | 0.0016314 | 0.041187 | 0 | 0 | 0 | 0.0081378 | 0.010681 |  | 0 | 0 | 0 | 0 | 0 | 0 | 0 | 0 | 0 | 0 | 8.692e-05 | 8.692e-05 | [40 empty] | All EPR in 2020WLDFRElectric Reliability | WLDFR | HFTD - Distribution - Tier 2 - 2QU CoRE ¦ 2QU LoRE | Red Flag Warning - Large Fires | 2022 | Electric Reliability | 0.69642 | 501.7453 | 2022 | Control | 0.1325 | 3 | 0 | esc | 0.15274 | 0.10637 | 0.15274 | 0.10637 | 0.15274 | 0.10637 | 0 | 0
[79 empty] | WLDFR | HFTD - Distribution - Tier 2 - 4QU CoRE ¦ 1QU LoRE | Red Flag Warning - Catastrophic Fires | 2020 | 0 | 0 | 0 | 0 | 14146.1306 | 222.2294 | 8585.7228 | 5338.1784 | 813.2108 | 0 | 0 | 0 | 2.3439e-05 |  | 0 | 0.019061 | 0.019061 | 0 | 0 | 0 | 0 | 0 | 0 | 0 | 0 | 0 | [40 empty] | All EPR in 2020WLDFRFinancial | WLDFR | HFTD - Distribution - Tier 2 - 2QU CoRE ¦ 2QU LoRE | Red Flag Warning - Large Fires | 2022 | Financial | 2.942 | 501.7453 | 2022 | Control | 0.053 | 3 | 0 | esc | 0.055966 | 0.16465 | 0.055966 | 0.16465 | 0.055966 | 0.16465 | 0 | 0
[79 empty] | WLDFR | HFTD - Distribution - Tier 2 - 4QU CoRE ¦ 1QU LoRE | Red Flag Warning - Catastrophic Fires | 2021 | 0 | 0 | 0 | 0 | 14146.1306 | 222.2294 | 8585.7228 | 5338.1784 | 813.2108 | 813.2108 | 0 | 0 | 2.3439e-05 |  | 0 | 0.019061 | 0.019061 | 0 | 0.019061 | 0.019061 | 0 | 0 | 0 | 0 | 0 | 0 | [40 empty] | All EPR in 2020WLDFRSafety | WLDFR | HFTD - Distribution - Tier 2 - 2QU CoRE ¦ 2QU LoRE | Red Flag Warning - Large Fires | 2022 | Safety | 1.6022 | 501.7453 | 2022 | Control | 0.053 | 3 | 0 | esc | 0.055966 | 0.089668 | 0.055966 | 0.089668 | 0.055966 | 0.089668 | 0 | 0
[79 empty] | WLDFR | HFTD - Distribution - Tier 2 - 4QU CoRE ¦ 1QU LoRE | Red Flag Warning - Catastrophic Fires | 2022 | 0 | 0 | 0 | 0 | 14146.1306 | 222.2294 | 8585.7228 | 5338.1784 | 813.2108 | 813.2108 | 813.2108 | 0 | 2.3439e-05 |  | 0 | 0.019061 | 0.019061 | 0 | 0.019061 | 0.019061 | 0 | 0.019061 | 0.019061 | 0 | 0 | 0 | [40 empty] | All EPR in 2020WLDFRElectric Reliability | WLDFR | HFTD - Distribution - Tier 2 - 2QU CoRE ¦ 2QU LoRE | Red Flag Warning - Large Fires | 2023 | Electric Reliability | 0.71896 | 501.7453 | 2023 | Control | 0.1325 | 3 | 0 | esc | 0 | 0 | 0.15274 | 0.10981 | 0.15274 | 0.10981 | 0.15274 | 0.10981
[79 empty] | WLDFR | HFTD - Distribution - Tier 2 - 4QU CoRE ¦ 1QU LoRE | Red Flag Warning - Catastrophic Fires | 2023 | 0 | 0 | 0 | 0 | 14664.6376 | 233.2301 | 8896.516 | 5534.8915 | 0 | 843.2942 | 843.2942 | 843.2942 | 2.3439e-05 |  | 0 | 0 | 0 | 0 | 0.019766 | 0.019766 | 0 | 0.019766 | 0.019766 | 0 | 0.019766 | 0.019766 | [40 empty] | All EPR in 2020WLDFRFinancial | WLDFR | HFTD - Distribution - Tier 2 - 2QU CoRE ¦ 2QU LoRE | Red Flag Warning - Large Fires | 2023 | Financial | 3.0715 | 501.7453 | 2023 | Control | 0.053 | 3 | 0 | esc | 0 | 0 | 0.055966 | 0.1719 | 0.055966 | 0.1719 | 0.055966 | 0.1719
[79 empty] | WLDFR | HFTD - Distribution - Tier 2 - 4QU CoRE ¦ 1QU LoRE | Red Flag Warning - Catastrophic Fires | 2024 | 0 | 0 | 0 | 0 | 14664.6376 | 233.2301 | 8896.516 | 5534.8915 | 0 | 0 | 843.2942 | 843.2942 | 2.3439e-05 |  | 0 | 0 | 0 | 0 | 0 | 0 | 0 | 0.019766 | 0.019766 | 0 | 0.019766 | 0.019766 | [40 empty] | All EPR in 2020WLDFRSafety | WLDFR | HFTD - Distribution - Tier 2 - 2QU CoRE ¦ 2QU LoRE | Red Flag Warning - Large Fires | 2023 | Safety | 1.6846 | 501.7453 | 2023 | Control | 0.053 | 3 | 0 | esc | 0 | 0 | 0.055966 | 0.094279 | 0.055966 | 0.094279 | 0.055966 | 0.094279
[79 empty] | WLDFR | HFTD - Distribution - Tier 2 - 4QU CoRE ¦ 1QU LoRE | Red Flag Warning - Catastrophic Fires | 2025 | 0 | 0 | 0 | 0 | 14664.6376 | 233.2301 | 8896.516 | 5534.8915 | 0 | 0 | 0 | 843.2942 | 2.3439e-05 |  | 0 | 0 | 0 | 0 | 0 | 0 | 0 | 0 | 0 | 0 | 0.019766 | 0.019766 | [40 empty] | All EPR in 2020WLDFRElectric Reliability | WLDFR | HFTD - Distribution - Tier 2 - 2QU CoRE ¦ 2QU LoRE | Red Flag Warning - Large Fires | 2024 | Electric Reliability | 0.71896 | 501.7453 | 2024 | Control | 0.1325 | 3 | 0 | esc | 0 | 0 | 0 | 0 | 0.15274 | 0.10981 | 0.15274 | 0.10981
[79 empty] | WLDFR | HFTD - Distribution - Tier 2 - 4QU CoRE ¦ 1QU LoRE | Red Flag Warning - Destructive Fires | 2020 | 0 | 0 | 0 | 0 | 8807.9522 | 222.2294 | 8585.7228 | 0 | 514.4532 | 0 | 0 | 0 | 3.8764e-06 |  | 0 | 0.0019942 | 0.0019942 | 0 | 0 | 0 | 0 | 0 | 0 | 0 | 0 | 0 | [40 empty] | All EPR in 2020WLDFRFinancial | WLDFR | HFTD - Distribution - Tier 2 - 2QU CoRE ¦ 2QU LoRE | Red Flag Warning - Large Fires | 2024 | Financial | 3.0715 | 501.7453 | 2024 | Control | 0.053 | 3 | 0 | esc | 0 | 0 | 0 | 0 | 0.055966 | 0.1719 | 0.055966 | 0.1719
[79 empty] | WLDFR | HFTD - Distribution - Tier 2 - 4QU CoRE ¦ 1QU LoRE | Red Flag Warning - Destructive Fires | 2021 | 0 | 0 | 0 | 0 | 8807.9522 | 222.2294 | 8585.7228 | 0 | 514.4532 | 514.4532 | 0 | 0 | 3.8764e-06 |  | 0 | 0.0019942 | 0.0019942 | 0 | 0.0019942 | 0.0019942 | 0 | 0 | 0 | 0 | 0 | 0 | [40 empty] | All EPR in 2020WLDFRSafety | WLDFR | HFTD - Distribution - Tier 2 - 2QU CoRE ¦ 2QU LoRE | Red Flag Warning - Large Fires | 2024 | Safety | 1.6846 | 501.7453 | 2024 | Control | 0.053 | 3 | 0 | esc | 0 | 0 | 0 | 0 | 0.055966 | 0.094279 | 0.055966 | 0.094279
[79 empty] | WLDFR | HFTD - Distribution - Tier 2 - 4QU CoRE ¦ 1QU LoRE | Red Flag Warning - Destructive Fires | 2022 | 0 | 0 | 0 | 0 | 8807.9522 | 222.2294 | 8585.7228 | 0 | 514.4532 | 514.4532 | 514.4532 | 0 | 3.8764e-06 |  | 0 | 0.0019942 | 0.0019942 | 0 | 0.0019942 | 0.0019942 | 0 | 0.0019942 | 0.0019942 | 0 | 0 | 0 | [40 empty] | All EPR in 2020WLDFRElectric Reliability | WLDFR | HFTD - Distribution - Tier 2 - 2QU CoRE ¦ 2QU LoRE | Red Flag Warning - Large Fires | 2025 | Electric Reliability | 0.71896 | 501.7453 | 2025 | Control | 0.1325 | 3 | 0 | esc | 0 | 0 | 0 | 0 | 0 | 0 | 0.15274 | 0.10981
[79 empty] | WLDFR | HFTD - Distribution - Tier 2 - 4QU CoRE ¦ 1QU LoRE | Red Flag Warning - Destructive Fires | 2023 | 0 | 0 | 0 | 0 | 9129.7461 | 233.2301 | 8896.516 | 0 | 0 | 533.5273 | 533.5273 | 533.5273 | 3.8764e-06 |  | 0 | 0 | 0 | 0 | 0.0020682 | 0.0020682 | 0 | 0.0020682 | 0.0020682 | 0 | 0.0020682 | 0.0020682 | [40 empty] | All EPR in 2020WLDFRFinancial | WLDFR | HFTD - Distribution - Tier 2 - 2QU CoRE ¦ 2QU LoRE | Red Flag Warning - Large Fires | 2025 | Financial | 3.0715 | 501.7453 | 2025 | Control | 0.053 | 3 | 0 | esc | 0 | 0 | 0 | 0 | 0 | 0 | 0.055966 | 0.1719
[79 empty] | WLDFR | HFTD - Distribution - Tier 2 - 4QU CoRE ¦ 1QU LoRE | Red Flag Warning - Destructive Fires | 2024 | 0 | 0 | 0 | 0 | 9129.7461 | 233.2301 | 8896.516 | 0 | 0 | 0 | 533.5273 | 533.5273 | 3.8764e-06 |  | 0 | 0 | 0 | 0 | 0 | 0 | 0 | 0.0020682 | 0.0020682 | 0 | 0.0020682 | 0.0020682 | [40 empty] | All EPR in 2020WLDFRSafety | WLDFR | HFTD - Distribution - Tier 2 - 2QU CoRE ¦ 2QU LoRE | Red Flag Warning - Large Fires | 2025 | Safety | 1.6846 | 501.7453 | 2025 | Control | 0.053 | 3 | 0 | esc | 0 | 0 | 0 | 0 | 0 | 0 | 0.055966 | 0.094279
[79 empty] | WLDFR | HFTD - Distribution - Tier 2 - 4QU CoRE ¦ 1QU LoRE | Red Flag Warning - Destructive Fires | 2025 | 0 | 0 | 0 | 0 | 9129.7461 | 233.2301 | 8896.516 | 0 | 0 | 0 | 0 | 533.5273 | 3.8764e-06 |  | 0 | 0 | 0 | 0 | 0 | 0 | 0 | 0 | 0 | 0 | 0.0020682 | 0.0020682 | [40 empty] | All EPR in 2020WLDFRElectric Reliability | WLDFR | HFTD - Distribution - Tier 2 - 2QU CoRE ¦ 2QU LoRE | Red Flag Warning - Small Fires | 2021 | Electric Reliability | 0.036425 | 501.7453 | 2021 | Control | 0.1325 | 3 | 0 | esc | 0.15274 | 0.0055635 | 0.15274 | 0.0055635 | 0 | 0 | 0 | 0
[79 empty] | WLDFR | HFTD - Distribution - Tier 2 - 4QU CoRE ¦ 1QU LoRE | Red Flag Warning - Large Fires | 2020 | 0 | 0 | 0 | 0 | 5.2406 | 0.69642 | 2.942 | 1.6022 | 0.36069 | 0 | 0 | 0 | 5.164e-05 |  | 0 | 1.8626e-05 | 1.8626e-05 | 0 | 0 | 0 | 0 | 0 | 0 | 0 | 0 | 0 | [40 empty] | All EPR in 2020WLDFRFinancial | WLDFR | HFTD - Distribution - Tier 2 - 2QU CoRE ¦ 2QU LoRE | Red Flag Warning - Small Fires | 2021 | Financial | 0.0015809 | 501.7453 | 2021 | Control | 0.053 | 3 | 0 | esc | 0.055966 | 8.8475e-05 | 0.055966 | 8.8475e-05 | 0 | 0 | 0 | 0
[79 empty] | WLDFR | HFTD - Distribution - Tier 2 - 4QU CoRE ¦ 1QU LoRE | Red Flag Warning - Large Fires | 2021 | 0 | 0 | 0 | 0 | 5.2406 | 0.69642 | 2.942 | 1.6022 | 0.36069 | 0.36069 | 0 | 0 | 5.164e-05 |  | 0 | 1.8626e-05 | 1.8626e-05 | 0 | 1.8626e-05 | 1.8626e-05 | 0 | 0 | 0 | 0 | 0 | 0 | [40 empty] | All EPR in 2020WLDFRSafety | WLDFR | HFTD - Distribution - Tier 2 - 2QU CoRE ¦ 2QU LoRE | Red Flag Warning - Small Fires | 2021 | Safety | 0.039895 | 501.7453 | 2021 | Control | 0.053 | 3 | 0 | esc | 0.055966 | 0.0022328 | 0.055966 | 0.0022328 | 0 | 0 | 0 | 0
[79 empty] | WLDFR | HFTD - Distribution - Tier 2 - 4QU CoRE ¦ 1QU LoRE | Red Flag Warning - Large Fires | 2022 | 0 | 0 | 0 | 0 | 5.2406 | 0.69642 | 2.942 | 1.6022 | 0.36069 | 0.36069 | 0.36069 | 0 | 5.164e-05 |  | 0 | 1.8626e-05 | 1.8626e-05 | 0 | 1.8626e-05 | 1.8626e-05 | 0 | 1.8626e-05 | 1.8626e-05 | 0 | 0 | 0 | [40 empty] | All EPR in 2020WLDFRElectric Reliability | WLDFR | HFTD - Distribution - Tier 2 - 2QU CoRE ¦ 2QU LoRE | Red Flag Warning - Small Fires | 2022 | Electric Reliability | 0.036425 | 501.7453 | 2022 | Control | 0.1325 | 3 | 0 | esc | 0.15274 | 0.0055635 | 0.15274 | 0.0055635 | 0.15274 | 0.0055635 | 0 | 0
[79 empty] | WLDFR | HFTD - Distribution - Tier 2 - 4QU CoRE ¦ 1QU LoRE | Red Flag Warning - Large Fires | 2023 | 0 | 0 | 0 | 0 | 5.475 | 0.71896 | 3.0715 | 1.6846 | 0 | 0.37599 | 0.37599 | 0.37599 | 5.164e-05 |  | 0 | 0 | 0 | 0 | 1.9416e-05 | 1.9416e-05 | 0 | 1.9416e-05 | 1.9416e-05 | 0 | 1.9416e-05 | 1.9416e-05 | [40 empty] | All EPR in 2020WLDFRFinancial | WLDFR | HFTD - Distribution - Tier 2 - 2QU CoRE ¦ 2QU LoRE | Red Flag Warning - Small Fires | 2022 | Financial | 0.0015809 | 501.7453 | 2022 | Control | 0.053 | 3 | 0 | esc | 0.055966 | 8.8475e-05 | 0.055966 | 8.8475e-05 | 0.055966 | 8.8475e-05 | 0 | 0
[79 empty] | WLDFR | HFTD - Distribution - Tier 2 - 4QU CoRE ¦ 1QU LoRE | Red Flag Warning - Large Fires | 2024 | 0 | 0 | 0 | 0 | 5.475 | 0.71896 | 3.0715 | 1.6846 | 0 | 0 | 0.37599 | 0.37599 | 5.164e-05 |  | 0 | 0 | 0 | 0 | 0 | 0 | 0 | 1.9416e-05 | 1.9416e-05 | 0 | 1.9416e-05 | 1.9416e-05 | [40 empty] | All EPR in 2020WLDFRSafety | WLDFR | HFTD - Distribution - Tier 2 - 2QU CoRE ¦ 2QU LoRE | Red Flag Warning - Small Fires | 2022 | Safety | 0.039895 | 501.7453 | 2022 | Control | 0.053 | 3 | 0 | esc | 0.055966 | 0.0022328 | 0.055966 | 0.0022328 | 0.055966 | 0.0022328 | 0 | 0
[79 empty] | WLDFR | HFTD - Distribution - Tier 2 - 4QU CoRE ¦ 1QU LoRE | Red Flag Warning - Large Fires | 2025 | 0 | 0 | 0 | 0 | 5.475 | 0.71896 | 3.0715 | 1.6846 | 0 | 0 | 0 | 0.37599 | 5.164e-05 |  | 0 | 0 | 0 | 0 | 0 | 0 | 0 | 0 | 0 | 0 | 1.9416e-05 | 1.9416e-05 | [40 empty] | All EPR in 2020WLDFRElectric Reliability | WLDFR | HFTD - Distribution - Tier 2 - 2QU CoRE ¦ 2QU LoRE | Red Flag Warning - Small Fires | 2023 | Electric Reliability | 0.03759 | 501.7453 | 2023 | Control | 0.1325 | 3 | 0 | esc | 0 | 0 | 0.15274 | 0.0057414 | 0.15274 | 0.0057414 | 0.15274 | 0.0057414
[79 empty] | WLDFR | HFTD - Distribution - Tier 2 - 4QU CoRE ¦ 1QU LoRE | Red Flag Warning - Small Fires | 2020 | 0 | 0 | 0 | 0 | 0.077901 | 0.036425 | 0.0015809 | 0.039895 | 0.0078847 | 0 | 0 | 0 | 0.0014769 |  | 0 | 1.1645e-05 | 1.1645e-05 | 0 | 0 | 0 | 0 | 0 | 0 | 0 | 0 | 0 | [40 empty] | All EPR in 2020WLDFRFinancial | WLDFR | HFTD - Distribution - Tier 2 - 2QU CoRE ¦ 2QU LoRE | Red Flag Warning - Small Fires | 2023 | Financial | 0.0016314 | 501.7453 | 2023 | Control | 0.053 | 3 | 0 | esc | 0 | 0 | 0.055966 | 9.1305e-05 | 0.055966 | 9.1305e-05 | 0.055966 | 9.1305e-05
[79 empty] | WLDFR | HFTD - Distribution - Tier 2 - 4QU CoRE ¦ 1QU LoRE | Red Flag Warning - Small Fires | 2021 | 0 | 0 | 0 | 0 | 0.077901 | 0.036425 | 0.0015809 | 0.039895 | 0.0078847 | 0.0078847 | 0 | 0 | 0.0014769 |  | 0 | 1.1645e-05 | 1.1645e-05 | 0 | 1.1645e-05 | 1.1645e-05 | 0 | 0 | 0 | 0 | 0 | 0 | [40 empty] | All EPR in 2020WLDFRSafety | WLDFR | HFTD - Distribution - Tier 2 - 2QU CoRE ¦ 2QU LoRE | Red Flag Warning - Small Fires | 2023 | Safety | 0.041187 | 501.7453 | 2023 | Control | 0.053 | 3 | 0 | esc | 0 | 0 | 0.055966 | 0.0023051 | 0.055966 | 0.0023051 | 0.055966 | 0.0023051
[79 empty] | WLDFR | HFTD - Distribution - Tier 2 - 4QU CoRE ¦ 1QU LoRE | Red Flag Warning - Small Fires | 2022 | 0 | 0 | 0 | 0 | 0.077901 | 0.036425 | 0.0015809 | 0.039895 | 0.0078847 | 0.0078847 | 0.0078847 | 0 | 0.0014769 |  | 0 | 1.1645e-05 | 1.1645e-05 | 0 | 1.1645e-05 | 1.1645e-05 | 0 | 1.1645e-05 | 1.1645e-05 | 0 | 0 | 0 | [40 empty] | All EPR in 2020WLDFRElectric Reliability | WLDFR | HFTD - Distribution - Tier 2 - 2QU CoRE ¦ 2QU LoRE | Red Flag Warning - Small Fires | 2024 | Electric Reliability | 0.03759 | 501.7453 | 2024 | Control | 0.1325 | 3 | 0 | esc | 0 | 0 | 0 | 0 | 0.15274 | 0.0057414 | 0.15274 | 0.0057414
[79 empty] | WLDFR | HFTD - Distribution - Tier 2 - 4QU CoRE ¦ 1QU LoRE | Red Flag Warning - Small Fires | 2023 | 0 | 0 | 0 | 0 | 0.080408 | 0.03759 | 0.0016314 | 0.041187 | 0 | 0.0081378 | 0.0081378 | 0.0081378 | 0.0014769 |  | 0 | 0 | 0 | 0 | 1.2018e-05 | 1.2018e-05 | 0 | 1.2018e-05 | 1.2018e-05 | 0 | 1.2018e-05 | 1.2018e-05 | [40 empty] | All EPR in 2020WLDFRFinancial | WLDFR | HFTD - Distribution - Tier 2 - 2QU CoRE ¦ 2QU LoRE | Red Flag Warning - Small Fires | 2024 | Financial | 0.0016314 | 501.7453 | 2024 | Control | 0.053 | 3 | 0 | esc | 0 | 0 | 0 | 0 | 0.055966 | 9.1305e-05 | 0.055966 | 9.1305e-05
[79 empty] | WLDFR | HFTD - Distribution - Tier 2 - 4QU CoRE ¦ 1QU LoRE | Red Flag Warning - Small Fires | 2024 | 0 | 0 | 0 | 0 | 0.080408 | 0.03759 | 0.0016314 | 0.041187 | 0 | 0 | 0.0081378 | 0.0081378 | 0.0014769 |  | 0 | 0 | 0 | 0 | 0 | 0 | 0 | 1.2018e-05 | 1.2018e-05 | 0 | 1.2018e-05 | 1.2018e-05 | [40 empty] | All EPR in 2020WLDFRSafety | WLDFR | HFTD - Distribution - Tier 2 - 2QU CoRE ¦ 2QU LoRE | Red Flag Warning - Small Fires | 2024 | Safety | 0.041187 | 501.7453 | 2024 | Control | 0.053 | 3 | 0 | esc | 0 | 0 | 0 | 0 | 0.055966 | 0.0023051 | 0.055966 | 0.0023051
[79 empty] | WLDFR | HFTD - Distribution - Tier 2 - 4QU CoRE ¦ 1QU LoRE | Red Flag Warning - Small Fires | 2025 | 0 | 0 | 0 | 0 | 0.080408 | 0.03759 | 0.0016314 | 0.041187 | 0 | 0 | 0 | 0.0081378 | 0.0014769 |  | 0 | 0 | 0 | 0 | 0 | 0 | 0 | 0 | 0 | 0 | 1.2018e-05 | 1.2018e-05 | [40 empty] | All EPR in 2020WLDFRElectric Reliability | WLDFR | HFTD - Distribution - Tier 2 - 2QU CoRE ¦ 2QU LoRE | Red Flag Warning - Small Fires | 2025 | Electric Reliability | 0.03759 | 501.7453 | 2025 | Control | 0.1325 | 3 | 0 | esc | 0 | 0 | 0 | 0 | 0 | 0 | 0.15274 | 0.0057414
[79 empty] | WLDFR | HFTD - Distribution - Tier 2 - 4QU CoRE ¦ 1QU LoRE | Seismic - Non-Red Flag Warning - Catastrophic Fires | 2020 | 0 | 0 | 0 | 0 | 21083.8428 | 409.2237 | 13469.0878 | 7205.5313 | 1219.584 | 0 | 0 | 0 | 6.7192e-10 |  | 0 | 8.1947e-07 | 8.1947e-07 | 0 | 0 | 0 | 0 | 0 | 0 | 0 | 0 | 0 | [40 empty] | All EPR in 2020WLDFRFinancial | WLDFR | HFTD - Distribution - Tier 2 - 2QU CoRE ¦ 2QU LoRE | Red Flag Warning - Small Fires | 2025 | Financial | 0.0016314 | 501.7453 | 2025 | Control | 0.053 | 3 | 0 | esc | 0 | 0 | 0 | 0 | 0 | 0 | 0.055966 | 9.1305e-05
[79 empty] | WLDFR | HFTD - Distribution - Tier 2 - 4QU CoRE ¦ 1QU LoRE | Seismic - Non-Red Flag Warning - Catastrophic Fires | 2021 | 0 | 0 | 0 | 0 | 21083.8428 | 409.2237 | 13469.0878 | 7205.5313 | 1219.584 | 1219.584 | 0 | 0 | 6.7192e-10 |  | 0 | 8.1947e-07 | 8.1947e-07 | 0 | 8.1947e-07 | 8.1947e-07 | 0 | 0 | 0 | 0 | 0 | 0 | [40 empty] | All EPR in 2020WLDFRSafety | WLDFR | HFTD - Distribution - Tier 2 - 2QU CoRE ¦ 2QU LoRE | Red Flag Warning - Small Fires | 2025 | Safety | 0.041187 | 501.7453 | 2025 | Control | 0.053 | 3 | 0 | esc | 0 | 0 | 0 | 0 | 0 | 0 | 0.055966 | 0.0023051
[79 empty] | WLDFR | HFTD - Distribution - Tier 2 - 4QU CoRE ¦ 1QU LoRE | Seismic - Non-Red Flag Warning - Catastrophic Fires | 2022 | 0 | 0 | 0 | 0 | 21083.8428 | 409.2237 | 13469.0878 | 7205.5313 | 1219.584 | 1219.584 | 1219.584 | 0 | 6.7192e-10 |  | 0 | 8.1947e-07 | 8.1947e-07 | 0 | 8.1947e-07 | 8.1947e-07 | 0 | 8.1947e-07 | 8.1947e-07 | 0 | 0 | 0 | [40 empty] | All EPR in 2020WLDFRElectric Reliability | WLDFR | HFTD - Distribution - Tier 2 - 2QU CoRE ¦ 2QU LoRE | Seismic - Non-Red Flag Warning - Catastrophic Fires | 2021 | Electric Reliability | 409.2237 | 501.7453 | 2021 | Control | 0.1325 | 3 | 0 | esc | 0.15274 | 62.5039 | 0.15274 | 62.5039 | 0 | 0 | 0 | 0
[79 empty] | WLDFR | HFTD - Distribution - Tier 2 - 4QU CoRE ¦ 1QU LoRE | Seismic - Non-Red Flag Warning - Catastrophic Fires | 2023 | 0 | 0 | 0 | 0 | 21835.9781 | 428.6023 | 13939.561 | 7467.8148 | 0 | 1263.5534 | 1263.5534 | 1263.5534 | 6.7192e-10 |  | 0 | 0 | 0 | 0 | 8.4901e-07 | 8.4901e-07 | 0 | 8.4901e-07 | 8.4901e-07 | 0 | 8.4901e-07 | 8.4901e-07 | [40 empty] | All EPR in 2020WLDFRFinancial | WLDFR | HFTD - Distribution - Tier 2 - 2QU CoRE ¦ 2QU LoRE | Seismic - Non-Red Flag Warning - Catastrophic Fires | 2021 | Financial | 13469.0878 | 501.7453 | 2021 | Control | 0.053 | 3 | 0 | esc | 0.055966 | 753.8138 | 0.055966 | 753.8138 | 0 | 0 | 0 | 0
[79 empty] | WLDFR | HFTD - Distribution - Tier 2 - 4QU CoRE ¦ 1QU LoRE | Seismic - Non-Red Flag Warning - Catastrophic Fires | 2024 | 0 | 0 | 0 | 0 | 21835.9781 | 428.6023 | 13939.561 | 7467.8148 | 0 | 0 | 1263.5534 | 1263.5534 | 6.7192e-10 |  | 0 | 0 | 0 | 0 | 0 | 0 | 0 | 8.4901e-07 | 8.4901e-07 | 0 | 8.4901e-07 | 8.4901e-07 | [40 empty] | All EPR in 2020WLDFRSafety | WLDFR | HFTD - Distribution - Tier 2 - 2QU CoRE ¦ 2QU LoRE | Seismic - Non-Red Flag Warning - Catastrophic Fires | 2021 | Safety | 7205.5313 | 501.7453 | 2021 | Control | 0.053 | 3 | 0 | esc | 0.055966 | 403.2663 | 0.055966 | 403.2663 | 0 | 0 | 0 | 0
[79 empty] | WLDFR | HFTD - Distribution - Tier 2 - 4QU CoRE ¦ 1QU LoRE | Seismic - Non-Red Flag Warning - Catastrophic Fires | 2025 | 0 | 0 | 0 | 0 | 21835.9781 | 428.6023 | 13939.561 | 7467.8148 | 0 | 0 | 0 | 1263.5534 | 6.7192e-10 |  | 0 | 0 | 0 | 0 | 0 | 0 | 0 | 0 | 0 | 0 | 8.4901e-07 | 8.4901e-07 | [40 empty] | All EPR in 2020WLDFRElectric Reliability | WLDFR | HFTD - Distribution - Tier 2 - 2QU CoRE ¦ 2QU LoRE | Seismic - Non-Red Flag Warning - Catastrophic Fires | 2022 | Electric Reliability | 409.2237 | 501.7453 | 2022 | Control | 0.1325 | 3 | 0 | esc | 0.15274 | 62.5039 | 0.15274 | 62.5039 | 0.15274 | 62.5039 | 0 | 0
[79 empty] | WLDFR | HFTD - Distribution - Tier 2 - 4QU CoRE ¦ 1QU LoRE | Seismic - Red Flag Warning - Catastrophic Fires | 2020 | 0 | 0 | 0 | 0 | 21083.8428 | 409.2237 | 13469.0878 | 7205.5313 | 1219.584 | 0 | 0 | 0 | 2.8979e-08 |  | 0 | 3.5343e-05 | 3.5343e-05 | 0 | 0 | 0 | 0 | 0 | 0 | 0 | 0 | 0 | [40 empty] | All EPR in 2020WLDFRFinancial | WLDFR | HFTD - Distribution - Tier 2 - 2QU CoRE ¦ 2QU LoRE | Seismic - Non-Red Flag Warning - Catastrophic Fires | 2022 | Financial | 13469.0878 | 501.7453 | 2022 | Control | 0.053 | 3 | 0 | esc | 0.055966 | 753.8138 | 0.055966 | 753.8138 | 0.055966 | 753.8138 | 0 | 0
[79 empty] | WLDFR | HFTD - Distribution - Tier 2 - 4QU CoRE ¦ 1QU LoRE | Seismic - Red Flag Warning - Catastrophic Fires | 2021 | 0 | 0 | 0 | 0 | 21083.8428 | 409.2237 | 13469.0878 | 7205.5313 | 1219.584 | 1219.584 | 0 | 0 | 2.8979e-08 |  | 0 | 3.5343e-05 | 3.5343e-05 | 0 | 3.5343e-05 | 3.5343e-05 | 0 | 0 | 0 | 0 | 0 | 0 | [40 empty] | All EPR in 2020WLDFRSafety | WLDFR | HFTD - Distribution - Tier 2 - 2QU CoRE ¦ 2QU LoRE | Seismic - Non-Red Flag Warning - Catastrophic Fires | 2022 | Safety | 7205.5313 | 501.7453 | 2022 | Control | 0.053 | 3 | 0 | esc | 0.055966 | 403.2663 | 0.055966 | 403.2663 | 0.055966 | 403.2663 | 0 | 0
[79 empty] | WLDFR | HFTD - Distribution - Tier 2 - 4QU CoRE ¦ 1QU LoRE | Seismic - Red Flag Warning - Catastrophic Fires | 2022 | 0 | 0 | 0 | 0 | 21083.8428 | 409.2237 | 13469.0878 | 7205.5313 | 1219.584 | 1219.584 | 1219.584 | 0 | 2.8979e-08 |  | 0 | 3.5343e-05 | 3.5343e-05 | 0 | 3.5343e-05 | 3.5343e-05 | 0 | 3.5343e-05 | 3.5343e-05 | 0 | 0 | 0 | [40 empty] | All EPR in 2020WLDFRElectric Reliability | WLDFR | HFTD - Distribution - Tier 2 - 2QU CoRE ¦ 2QU LoRE | Seismic - Non-Red Flag Warning - Catastrophic Fires | 2023 | Electric Reliability | 428.6023 | 501.7453 | 2023 | Control | 0.1325 | 3 | 0 | esc | 0 | 0 | 0.15274 | 65.4638 | 0.15274 | 65.4638 | 0.15274 | 65.4638
[79 empty] | WLDFR | HFTD - Distribution - Tier 2 - 4QU CoRE ¦ 1QU LoRE | Seismic - Red Flag Warning - Catastrophic Fires | 2023 | 0 | 0 | 0 | 0 | 21835.9781 | 428.6023 | 13939.561 | 7467.8148 | 0 | 1263.5534 | 1263.5534 | 1263.5534 | 2.8979e-08 |  | 0 | 0 | 0 | 0 | 3.6617e-05 | 3.6617e-05 | 0 | 3.6617e-05 | 3.6617e-05 | 0 | 3.6617e-05 | 3.6617e-05 | [40 empty] | All EPR in 2020WLDFRFinancial | WLDFR | HFTD - Distribution - Tier 2 - 2QU CoRE ¦ 2QU LoRE | Seismic - Non-Red Flag Warning - Catastrophic Fires | 2023 | Financial | 13939.561 | 501.7453 | 2023 | Control | 0.053 | 3 | 0 | esc | 0 | 0 | 0.055966 | 780.1444 | 0.055966 | 780.1444 | 0.055966 | 780.1444
[79 empty] | WLDFR | HFTD - Distribution - Tier 2 - 4QU CoRE ¦ 1QU LoRE | Seismic - Red Flag Warning - Catastrophic Fires | 2024 | 0 | 0 | 0 | 0 | 21835.9781 | 428.6023 | 13939.561 | 7467.8148 | 0 | 0 | 1263.5534 | 1263.5534 | 2.8979e-08 |  | 0 | 0 | 0 | 0 | 0 | 0 | 0 | 3.6617e-05 | 3.6617e-05 | 0 | 3.6617e-05 | 3.6617e-05 | [40 empty] | All EPR in 2020WLDFRSafety | WLDFR | HFTD - Distribution - Tier 2 - 2QU CoRE ¦ 2QU LoRE | Seismic - Non-Red Flag Warning - Catastrophic Fires | 2023 | Safety | 7467.8148 | 501.7453 | 2023 | Control | 0.053 | 3 | 0 | esc | 0 | 0 | 0.055966 | 417.9453 | 0.055966 | 417.9453 | 0.055966 | 417.9453
[79 empty] | WLDFR | HFTD - Distribution - Tier 2 - 4QU CoRE ¦ 1QU LoRE | Seismic - Red Flag Warning - Catastrophic Fires | 2025 | 0 | 0 | 0 | 0 | 21835.9781 | 428.6023 | 13939.561 | 7467.8148 | 0 | 0 | 0 | 1263.5534 | 2.8979e-08 |  | 0 | 0 | 0 | 0 | 0 | 0 | 0 | 0 | 0 | 0 | 3.6617e-05 | 3.6617e-05 | [40 empty] | All EPR in 2020WLDFRElectric Reliability | WLDFR | HFTD - Distribution - Tier 2 - 2QU CoRE ¦ 2QU LoRE | Seismic - Non-Red Flag Warning - Catastrophic Fires | 2024 | Electric Reliability | 428.6023 | 501.7453 | 2024 | Control | 0.1325 | 3 | 0 | esc | 0 | 0 | 0 | 0 | 0.15274 | 65.4638 | 0.15274 | 65.4638
[79 empty] | WLDFR | HFTD - Distribution - Tier 2 - 4QU CoRE ¦ 2QU LoRE | Non-Red Flag Warning - Catastrophic Fires | 2020 | 0 | 0 | 0 | 0 | 14146.1306 | 222.2294 | 8585.7228 | 5338.1784 | 813.2108 | 0 | 0 | 0 | 8.438e-07 |  | 0 | 0.00068619 | 0.00068619 | 0 | 0 | 0 | 0 | 0 | 0 | 0 | 0 | 0 | [40 empty] | All EPR in 2020WLDFRFinancial | WLDFR | HFTD - Distribution - Tier 2 - 2QU CoRE ¦ 2QU LoRE | Seismic - Non-Red Flag Warning - Catastrophic Fires | 2024 | Financial | 13939.561 | 501.7453 | 2024 | Control | 0.053 | 3 | 0 | esc | 0 | 0 | 0 | 0 | 0.055966 | 780.1444 | 0.055966 | 780.1444
[79 empty] | WLDFR | HFTD - Distribution - Tier 2 - 4QU CoRE ¦ 2QU LoRE | Non-Red Flag Warning - Catastrophic Fires | 2021 | 0 | 0 | 0 | 0 | 14146.1306 | 222.2294 | 8585.7228 | 5338.1784 | 813.2108 | 813.2108 | 0 | 0 | 8.438e-07 |  | 0 | 0.00068619 | 0.00068619 | 0 | 0.00068619 | 0.00068619 | 0 | 0 | 0 | 0 | 0 | 0 | [40 empty] | All EPR in 2020WLDFRSafety | WLDFR | HFTD - Distribution - Tier 2 - 2QU CoRE ¦ 2QU LoRE | Seismic - Non-Red Flag Warning - Catastrophic Fires | 2024 | Safety | 7467.8148 | 501.7453 | 2024 | Control | 0.053 | 3 | 0 | esc | 0 | 0 | 0 | 0 | 0.055966 | 417.9453 | 0.055966 | 417.9453
[79 empty] | WLDFR | HFTD - Distribution - Tier 2 - 4QU CoRE ¦ 2QU LoRE | Non-Red Flag Warning - Catastrophic Fires | 2022 | 0 | 0 | 0 | 0 | 14146.1306 | 222.2294 | 8585.7228 | 5338.1784 | 813.2108 | 813.2108 | 813.2108 | 0 | 8.438e-07 |  | 0 | 0.00068619 | 0.00068619 | 0 | 0.00068619 | 0.00068619 | 0 | 0.00068619 | 0.00068619 | 0 | 0 | 0 | [40 empty] | All EPR in 2020WLDFRElectric Reliability | WLDFR | HFTD - Distribution - Tier 2 - 2QU CoRE ¦ 2QU LoRE | Seismic - Non-Red Flag Warning - Catastrophic Fires | 2025 | Electric Reliability | 428.6023 | 501.7453 | 2025 | Control | 0.1325 | 3 | 0 | esc | 0 | 0 | 0 | 0 | 0 | 0 | 0.15274 | 65.4638
[79 empty] | WLDFR | HFTD - Distribution - Tier 2 - 4QU CoRE ¦ 2QU LoRE | Non-Red Flag Warning - Catastrophic Fires | 2023 | 0 | 0 | 0 | 0 | 14664.6376 | 233.2301 | 8896.516 | 5534.8915 | 0 | 843.2942 | 843.2942 | 843.2942 | 8.438e-07 |  | 0 | 0 | 0 | 0 | 0.00071157 | 0.00071157 | 0 | 0.00071157 | 0.00071157 | 0 | 0.00071157 | 0.00071157 | [40 empty] | All EPR in 2020WLDFRFinancial | WLDFR | HFTD - Distribution - Tier 2 - 2QU CoRE ¦ 2QU LoRE | Seismic - Non-Red Flag Warning - Catastrophic Fires | 2025 | Financial | 13939.561 | 501.7453 | 2025 | Control | 0.053 | 3 | 0 | esc | 0 | 0 | 0 | 0 | 0 | 0 | 0.055966 | 780.1444
[79 empty] | WLDFR | HFTD - Distribution - Tier 2 - 4QU CoRE ¦ 2QU LoRE | Non-Red Flag Warning - Catastrophic Fires | 2024 | 0 | 0 | 0 | 0 | 14664.6376 | 233.2301 | 8896.516 | 5534.8915 | 0 | 0 | 843.2942 | 843.2942 | 8.438e-07 |  | 0 | 0 | 0 | 0 | 0 | 0 | 0 | 0.00071157 | 0.00071157 | 0 | 0.00071157 | 0.00071157 | [40 empty] | All EPR in 2020WLDFRSafety | WLDFR | HFTD - Distribution - Tier 2 - 2QU CoRE ¦ 2QU LoRE | Seismic - Non-Red Flag Warning - Catastrophic Fires | 2025 | Safety | 7467.8148 | 501.7453 | 2025 | Control | 0.053 | 3 | 0 | esc | 0 | 0 | 0 | 0 | 0 | 0 | 0.055966 | 417.9453
[79 empty] | WLDFR | HFTD - Distribution - Tier 2 - 4QU CoRE ¦ 2QU LoRE | Non-Red Flag Warning - Catastrophic Fires | 2025 | 0 | 0 | 0 | 0 | 14664.6376 | 233.2301 | 8896.516 | 5534.8915 | 0 | 0 | 0 | 843.2942 | 8.438e-07 |  | 0 | 0 | 0 | 0 | 0 | 0 | 0 | 0 | 0 | 0 | 0.00071157 | 0.00071157 | [40 empty] | All EPR in 2020WLDFRElectric Reliability | WLDFR | HFTD - Distribution - Tier 2 - 2QU CoRE ¦ 2QU LoRE | Seismic - Red Flag Warning - Catastrophic Fires | 2021 | Electric Reliability | 409.2237 | 501.7453 | 2021 | Control | 0.1325 | 3 | 0 | esc | 0.15274 | 62.5039 | 0.15274 | 62.5039 | 0 | 0 | 0 | 0
[79 empty] | WLDFR | HFTD - Distribution - Tier 2 - 4QU CoRE ¦ 2QU LoRE | Non-Red Flag Warning - Destructive Fires | 2020 | 0 | 0 | 0 | 0 | 8807.9522 | 222.2294 | 8585.7228 | 0 | 514.4532 | 0 | 0 | 0 | 8.7614e-07 |  | 0 | 0.00045073 | 0.00045073 | 0 | 0 | 0 | 0 | 0 | 0 | 0 | 0 | 0 | [40 empty] | All EPR in 2020WLDFRFinancial | WLDFR | HFTD - Distribution - Tier 2 - 2QU CoRE ¦ 2QU LoRE | Seismic - Red Flag Warning - Catastrophic Fires | 2021 | Financial | 13469.0878 | 501.7453 | 2021 | Control | 0.053 | 3 | 0 | esc | 0.055966 | 753.8138 | 0.055966 | 753.8138 | 0 | 0 | 0 | 0
[79 empty] | WLDFR | HFTD - Distribution - Tier 2 - 4QU CoRE ¦ 2QU LoRE | Non-Red Flag Warning - Destructive Fires | 2021 | 0 | 0 | 0 | 0 | 8807.9522 | 222.2294 | 8585.7228 | 0 | 514.4532 | 514.4532 | 0 | 0 | 8.7614e-07 |  | 0 | 0.00045073 | 0.00045073 | 0 | 0.00045073 | 0.00045073 | 0 | 0 | 0 | 0 | 0 | 0 | [40 empty] | All EPR in 2020WLDFRSafety | WLDFR | HFTD - Distribution - Tier 2 - 2QU CoRE ¦ 2QU LoRE | Seismic - Red Flag Warning - Catastrophic Fires | 2021 | Safety | 7205.5313 | 501.7453 | 2021 | Control | 0.053 | 3 | 0 | esc | 0.055966 | 403.2663 | 0.055966 | 403.2663 | 0 | 0 | 0 | 0
[79 empty] | WLDFR | HFTD - Distribution - Tier 2 - 4QU CoRE ¦ 2QU LoRE | Non-Red Flag Warning - Destructive Fires | 2022 | 0 | 0 | 0 | 0 | 8807.9522 | 222.2294 | 8585.7228 | 0 | 514.4532 | 514.4532 | 514.4532 | 0 | 8.7614e-07 |  | 0 | 0.00045073 | 0.00045073 | 0 | 0.00045073 | 0.00045073 | 0 | 0.00045073 | 0.00045073 | 0 | 0 | 0 | [40 empty] | All EPR in 2020WLDFRElectric Reliability | WLDFR | HFTD - Distribution - Tier 2 - 2QU CoRE ¦ 2QU LoRE | Seismic - Red Flag Warning - Catastrophic Fires | 2022 | Electric Reliability | 409.2237 | 501.7453 | 2022 | Control | 0.1325 | 3 | 0 | esc | 0.15274 | 62.5039 | 0.15274 | 62.5039 | 0.15274 | 62.5039 | 0 | 0
[79 empty] | WLDFR | HFTD - Distribution - Tier 2 - 4QU CoRE ¦ 2QU LoRE | Non-Red Flag Warning - Destructive Fires | 2023 | 0 | 0 | 0 | 0 | 9129.7461 | 233.2301 | 8896.516 | 0 | 0 | 533.5273 | 533.5273 | 533.5273 | 8.7614e-07 |  | 0 | 0 | 0 | 0 | 0.00046744 | 0.00046744 | 0 | 0.00046744 | 0.00046744 | 0 | 0.00046744 | 0.00046744 | [40 empty] | All EPR in 2020WLDFRFinancial | WLDFR | HFTD - Distribution - Tier 2 - 2QU CoRE ¦ 2QU LoRE | Seismic - Red Flag Warning - Catastrophic Fires | 2022 | Financial | 13469.0878 | 501.7453 | 2022 | Control | 0.053 | 3 | 0 | esc | 0.055966 | 753.8138 | 0.055966 | 753.8138 | 0.055966 | 753.8138 | 0 | 0
[79 empty] | WLDFR | HFTD - Distribution - Tier 2 - 4QU CoRE ¦ 2QU LoRE | Non-Red Flag Warning - Destructive Fires | 2024 | 0 | 0 | 0 | 0 | 9129.7461 | 233.2301 | 8896.516 | 0 | 0 | 0 | 533.5273 | 533.5273 | 8.7614e-07 |  | 0 | 0 | 0 | 0 | 0 | 0 | 0 | 0.00046744 | 0.00046744 | 0 | 0.00046744 | 0.00046744 | [40 empty] | All EPR in 2020WLDFRSafety | WLDFR | HFTD - Distribution - Tier 2 - 2QU CoRE ¦ 2QU LoRE | Seismic - Red Flag Warning - Catastrophic Fires | 2022 | Safety | 7205.5313 | 501.7453 | 2022 | Control | 0.053 | 3 | 0 | esc | 0.055966 | 403.2663 | 0.055966 | 403.2663 | 0.055966 | 403.2663 | 0 | 0
[79 empty] | WLDFR | HFTD - Distribution - Tier 2 - 4QU CoRE ¦ 2QU LoRE | Non-Red Flag Warning - Destructive Fires | 2025 | 0 | 0 | 0 | 0 | 9129.7461 | 233.2301 | 8896.516 | 0 | 0 | 0 | 0 | 533.5273 | 8.7614e-07 |  | 0 | 0 | 0 | 0 | 0 | 0 | 0 | 0 | 0 | 0 | 0.00046744 | 0.00046744 | [40 empty] | All EPR in 2020WLDFRElectric Reliability | WLDFR | HFTD - Distribution - Tier 2 - 2QU CoRE ¦ 2QU LoRE | Seismic - Red Flag Warning - Catastrophic Fires | 2023 | Electric Reliability | 428.6023 | 501.7453 | 2023 | Control | 0.1325 | 3 | 0 | esc | 0 | 0 | 0.15274 | 65.4638 | 0.15274 | 65.4638 | 0.15274 | 65.4638
[79 empty] | WLDFR | HFTD - Distribution - Tier 2 - 4QU CoRE ¦ 2QU LoRE | Non-Red Flag Warning - Large Fires | 2020 | 0 | 0 | 0 | 0 | 5.2406 | 0.69642 | 2.942 | 1.6022 | 0.36069 | 0 | 0 | 0 | 1.7144e-05 |  | 0 | 6.1836e-06 | 6.1836e-06 | 0 | 0 | 0 | 0 | 0 | 0 | 0 | 0 | 0 | [40 empty] | All EPR in 2020WLDFRFinancial | WLDFR | HFTD - Distribution - Tier 2 - 2QU CoRE ¦ 2QU LoRE | Seismic - Red Flag Warning - Catastrophic Fires | 2023 | Financial | 13939.561 | 501.7453 | 2023 | Control | 0.053 | 3 | 0 | esc | 0 | 0 | 0.055966 | 780.1444 | 0.055966 | 780.1444 | 0.055966 | 780.1444
[79 empty] | WLDFR | HFTD - Distribution - Tier 2 - 4QU CoRE ¦ 2QU LoRE | Non-Red Flag Warning - Large Fires | 2021 | 0 | 0 | 0 | 0 | 5.2406 | 0.69642 | 2.942 | 1.6022 | 0.36069 | 0.36069 | 0 | 0 | 1.7144e-05 |  | 0 | 6.1836e-06 | 6.1836e-06 | 0 | 6.1836e-06 | 6.1836e-06 | 0 | 0 | 0 | 0 | 0 | 0 | [40 empty] | All EPR in 2020WLDFRSafety | WLDFR | HFTD - Distribution - Tier 2 - 2QU CoRE ¦ 2QU LoRE | Seismic - Red Flag Warning - Catastrophic Fires | 2023 | Safety | 7467.8148 | 501.7453 | 2023 | Control | 0.053 | 3 | 0 | esc | 0 | 0 | 0.055966 | 417.9453 | 0.055966 | 417.9453 | 0.055966 | 417.9453
[79 empty] | WLDFR | HFTD - Distribution - Tier 2 - 4QU CoRE ¦ 2QU LoRE | Non-Red Flag Warning - Large Fires | 2022 | 0 | 0 | 0 | 0 | 5.2406 | 0.69642 | 2.942 | 1.6022 | 0.36069 | 0.36069 | 0.36069 | 0 | 1.7144e-05 |  | 0 | 6.1836e-06 | 6.1836e-06 | 0 | 6.1836e-06 | 6.1836e-06 | 0 | 6.1836e-06 | 6.1836e-06 | 0 | 0 | 0 | [40 empty] | All EPR in 2020WLDFRElectric Reliability | WLDFR | HFTD - Distribution - Tier 2 - 2QU CoRE ¦ 2QU LoRE | Seismic - Red Flag Warning - Catastrophic Fires | 2024 | Electric Reliability | 428.6023 | 501.7453 | 2024 | Control | 0.1325 | 3 | 0 | esc | 0 | 0 | 0 | 0 | 0.15274 | 65.4638 | 0.15274 | 65.4638
[79 empty] | WLDFR | HFTD - Distribution - Tier 2 - 4QU CoRE ¦ 2QU LoRE | Non-Red Flag Warning - Large Fires | 2023 | 0 | 0 | 0 | 0 | 5.475 | 0.71896 | 3.0715 | 1.6846 | 0 | 0.37599 | 0.37599 | 0.37599 | 1.7144e-05 |  | 0 | 0 | 0 | 0 | 6.4459e-06 | 6.4459e-06 | 0 | 6.4459e-06 | 6.4459e-06 | 0 | 6.4459e-06 | 6.4459e-06 | [40 empty] | All EPR in 2020WLDFRFinancial | WLDFR | HFTD - Distribution - Tier 2 - 2QU CoRE ¦ 2QU LoRE | Seismic - Red Flag Warning - Catastrophic Fires | 2024 | Financial | 13939.561 | 501.7453 | 2024 | Control | 0.053 | 3 | 0 | esc | 0 | 0 | 0 | 0 | 0.055966 | 780.1444 | 0.055966 | 780.1444
[79 empty] | WLDFR | HFTD - Distribution - Tier 2 - 4QU CoRE ¦ 2QU LoRE | Non-Red Flag Warning - Large Fires | 2024 | 0 | 0 | 0 | 0 | 5.475 | 0.71896 | 3.0715 | 1.6846 | 0 | 0 | 0.37599 | 0.37599 | 1.7144e-05 |  | 0 | 0 | 0 | 0 | 0 | 0 | 0 | 6.4459e-06 | 6.4459e-06 | 0 | 6.4459e-06 | 6.4459e-06 | [40 empty] | All EPR in 2020WLDFRSafety | WLDFR | HFTD - Distribution - Tier 2 - 2QU CoRE ¦ 2QU LoRE | Seismic - Red Flag Warning - Catastrophic Fires | 2024 | Safety | 7467.8148 | 501.7453 | 2024 | Control | 0.053 | 3 | 0 | esc | 0 | 0 | 0 | 0 | 0.055966 | 417.9453 | 0.055966 | 417.9453
[79 empty] | WLDFR | HFTD - Distribution - Tier 2 - 4QU CoRE ¦ 2QU LoRE | Non-Red Flag Warning - Large Fires | 2025 | 0 | 0 | 0 | 0 | 5.475 | 0.71896 | 3.0715 | 1.6846 | 0 | 0 | 0 | 0.37599 | 1.7144e-05 |  | 0 | 0 | 0 | 0 | 0 | 0 | 0 | 0 | 0 | 0 | 6.4459e-06 | 6.4459e-06 | [40 empty] | All EPR in 2020WLDFRElectric Reliability | WLDFR | HFTD - Distribution - Tier 2 - 2QU CoRE ¦ 2QU LoRE | Seismic - Red Flag Warning - Catastrophic Fires | 2025 | Electric Reliability | 428.6023 | 501.7453 | 2025 | Control | 0.1325 | 3 | 0 | esc | 0 | 0 | 0 | 0 | 0 | 0 | 0.15274 | 65.4638
[79 empty] | WLDFR | HFTD - Distribution - Tier 2 - 4QU CoRE ¦ 2QU LoRE | Non-Red Flag Warning - Small Fires | 2020 | 0 | 0 | 0 | 0 | 0.077901 | 0.036425 | 0.0015809 | 0.039895 | 0.0078847 | 0 | 0 | 0 | 0.0057589 |  | 0 | 4.5407e-05 | 4.5407e-05 | 0 | 0 | 0 | 0 | 0 | 0 | 0 | 0 | 0 | [40 empty] | All EPR in 2020WLDFRFinancial | WLDFR | HFTD - Distribution - Tier 2 - 2QU CoRE ¦ 2QU LoRE | Seismic - Red Flag Warning - Catastrophic Fires | 2025 | Financial | 13939.561 | 501.7453 | 2025 | Control | 0.053 | 3 | 0 | esc | 0 | 0 | 0 | 0 | 0 | 0 | 0.055966 | 780.1444
[79 empty] | WLDFR | HFTD - Distribution - Tier 2 - 4QU CoRE ¦ 2QU LoRE | Non-Red Flag Warning - Small Fires | 2021 | 0 | 0 | 0 | 0 | 0.077901 | 0.036425 | 0.0015809 | 0.039895 | 0.0078847 | 0.0078847 | 0 | 0 | 0.0057589 |  | 0 | 4.5407e-05 | 4.5407e-05 | 0 | 4.5407e-05 | 4.5407e-05 | 0 | 0 | 0 | 0 | 0 | 0 | [40 empty] | All EPR in 2020WLDFRSafety | WLDFR | HFTD - Distribution - Tier 2 - 2QU CoRE ¦ 2QU LoRE | Seismic - Red Flag Warning - Catastrophic Fires | 2025 | Safety | 7467.8148 | 501.7453 | 2025 | Control | 0.053 | 3 | 0 | esc | 0 | 0 | 0 | 0 | 0 | 0 | 0.055966 | 417.9453
[79 empty] | WLDFR | HFTD - Distribution - Tier 2 - 4QU CoRE ¦ 2QU LoRE | Non-Red Flag Warning - Small Fires | 2022 | 0 | 0 | 0 | 0 | 0.077901 | 0.036425 | 0.0015809 | 0.039895 | 0.0078847 | 0.0078847 | 0.0078847 | 0 | 0.0057589 |  | 0 | 4.5407e-05 | 4.5407e-05 | 0 | 4.5407e-05 | 4.5407e-05 | 0 | 4.5407e-05 | 4.5407e-05 | 0 | 0 | 0 | [40 empty] | All EPR in 2020WLDFRElectric Reliability | WLDFR | HFTD - Distribution - Tier 2 - 2QU CoRE ¦ 3QU LoRE | Non-Red Flag Warning - Catastrophic Fires | 2021 | Electric Reliability | 222.2294 | 948.5456 | 2021 | Control | 0.1325 | 3 | 0 | esc | 0.15274 | 33.9428 | 0.15274 | 33.9428 | 0 | 0 | 0 | 0
[79 empty] | WLDFR | HFTD - Distribution - Tier 2 - 4QU CoRE ¦ 2QU LoRE | Non-Red Flag Warning - Small Fires | 2023 | 0 | 0 | 0 | 0 | 0.080408 | 0.03759 | 0.0016314 | 0.041187 | 0 | 0.0081378 | 0.0081378 | 0.0081378 | 0.0057589 |  | 0 | 0 | 0 | 0 | 4.6865e-05 | 4.6865e-05 | 0 | 4.6865e-05 | 4.6865e-05 | 0 | 4.6865e-05 | 4.6865e-05 | [40 empty] | All EPR in 2020WLDFRFinancial | WLDFR | HFTD - Distribution - Tier 2 - 2QU CoRE ¦ 3QU LoRE | Non-Red Flag Warning - Catastrophic Fires | 2021 | Financial | 8585.7228 | 948.5456 | 2021 | Control | 0.053 | 3 | 0 | esc | 0.055966 | 480.5104 | 0.055966 | 480.5104 | 0 | 0 | 0 | 0
[79 empty] | WLDFR | HFTD - Distribution - Tier 2 - 4QU CoRE ¦ 2QU LoRE | Non-Red Flag Warning - Small Fires | 2024 | 0 | 0 | 0 | 0 | 0.080408 | 0.03759 | 0.0016314 | 0.041187 | 0 | 0 | 0.0081378 | 0.0081378 | 0.0057589 |  | 0 | 0 | 0 | 0 | 0 | 0 | 0 | 4.6865e-05 | 4.6865e-05 | 0 | 4.6865e-05 | 4.6865e-05 | [40 empty] | All EPR in 2020WLDFRSafety | WLDFR | HFTD - Distribution - Tier 2 - 2QU CoRE ¦ 3QU LoRE | Non-Red Flag Warning - Catastrophic Fires | 2021 | Safety | 5338.1784 | 948.5456 | 2021 | Control | 0.053 | 3 | 0 | esc | 0.055966 | 298.7576 | 0.055966 | 298.7576 | 0 | 0 | 0 | 0
[79 empty] | WLDFR | HFTD - Distribution - Tier 2 - 4QU CoRE ¦ 2QU LoRE | Non-Red Flag Warning - Small Fires | 2025 | 0 | 0 | 0 | 0 | 0.080408 | 0.03759 | 0.0016314 | 0.041187 | 0 | 0 | 0 | 0.0081378 | 0.0057589 |  | 0 | 0 | 0 | 0 | 0 | 0 | 0 | 0 | 0 | 0 | 4.6865e-05 | 4.6865e-05 | [40 empty] | All EPR in 2020WLDFRElectric Reliability | WLDFR | HFTD - Distribution - Tier 2 - 2QU CoRE ¦ 3QU LoRE | Non-Red Flag Warning - Catastrophic Fires | 2022 | Electric Reliability | 222.2294 | 948.5456 | 2022 | Control | 0.1325 | 3 | 0 | esc | 0.15274 | 33.9428 | 0.15274 | 33.9428 | 0.15274 | 33.9428 | 0 | 0
[79 empty] | WLDFR | HFTD - Distribution - Tier 2 - 4QU CoRE ¦ 2QU LoRE | Red Flag Warning - Catastrophic Fires | 2020 | 0 | 0 | 0 | 0 | 14146.1306 | 222.2294 | 8585.7228 | 5338.1784 | 813.2108 | 0 | 0 | 0 | 1.3564e-05 |  | 0 | 0.01103 | 0.01103 | 0 | 0 | 0 | 0 | 0 | 0 | 0 | 0 | 0 | [40 empty] | All EPR in 2020WLDFRFinancial | WLDFR | HFTD - Distribution - Tier 2 - 2QU CoRE ¦ 3QU LoRE | Non-Red Flag Warning - Catastrophic Fires | 2022 | Financial | 8585.7228 | 948.5456 | 2022 | Control | 0.053 | 3 | 0 | esc | 0.055966 | 480.5104 | 0.055966 | 480.5104 | 0.055966 | 480.5104 | 0 | 0
[79 empty] | WLDFR | HFTD - Distribution - Tier 2 - 4QU CoRE ¦ 2QU LoRE | Red Flag Warning - Catastrophic Fires | 2021 | 0 | 0 | 0 | 0 | 14146.1306 | 222.2294 | 8585.7228 | 5338.1784 | 813.2108 | 813.2108 | 0 | 0 | 1.3564e-05 |  | 0 | 0.01103 | 0.01103 | 0 | 0.01103 | 0.01103 | 0 | 0 | 0 | 0 | 0 | 0 | [40 empty] | All EPR in 2020WLDFRSafety | WLDFR | HFTD - Distribution - Tier 2 - 2QU CoRE ¦ 3QU LoRE | Non-Red Flag Warning - Catastrophic Fires | 2022 | Safety | 5338.1784 | 948.5456 | 2022 | Control | 0.053 | 3 | 0 | esc | 0.055966 | 298.7576 | 0.055966 | 298.7576 | 0.055966 | 298.7576 | 0 | 0
[79 empty] | WLDFR | HFTD - Distribution - Tier 2 - 4QU CoRE ¦ 2QU LoRE | Red Flag Warning - Catastrophic Fires | 2022 | 0 | 0 | 0 | 0 | 14146.1306 | 222.2294 | 8585.7228 | 5338.1784 | 813.2108 | 813.2108 | 813.2108 | 0 | 1.3564e-05 |  | 0 | 0.01103 | 0.01103 | 0 | 0.01103 | 0.01103 | 0 | 0.01103 | 0.01103 | 0 | 0 | 0 | [40 empty] | All EPR in 2020WLDFRElectric Reliability | WLDFR | HFTD - Distribution - Tier 2 - 2QU CoRE ¦ 3QU LoRE | Non-Red Flag Warning - Catastrophic Fires | 2023 | Electric Reliability | 233.2301 | 948.5456 | 2023 | Control | 0.1325 | 3 | 0 | esc | 0 | 0 | 0.15274 | 35.623 | 0.15274 | 35.623 | 0.15274 | 35.623
[79 empty] | WLDFR | HFTD - Distribution - Tier 2 - 4QU CoRE ¦ 2QU LoRE | Red Flag Warning - Catastrophic Fires | 2023 | 0 | 0 | 0 | 0 | 14664.6376 | 233.2301 | 8896.516 | 5534.8915 | 0 | 843.2942 | 843.2942 | 843.2942 | 1.3564e-05 |  | 0 | 0 | 0 | 0 | 0.011438 | 0.011438 | 0 | 0.011438 | 0.011438 | 0 | 0.011438 | 0.011438 | [40 empty] | All EPR in 2020WLDFRFinancial | WLDFR | HFTD - Distribution - Tier 2 - 2QU CoRE ¦ 3QU LoRE | Non-Red Flag Warning - Catastrophic Fires | 2023 | Financial | 8896.516 | 948.5456 | 2023 | Control | 0.053 | 3 | 0 | esc | 0 | 0 | 0.055966 | 497.9043 | 0.055966 | 497.9043 | 0.055966 | 497.9043
[79 empty] | WLDFR | HFTD - Distribution - Tier 2 - 4QU CoRE ¦ 2QU LoRE | Red Flag Warning - Catastrophic Fires | 2024 | 0 | 0 | 0 | 0 | 14664.6376 | 233.2301 | 8896.516 | 5534.8915 | 0 | 0 | 843.2942 | 843.2942 | 1.3564e-05 |  | 0 | 0 | 0 | 0 | 0 | 0 | 0 | 0.011438 | 0.011438 | 0 | 0.011438 | 0.011438 | [40 empty] | All EPR in 2020WLDFRSafety | WLDFR | HFTD - Distribution - Tier 2 - 2QU CoRE ¦ 3QU LoRE | Non-Red Flag Warning - Catastrophic Fires | 2023 | Safety | 5534.8915 | 948.5456 | 2023 | Control | 0.053 | 3 | 0 | esc | 0 | 0 | 0.055966 | 309.7669 | 0.055966 | 309.7669 | 0.055966 | 309.7669
[79 empty] | WLDFR | HFTD - Distribution - Tier 2 - 4QU CoRE ¦ 2QU LoRE | Red Flag Warning - Catastrophic Fires | 2025 | 0 | 0 | 0 | 0 | 14664.6376 | 233.2301 | 8896.516 | 5534.8915 | 0 | 0 | 0 | 843.2942 | 1.3564e-05 |  | 0 | 0 | 0 | 0 | 0 | 0 | 0 | 0 | 0 | 0 | 0.011438 | 0.011438 | [40 empty] | All EPR in 2020WLDFRElectric Reliability | WLDFR | HFTD - Distribution - Tier 2 - 2QU CoRE ¦ 3QU LoRE | Non-Red Flag Warning - Catastrophic Fires | 2024 | Electric Reliability | 233.2301 | 948.5456 | 2024 | Control | 0.1325 | 3 | 0 | esc | 0 | 0 | 0 | 0 | 0.15274 | 35.623 | 0.15274 | 35.623
[79 empty] | WLDFR | HFTD - Distribution - Tier 2 - 4QU CoRE ¦ 2QU LoRE | Red Flag Warning - Destructive Fires | 2020 | 0 | 0 | 0 | 0 | 8807.9522 | 222.2294 | 8585.7228 | 0 | 514.4532 | 0 | 0 | 0 | 2.1178e-06 |  | 0 | 0.0010895 | 0.0010895 | 0 | 0 | 0 | 0 | 0 | 0 | 0 | 0 | 0 | [40 empty] | All EPR in 2020WLDFRFinancial | WLDFR | HFTD - Distribution - Tier 2 - 2QU CoRE ¦ 3QU LoRE | Non-Red Flag Warning - Catastrophic Fires | 2024 | Financial | 8896.516 | 948.5456 | 2024 | Control | 0.053 | 3 | 0 | esc | 0 | 0 | 0 | 0 | 0.055966 | 497.9043 | 0.055966 | 497.9043
[79 empty] | WLDFR | HFTD - Distribution - Tier 2 - 4QU CoRE ¦ 2QU LoRE | Red Flag Warning - Destructive Fires | 2021 | 0 | 0 | 0 | 0 | 8807.9522 | 222.2294 | 8585.7228 | 0 | 514.4532 | 514.4532 | 0 | 0 | 2.1178e-06 |  | 0 | 0.0010895 | 0.0010895 | 0 | 0.0010895 | 0.0010895 | 0 | 0 | 0 | 0 | 0 | 0 | [40 empty] | All EPR in 2020WLDFRSafety | WLDFR | HFTD - Distribution - Tier 2 - 2QU CoRE ¦ 3QU LoRE | Non-Red Flag Warning - Catastrophic Fires | 2024 | Safety | 5534.8915 | 948.5456 | 2024 | Control | 0.053 | 3 | 0 | esc | 0 | 0 | 0 | 0 | 0.055966 | 309.7669 | 0.055966 | 309.7669
[79 empty] | WLDFR | HFTD - Distribution - Tier 2 - 4QU CoRE ¦ 2QU LoRE | Red Flag Warning - Destructive Fires | 2022 | 0 | 0 | 0 | 0 | 8807.9522 | 222.2294 | 8585.7228 | 0 | 514.4532 | 514.4532 | 514.4532 | 0 | 2.1178e-06 |  | 0 | 0.0010895 | 0.0010895 | 0 | 0.0010895 | 0.0010895 | 0 | 0.0010895 | 0.0010895 | 0 | 0 | 0 | [40 empty] | All EPR in 2020WLDFRElectric Reliability | WLDFR | HFTD - Distribution - Tier 2 - 2QU CoRE ¦ 3QU LoRE | Non-Red Flag Warning - Catastrophic Fires | 2025 | Electric Reliability | 233.2301 | 948.5456 | 2025 | Control | 0.1325 | 3 | 0 | esc | 0 | 0 | 0 | 0 | 0 | 0 | 0.15274 | 35.623
[79 empty] | WLDFR | HFTD - Distribution - Tier 2 - 4QU CoRE ¦ 2QU LoRE | Red Flag Warning - Destructive Fires | 2023 | 0 | 0 | 0 | 0 | 9129.7461 | 233.2301 | 8896.516 | 0 | 0 | 533.5273 | 533.5273 | 533.5273 | 2.1178e-06 |  | 0 | 0 | 0 | 0 | 0.0011299 | 0.0011299 | 0 | 0.0011299 | 0.0011299 | 0 | 0.0011299 | 0.0011299 | [40 empty] | All EPR in 2020WLDFRFinancial | WLDFR | HFTD - Distribution - Tier 2 - 2QU CoRE ¦ 3QU LoRE | Non-Red Flag Warning - Catastrophic Fires | 2025 | Financial | 8896.516 | 948.5456 | 2025 | Control | 0.053 | 3 | 0 | esc | 0 | 0 | 0 | 0 | 0 | 0 | 0.055966 | 497.9043
[79 empty] | WLDFR | HFTD - Distribution - Tier 2 - 4QU CoRE ¦ 2QU LoRE | Red Flag Warning - Destructive Fires | 2024 | 0 | 0 | 0 | 0 | 9129.7461 | 233.2301 | 8896.516 | 0 | 0 | 0 | 533.5273 | 533.5273 | 2.1178e-06 |  | 0 | 0 | 0 | 0 | 0 | 0 | 0 | 0.0011299 | 0.0011299 | 0 | 0.0011299 | 0.0011299 | [40 empty] | All EPR in 2020WLDFRSafety | WLDFR | HFTD - Distribution - Tier 2 - 2QU CoRE ¦ 3QU LoRE | Non-Red Flag Warning - Catastrophic Fires | 2025 | Safety | 5534.8915 | 948.5456 | 2025 | Control | 0.053 | 3 | 0 | esc | 0 | 0 | 0 | 0 | 0 | 0 | 0.055966 | 309.7669
[79 empty] | WLDFR | HFTD - Distribution - Tier 2 - 4QU CoRE ¦ 2QU LoRE | Red Flag Warning - Destructive Fires | 2025 | 0 | 0 | 0 | 0 | 9129.7461 | 233.2301 | 8896.516 | 0 | 0 | 0 | 0 | 533.5273 | 2.1178e-06 |  | 0 | 0 | 0 | 0 | 0 | 0 | 0 | 0 | 0 | 0 | 0.0011299 | 0.0011299 | [40 empty] | All EPR in 2020WLDFRElectric Reliability | WLDFR | HFTD - Distribution - Tier 2 - 2QU CoRE ¦ 3QU LoRE | Non-Red Flag Warning - Destructive Fires | 2021 | Electric Reliability | 222.2294 | 948.5456 | 2021 | Control | 0.1325 | 3 | 0 | esc | 0.15274 | 33.9428 | 0.15274 | 33.9428 | 0 | 0 | 0 | 0
[79 empty] | WLDFR | HFTD - Distribution - Tier 2 - 4QU CoRE ¦ 2QU LoRE | Red Flag Warning - Large Fires | 2020 | 0 | 0 | 0 | 0 | 5.2406 | 0.69642 | 2.942 | 1.6022 | 0.36069 | 0 | 0 | 0 | 2.7792e-05 |  | 0 | 1.0024e-05 | 1.0024e-05 | 0 | 0 | 0 | 0 | 0 | 0 | 0 | 0 | 0 | [40 empty] | All EPR in 2020WLDFRFinancial | WLDFR | HFTD - Distribution - Tier 2 - 2QU CoRE ¦ 3QU LoRE | Non-Red Flag Warning - Destructive Fires | 2021 | Financial | 8585.7228 | 948.5456 | 2021 | Control | 0.053 | 3 | 0 | esc | 0.055966 | 480.5104 | 0.055966 | 480.5104 | 0 | 0 | 0 | 0
[79 empty] | WLDFR | HFTD - Distribution - Tier 2 - 4QU CoRE ¦ 2QU LoRE | Red Flag Warning - Large Fires | 2021 | 0 | 0 | 0 | 0 | 5.2406 | 0.69642 | 2.942 | 1.6022 | 0.36069 | 0.36069 | 0 | 0 | 2.7792e-05 |  | 0 | 1.0024e-05 | 1.0024e-05 | 0 | 1.0024e-05 | 1.0024e-05 | 0 | 0 | 0 | 0 | 0 | 0 | [40 empty] | All EPR in 2020WLDFRElectric Reliability | WLDFR | HFTD - Distribution - Tier 2 - 2QU CoRE ¦ 3QU LoRE | Non-Red Flag Warning - Destructive Fires | 2022 | Electric Reliability | 222.2294 | 948.5456 | 2022 | Control | 0.1325 | 3 | 0 | esc | 0.15274 | 33.9428 | 0.15274 | 33.9428 | 0.15274 | 33.9428 | 0 | 0
[79 empty] | WLDFR | HFTD - Distribution - Tier 2 - 4QU CoRE ¦ 2QU LoRE | Red Flag Warning - Large Fires | 2022 | 0 | 0 | 0 | 0 | 5.2406 | 0.69642 | 2.942 | 1.6022 | 0.36069 | 0.36069 | 0.36069 | 0 | 2.7792e-05 |  | 0 | 1.0024e-05 | 1.0024e-05 | 0 | 1.0024e-05 | 1.0024e-05 | 0 | 1.0024e-05 | 1.0024e-05 | 0 | 0 | 0 | [40 empty] | All EPR in 2020WLDFRFinancial | WLDFR | HFTD - Distribution - Tier 2 - 2QU CoRE ¦ 3QU LoRE | Non-Red Flag Warning - Destructive Fires | 2022 | Financial | 8585.7228 | 948.5456 | 2022 | Control | 0.053 | 3 | 0 | esc | 0.055966 | 480.5104 | 0.055966 | 480.5104 | 0.055966 | 480.5104 | 0 | 0
[79 empty] | WLDFR | HFTD - Distribution - Tier 2 - 4QU CoRE ¦ 2QU LoRE | Red Flag Warning - Large Fires | 2023 | 0 | 0 | 0 | 0 | 5.475 | 0.71896 | 3.0715 | 1.6846 | 0 | 0.37599 | 0.37599 | 0.37599 | 2.7792e-05 |  | 0 | 0 | 0 | 0 | 1.0449e-05 | 1.0449e-05 | 0 | 1.0449e-05 | 1.0449e-05 | 0 | 1.0449e-05 | 1.0449e-05 | [40 empty] | All EPR in 2020WLDFRElectric Reliability | WLDFR | HFTD - Distribution - Tier 2 - 2QU CoRE ¦ 3QU LoRE | Non-Red Flag Warning - Destructive Fires | 2023 | Electric Reliability | 233.2301 | 948.5456 | 2023 | Control | 0.1325 | 3 | 0 | esc | 0 | 0 | 0.15274 | 35.623 | 0.15274 | 35.623 | 0.15274 | 35.623
[79 empty] | WLDFR | HFTD - Distribution - Tier 2 - 4QU CoRE ¦ 2QU LoRE | Red Flag Warning - Large Fires | 2024 | 0 | 0 | 0 | 0 | 5.475 | 0.71896 | 3.0715 | 1.6846 | 0 | 0 | 0.37599 | 0.37599 | 2.7792e-05 |  | 0 | 0 | 0 | 0 | 0 | 0 | 0 | 1.0449e-05 | 1.0449e-05 | 0 | 1.0449e-05 | 1.0449e-05 | [40 empty] | All EPR in 2020WLDFRFinancial | WLDFR | HFTD - Distribution - Tier 2 - 2QU CoRE ¦ 3QU LoRE | Non-Red Flag Warning - Destructive Fires | 2023 | Financial | 8896.516 | 948.5456 | 2023 | Control | 0.053 | 3 | 0 | esc | 0 | 0 | 0.055966 | 497.9043 | 0.055966 | 497.9043 | 0.055966 | 497.9043
[79 empty] | WLDFR | HFTD - Distribution - Tier 2 - 4QU CoRE ¦ 2QU LoRE | Red Flag Warning - Large Fires | 2025 | 0 | 0 | 0 | 0 | 5.475 | 0.71896 | 3.0715 | 1.6846 | 0 | 0 | 0 | 0.37599 | 2.7792e-05 |  | 0 | 0 | 0 | 0 | 0 | 0 | 0 | 0 | 0 | 0 | 1.0449e-05 | 1.0449e-05 | [40 empty] | All EPR in 2020WLDFRElectric Reliability | WLDFR | HFTD - Distribution - Tier 2 - 2QU CoRE ¦ 3QU LoRE | Non-Red Flag Warning - Destructive Fires | 2024 | Electric Reliability | 233.2301 | 948.5456 | 2024 | Control | 0.1325 | 3 | 0 | esc | 0 | 0 | 0 | 0 | 0.15274 | 35.623 | 0.15274 | 35.623
[79 empty] | WLDFR | HFTD - Distribution - Tier 2 - 4QU CoRE ¦ 2QU LoRE | Red Flag Warning - Small Fires | 2020 | 0 | 0 | 0 | 0 | 0.077901 | 0.036425 | 0.0015809 | 0.039895 | 0.0078847 | 0 | 0 | 0 | 0.00075216 |  | 0 | 5.9306e-06 | 5.9306e-06 | 0 | 0 | 0 | 0 | 0 | 0 | 0 | 0 | 0 | [40 empty] | All EPR in 2020WLDFRFinancial | WLDFR | HFTD - Distribution - Tier 2 - 2QU CoRE ¦ 3QU LoRE | Non-Red Flag Warning - Destructive Fires | 2024 | Financial | 8896.516 | 948.5456 | 2024 | Control | 0.053 | 3 | 0 | esc | 0 | 0 | 0 | 0 | 0.055966 | 497.9043 | 0.055966 | 497.9043
[79 empty] | WLDFR | HFTD - Distribution - Tier 2 - 4QU CoRE ¦ 2QU LoRE | Red Flag Warning - Small Fires | 2021 | 0 | 0 | 0 | 0 | 0.077901 | 0.036425 | 0.0015809 | 0.039895 | 0.0078847 | 0.0078847 | 0 | 0 | 0.00075216 |  | 0 | 5.9306e-06 | 5.9306e-06 | 0 | 5.9306e-06 | 5.9306e-06 | 0 | 0 | 0 | 0 | 0 | 0 | [40 empty] | All EPR in 2020WLDFRElectric Reliability | WLDFR | HFTD - Distribution - Tier 2 - 2QU CoRE ¦ 3QU LoRE | Non-Red Flag Warning - Destructive Fires | 2025 | Electric Reliability | 233.2301 | 948.5456 | 2025 | Control | 0.1325 | 3 | 0 | esc | 0 | 0 | 0 | 0 | 0 | 0 | 0.15274 | 35.623
[79 empty] | WLDFR | HFTD - Distribution - Tier 2 - 4QU CoRE ¦ 2QU LoRE | Red Flag Warning - Small Fires | 2022 | 0 | 0 | 0 | 0 | 0.077901 | 0.036425 | 0.0015809 | 0.039895 | 0.0078847 | 0.0078847 | 0.0078847 | 0 | 0.00075216 |  | 0 | 5.9306e-06 | 5.9306e-06 | 0 | 5.9306e-06 | 5.9306e-06 | 0 | 5.9306e-06 | 5.9306e-06 | 0 | 0 | 0 | [40 empty] | All EPR in 2020WLDFRFinancial | WLDFR | HFTD - Distribution - Tier 2 - 2QU CoRE ¦ 3QU LoRE | Non-Red Flag Warning - Destructive Fires | 2025 | Financial | 8896.516 | 948.5456 | 2025 | Control | 0.053 | 3 | 0 | esc | 0 | 0 | 0 | 0 | 0 | 0 | 0.055966 | 497.9043
[79 empty] | WLDFR | HFTD - Distribution - Tier 2 - 4QU CoRE ¦ 2QU LoRE | Red Flag Warning - Small Fires | 2023 | 0 | 0 | 0 | 0 | 0.080408 | 0.03759 | 0.0016314 | 0.041187 | 0 | 0.0081378 | 0.0081378 | 0.0081378 | 0.00075216 |  | 0 | 0 | 0 | 0 | 6.1209e-06 | 6.1209e-06 | 0 | 6.1209e-06 | 6.1209e-06 | 0 | 6.1209e-06 | 6.1209e-06 | [40 empty] | All EPR in 2020WLDFRElectric Reliability | WLDFR | HFTD - Distribution - Tier 2 - 2QU CoRE ¦ 3QU LoRE | Non-Red Flag Warning - Large Fires | 2021 | Electric Reliability | 0.69642 | 948.5456 | 2021 | Control | 0.1325 | 3 | 0 | esc | 0.15274 | 0.10637 | 0.15274 | 0.10637 | 0 | 0 | 0 | 0
[79 empty] | WLDFR | HFTD - Distribution - Tier 2 - 4QU CoRE ¦ 2QU LoRE | Red Flag Warning - Small Fires | 2024 | 0 | 0 | 0 | 0 | 0.080408 | 0.03759 | 0.0016314 | 0.041187 | 0 | 0 | 0.0081378 | 0.0081378 | 0.00075216 |  | 0 | 0 | 0 | 0 | 0 | 0 | 0 | 6.1209e-06 | 6.1209e-06 | 0 | 6.1209e-06 | 6.1209e-06 | [40 empty] | All EPR in 2020WLDFRFinancial | WLDFR | HFTD - Distribution - Tier 2 - 2QU CoRE ¦ 3QU LoRE | Non-Red Flag Warning - Large Fires | 2021 | Financial | 2.942 | 948.5456 | 2021 | Control | 0.053 | 3 | 0 | esc | 0.055966 | 0.16465 | 0.055966 | 0.16465 | 0 | 0 | 0 | 0
[79 empty] | WLDFR | HFTD - Distribution - Tier 2 - 4QU CoRE ¦ 2QU LoRE | Red Flag Warning - Small Fires | 2025 | 0 | 0 | 0 | 0 | 0.080408 | 0.03759 | 0.0016314 | 0.041187 | 0 | 0 | 0 | 0.0081378 | 0.00075216 |  | 0 | 0 | 0 | 0 | 0 | 0 | 0 | 0 | 0 | 0 | 6.1209e-06 | 6.1209e-06 | [40 empty] | All EPR in 2020WLDFRSafety | WLDFR | HFTD - Distribution - Tier 2 - 2QU CoRE ¦ 3QU LoRE | Non-Red Flag Warning - Large Fires | 2021 | Safety | 1.6022 | 948.5456 | 2021 | Control | 0.053 | 3 | 0 | esc | 0.055966 | 0.089668 | 0.055966 | 0.089668 | 0 | 0 | 0 | 0
[79 empty] | WLDFR | HFTD - Distribution - Tier 2 - 4QU CoRE ¦ 2QU LoRE | Seismic - Non-Red Flag Warning - Catastrophic Fires | 2020 | 0 | 0 | 0 | 0 | 21083.8428 | 409.2237 | 13469.0878 | 7205.5313 | 1219.584 | 0 | 0 | 0 | 2.1516e-10 |  | 0 | 2.6241e-07 | 2.6241e-07 | 0 | 0 | 0 | 0 | 0 | 0 | 0 | 0 | 0 | [40 empty] | All EPR in 2020WLDFRElectric Reliability | WLDFR | HFTD - Distribution - Tier 2 - 2QU CoRE ¦ 3QU LoRE | Non-Red Flag Warning - Large Fires | 2022 | Electric Reliability | 0.69642 | 948.5456 | 2022 | Control | 0.1325 | 3 | 0 | esc | 0.15274 | 0.10637 | 0.15274 | 0.10637 | 0.15274 | 0.10637 | 0 | 0
[79 empty] | WLDFR | HFTD - Distribution - Tier 2 - 4QU CoRE ¦ 2QU LoRE | Seismic - Non-Red Flag Warning - Catastrophic Fires | 2021 | 0 | 0 | 0 | 0 | 21083.8428 | 409.2237 | 13469.0878 | 7205.5313 | 1219.584 | 1219.584 | 0 | 0 | 2.1516e-10 |  | 0 | 2.6241e-07 | 2.6241e-07 | 0 | 2.6241e-07 | 2.6241e-07 | 0 | 0 | 0 | 0 | 0 | 0 | [40 empty] | All EPR in 2020WLDFRFinancial | WLDFR | HFTD - Distribution - Tier 2 - 2QU CoRE ¦ 3QU LoRE | Non-Red Flag Warning - Large Fires | 2022 | Financial | 2.942 | 948.5456 | 2022 | Control | 0.053 | 3 | 0 | esc | 0.055966 | 0.16465 | 0.055966 | 0.16465 | 0.055966 | 0.16465 | 0 | 0
[79 empty] | WLDFR | HFTD - Distribution - Tier 2 - 4QU CoRE ¦ 2QU LoRE | Seismic - Non-Red Flag Warning - Catastrophic Fires | 2022 | 0 | 0 | 0 | 0 | 21083.8428 | 409.2237 | 13469.0878 | 7205.5313 | 1219.584 | 1219.584 | 1219.584 | 0 | 2.1516e-10 |  | 0 | 2.6241e-07 | 2.6241e-07 | 0 | 2.6241e-07 | 2.6241e-07 | 0 | 2.6241e-07 | 2.6241e-07 | 0 | 0 | 0 | [40 empty] | All EPR in 2020WLDFRSafety | WLDFR | HFTD - Distribution - Tier 2 - 2QU CoRE ¦ 3QU LoRE | Non-Red Flag Warning - Large Fires | 2022 | Safety | 1.6022 | 948.5456 | 2022 | Control | 0.053 | 3 | 0 | esc | 0.055966 | 0.089668 | 0.055966 | 0.089668 | 0.055966 | 0.089668 | 0 | 0
[79 empty] | WLDFR | HFTD - Distribution - Tier 2 - 4QU CoRE ¦ 2QU LoRE | Seismic - Non-Red Flag Warning - Catastrophic Fires | 2023 | 0 | 0 | 0 | 0 | 21835.9781 | 428.6023 | 13939.561 | 7467.8148 | 0 | 1263.5534 | 1263.5534 | 1263.5534 | 2.1516e-10 |  | 0 | 0 | 0 | 0 | 2.7187e-07 | 2.7187e-07 | 0 | 2.7187e-07 | 2.7187e-07 | 0 | 2.7187e-07 | 2.7187e-07 | [40 empty] | All EPR in 2020WLDFRElectric Reliability | WLDFR | HFTD - Distribution - Tier 2 - 2QU CoRE ¦ 3QU LoRE | Non-Red Flag Warning - Large Fires | 2023 | Electric Reliability | 0.71896 | 948.5456 | 2023 | Control | 0.1325 | 3 | 0 | esc | 0 | 0 | 0.15274 | 0.10981 | 0.15274 | 0.10981 | 0.15274 | 0.10981
[79 empty] | WLDFR | HFTD - Distribution - Tier 2 - 4QU CoRE ¦ 2QU LoRE | Seismic - Non-Red Flag Warning - Catastrophic Fires | 2024 | 0 | 0 | 0 | 0 | 21835.9781 | 428.6023 | 13939.561 | 7467.8148 | 0 | 0 | 1263.5534 | 1263.5534 | 2.1516e-10 |  | 0 | 0 | 0 | 0 | 0 | 0 | 0 | 2.7187e-07 | 2.7187e-07 | 0 | 2.7187e-07 | 2.7187e-07 | [40 empty] | All EPR in 2020WLDFRFinancial | WLDFR | HFTD - Distribution - Tier 2 - 2QU CoRE ¦ 3QU LoRE | Non-Red Flag Warning - Large Fires | 2023 | Financial | 3.0715 | 948.5456 | 2023 | Control | 0.053 | 3 | 0 | esc | 0 | 0 | 0.055966 | 0.1719 | 0.055966 | 0.1719 | 0.055966 | 0.1719
[79 empty] | WLDFR | HFTD - Distribution - Tier 2 - 4QU CoRE ¦ 2QU LoRE | Seismic - Non-Red Flag Warning - Catastrophic Fires | 2025 | 0 | 0 | 0 | 0 | 21835.9781 | 428.6023 | 13939.561 | 7467.8148 | 0 | 0 | 0 | 1263.5534 | 2.1516e-10 |  | 0 | 0 | 0 | 0 | 0 | 0 | 0 | 0 | 0 | 0 | 2.7187e-07 | 2.7187e-07 | [40 empty] | All EPR in 2020WLDFRSafety | WLDFR | HFTD - Distribution - Tier 2 - 2QU CoRE ¦ 3QU LoRE | Non-Red Flag Warning - Large Fires | 2023 | Safety | 1.6846 | 948.5456 | 2023 | Control | 0.053 | 3 | 0 | esc | 0 | 0 | 0.055966 | 0.094279 | 0.055966 | 0.094279 | 0.055966 | 0.094279
[79 empty] | WLDFR | HFTD - Distribution - Tier 2 - 4QU CoRE ¦ 2QU LoRE | Seismic - Red Flag Warning - Catastrophic Fires | 2020 | 0 | 0 | 0 | 0 | 21083.8428 | 409.2237 | 13469.0878 | 7205.5313 | 1219.584 | 0 | 0 | 0 | 9.2797e-09 |  | 0 | 1.1317e-05 | 1.1317e-05 | 0 | 0 | 0 | 0 | 0 | 0 | 0 | 0 | 0 | [40 empty] | All EPR in 2020WLDFRElectric Reliability | WLDFR | HFTD - Distribution - Tier 2 - 2QU CoRE ¦ 3QU LoRE | Non-Red Flag Warning - Large Fires | 2024 | Electric Reliability | 0.71896 | 948.5456 | 2024 | Control | 0.1325 | 3 | 0 | esc | 0 | 0 | 0 | 0 | 0.15274 | 0.10981 | 0.15274 | 0.10981
[79 empty] | WLDFR | HFTD - Distribution - Tier 2 - 4QU CoRE ¦ 2QU LoRE | Seismic - Red Flag Warning - Catastrophic Fires | 2021 | 0 | 0 | 0 | 0 | 21083.8428 | 409.2237 | 13469.0878 | 7205.5313 | 1219.584 | 1219.584 | 0 | 0 | 9.2797e-09 |  | 0 | 1.1317e-05 | 1.1317e-05 | 0 | 1.1317e-05 | 1.1317e-05 | 0 | 0 | 0 | 0 | 0 | 0 | [40 empty] | All EPR in 2020WLDFRFinancial | WLDFR | HFTD - Distribution - Tier 2 - 2QU CoRE ¦ 3QU LoRE | Non-Red Flag Warning - Large Fires | 2024 | Financial | 3.0715 | 948.5456 | 2024 | Control | 0.053 | 3 | 0 | esc | 0 | 0 | 0 | 0 | 0.055966 | 0.1719 | 0.055966 | 0.1719
[79 empty] | WLDFR | HFTD - Distribution - Tier 2 - 4QU CoRE ¦ 2QU LoRE | Seismic - Red Flag Warning - Catastrophic Fires | 2022 | 0 | 0 | 0 | 0 | 21083.8428 | 409.2237 | 13469.0878 | 7205.5313 | 1219.584 | 1219.584 | 1219.584 | 0 | 9.2797e-09 |  | 0 | 1.1317e-05 | 1.1317e-05 | 0 | 1.1317e-05 | 1.1317e-05 | 0 | 1.1317e-05 | 1.1317e-05 | 0 | 0 | 0 | [40 empty] | All EPR in 2020WLDFRSafety | WLDFR | HFTD - Distribution - Tier 2 - 2QU CoRE ¦ 3QU LoRE | Non-Red Flag Warning - Large Fires | 2024 | Safety | 1.6846 | 948.5456 | 2024 | Control | 0.053 | 3 | 0 | esc | 0 | 0 | 0 | 0 | 0.055966 | 0.094279 | 0.055966 | 0.094279
[79 empty] | WLDFR | HFTD - Distribution - Tier 2 - 4QU CoRE ¦ 2QU LoRE | Seismic - Red Flag Warning - Catastrophic Fires | 2023 | 0 | 0 | 0 | 0 | 21835.9781 | 428.6023 | 13939.561 | 7467.8148 | 0 | 1263.5534 | 1263.5534 | 1263.5534 | 9.2797e-09 |  | 0 | 0 | 0 | 0 | 1.1725e-05 | 1.1725e-05 | 0 | 1.1725e-05 | 1.1725e-05 | 0 | 1.1725e-05 | 1.1725e-05 | [40 empty] | All EPR in 2020WLDFRElectric Reliability | WLDFR | HFTD - Distribution - Tier 2 - 2QU CoRE ¦ 3QU LoRE | Non-Red Flag Warning - Large Fires | 2025 | Electric Reliability | 0.71896 | 948.5456 | 2025 | Control | 0.1325 | 3 | 0 | esc | 0 | 0 | 0 | 0 | 0 | 0 | 0.15274 | 0.10981
[79 empty] | WLDFR | HFTD - Distribution - Tier 2 - 4QU CoRE ¦ 2QU LoRE | Seismic - Red Flag Warning - Catastrophic Fires | 2024 | 0 | 0 | 0 | 0 | 21835.9781 | 428.6023 | 13939.561 | 7467.8148 | 0 | 0 | 1263.5534 | 1263.5534 | 9.2797e-09 |  | 0 | 0 | 0 | 0 | 0 | 0 | 0 | 1.1725e-05 | 1.1725e-05 | 0 | 1.1725e-05 | 1.1725e-05 | [40 empty] | All EPR in 2020WLDFRFinancial | WLDFR | HFTD - Distribution - Tier 2 - 2QU CoRE ¦ 3QU LoRE | Non-Red Flag Warning - Large Fires | 2025 | Financial | 3.0715 | 948.5456 | 2025 | Control | 0.053 | 3 | 0 | esc | 0 | 0 | 0 | 0 | 0 | 0 | 0.055966 | 0.1719
[79 empty] | WLDFR | HFTD - Distribution - Tier 2 - 4QU CoRE ¦ 2QU LoRE | Seismic - Red Flag Warning - Catastrophic Fires | 2025 | 0 | 0 | 0 | 0 | 21835.9781 | 428.6023 | 13939.561 | 7467.8148 | 0 | 0 | 0 | 1263.5534 | 9.2797e-09 |  | 0 | 0 | 0 | 0 | 0 | 0 | 0 | 0 | 0 | 0 | 1.1725e-05 | 1.1725e-05 | [40 empty] | All EPR in 2020WLDFRSafety | WLDFR | HFTD - Distribution - Tier 2 - 2QU CoRE ¦ 3QU LoRE | Non-Red Flag Warning - Large Fires | 2025 | Safety | 1.6846 | 948.5456 | 2025 | Control | 0.053 | 3 | 0 | esc | 0 | 0 | 0 | 0 | 0 | 0 | 0.055966 | 0.094279
[79 empty] | WLDFR | HFTD - Distribution - Tier 2 - 4QU CoRE ¦ 3QU LoRE | Non-Red Flag Warning - Catastrophic Fires | 2020 | 0 | 0 | 0 | 0 | 14146.1306 | 222.2294 | 8585.7228 | 5338.1784 | 813.2108 | 0 | 0 | 0 | 5.5595e-07 |  | 0 | 0.0004521 | 0.0004521 | 0 | 0 | 0 | 0 | 0 | 0 | 0 | 0 | 0 | [40 empty] | All EPR in 2020WLDFRElectric Reliability | WLDFR | HFTD - Distribution - Tier 2 - 2QU CoRE ¦ 3QU LoRE | Non-Red Flag Warning - Small Fires | 2021 | Electric Reliability | 0.036425 | 948.5456 | 2021 | Control | 0.1325 | 3 | 0 | esc | 0.15274 | 0.0055635 | 0.15274 | 0.0055635 | 0 | 0 | 0 | 0
[79 empty] | WLDFR | HFTD - Distribution - Tier 2 - 4QU CoRE ¦ 3QU LoRE | Non-Red Flag Warning - Catastrophic Fires | 2021 | 0 | 0 | 0 | 0 | 14146.1306 | 222.2294 | 8585.7228 | 5338.1784 | 813.2108 | 813.2108 | 0 | 0 | 5.5595e-07 |  | 0 | 0.0004521 | 0.0004521 | 0 | 0.0004521 | 0.0004521 | 0 | 0 | 0 | 0 | 0 | 0 | [40 empty] | All EPR in 2020WLDFRFinancial | WLDFR | HFTD - Distribution - Tier 2 - 2QU CoRE ¦ 3QU LoRE | Non-Red Flag Warning - Small Fires | 2021 | Financial | 0.0015809 | 948.5456 | 2021 | Control | 0.053 | 3 | 0 | esc | 0.055966 | 8.8475e-05 | 0.055966 | 8.8475e-05 | 0 | 0 | 0 | 0
[79 empty] | WLDFR | HFTD - Distribution - Tier 2 - 4QU CoRE ¦ 3QU LoRE | Non-Red Flag Warning - Catastrophic Fires | 2022 | 0 | 0 | 0 | 0 | 14146.1306 | 222.2294 | 8585.7228 | 5338.1784 | 813.2108 | 813.2108 | 813.2108 | 0 | 5.5595e-07 |  | 0 | 0.0004521 | 0.0004521 | 0 | 0.0004521 | 0.0004521 | 0 | 0.0004521 | 0.0004521 | 0 | 0 | 0 | [40 empty] | All EPR in 2020WLDFRSafety | WLDFR | HFTD - Distribution - Tier 2 - 2QU CoRE ¦ 3QU LoRE | Non-Red Flag Warning - Small Fires | 2021 | Safety | 0.039895 | 948.5456 | 2021 | Control | 0.053 | 3 | 0 | esc | 0.055966 | 0.0022328 | 0.055966 | 0.0022328 | 0 | 0 | 0 | 0
[79 empty] | WLDFR | HFTD - Distribution - Tier 2 - 4QU CoRE ¦ 3QU LoRE | Non-Red Flag Warning - Catastrophic Fires | 2023 | 0 | 0 | 0 | 0 | 14664.6376 | 233.2301 | 8896.516 | 5534.8915 | 0 | 843.2942 | 843.2942 | 843.2942 | 5.5595e-07 |  | 0 | 0 | 0 | 0 | 0.00046883 | 0.00046883 | 0 | 0.00046883 | 0.00046883 | 0 | 0.00046883 | 0.00046883 | [40 empty] | All EPR in 2020WLDFRElectric Reliability | WLDFR | HFTD - Distribution - Tier 2 - 2QU CoRE ¦ 3QU LoRE | Non-Red Flag Warning - Small Fires | 2022 | Electric Reliability | 0.036425 | 948.5456 | 2022 | Control | 0.1325 | 3 | 0 | esc | 0.15274 | 0.0055635 | 0.15274 | 0.0055635 | 0.15274 | 0.0055635 | 0 | 0
[79 empty] | WLDFR | HFTD - Distribution - Tier 2 - 4QU CoRE ¦ 3QU LoRE | Non-Red Flag Warning - Catastrophic Fires | 2024 | 0 | 0 | 0 | 0 | 14664.6376 | 233.2301 | 8896.516 | 5534.8915 | 0 | 0 | 843.2942 | 843.2942 | 5.5595e-07 |  | 0 | 0 | 0 | 0 | 0 | 0 | 0 | 0.00046883 | 0.00046883 | 0 | 0.00046883 | 0.00046883 | [40 empty] | All EPR in 2020WLDFRFinancial | WLDFR | HFTD - Distribution - Tier 2 - 2QU CoRE ¦ 3QU LoRE | Non-Red Flag Warning - Small Fires | 2022 | Financial | 0.0015809 | 948.5456 | 2022 | Control | 0.053 | 3 | 0 | esc | 0.055966 | 8.8475e-05 | 0.055966 | 8.8475e-05 | 0.055966 | 8.8475e-05 | 0 | 0
[79 empty] | WLDFR | HFTD - Distribution - Tier 2 - 4QU CoRE ¦ 3QU LoRE | Non-Red Flag Warning - Catastrophic Fires | 2025 | 0 | 0 | 0 | 0 | 14664.6376 | 233.2301 | 8896.516 | 5534.8915 | 0 | 0 | 0 | 843.2942 | 5.5595e-07 |  | 0 | 0 | 0 | 0 | 0 | 0 | 0 | 0 | 0 | 0 | 0.00046883 | 0.00046883 | [40 empty] | All EPR in 2020WLDFRSafety | WLDFR | HFTD - Distribution - Tier 2 - 2QU CoRE ¦ 3QU LoRE | Non-Red Flag Warning - Small Fires | 2022 | Safety | 0.039895 | 948.5456 | 2022 | Control | 0.053 | 3 | 0 | esc | 0.055966 | 0.0022328 | 0.055966 | 0.0022328 | 0.055966 | 0.0022328 | 0 | 0
[79 empty] | WLDFR | HFTD - Distribution - Tier 2 - 4QU CoRE ¦ 3QU LoRE | Non-Red Flag Warning - Destructive Fires | 2020 | 0 | 0 | 0 | 0 | 8807.9522 | 222.2294 | 8585.7228 | 0 | 514.4532 | 0 | 0 | 0 | 6.1679e-07 |  | 0 | 0.00031731 | 0.00031731 | 0 | 0 | 0 | 0 | 0 | 0 | 0 | 0 | 0 | [40 empty] | All EPR in 2020WLDFRElectric Reliability | WLDFR | HFTD - Distribution - Tier 2 - 2QU CoRE ¦ 3QU LoRE | Non-Red Flag Warning - Small Fires | 2023 | Electric Reliability | 0.03759 | 948.5456 | 2023 | Control | 0.1325 | 3 | 0 | esc | 0 | 0 | 0.15274 | 0.0057414 | 0.15274 | 0.0057414 | 0.15274 | 0.0057414
[79 empty] | WLDFR | HFTD - Distribution - Tier 2 - 4QU CoRE ¦ 3QU LoRE | Non-Red Flag Warning - Destructive Fires | 2021 | 0 | 0 | 0 | 0 | 8807.9522 | 222.2294 | 8585.7228 | 0 | 514.4532 | 514.4532 | 0 | 0 | 6.1679e-07 |  | 0 | 0.00031731 | 0.00031731 | 0 | 0.00031731 | 0.00031731 | 0 | 0 | 0 | 0 | 0 | 0 | [40 empty] | All EPR in 2020WLDFRFinancial | WLDFR | HFTD - Distribution - Tier 2 - 2QU CoRE ¦ 3QU LoRE | Non-Red Flag Warning - Small Fires | 2023 | Financial | 0.0016314 | 948.5456 | 2023 | Control | 0.053 | 3 | 0 | esc | 0 | 0 | 0.055966 | 9.1305e-05 | 0.055966 | 9.1305e-05 | 0.055966 | 9.1305e-05
[79 empty] | WLDFR | HFTD - Distribution - Tier 2 - 4QU CoRE ¦ 3QU LoRE | Non-Red Flag Warning - Destructive Fires | 2022 | 0 | 0 | 0 | 0 | 8807.9522 | 222.2294 | 8585.7228 | 0 | 514.4532 | 514.4532 | 514.4532 | 0 | 6.1679e-07 |  | 0 | 0.00031731 | 0.00031731 | 0 | 0.00031731 | 0.00031731 | 0 | 0.00031731 | 0.00031731 | 0 | 0 | 0 | [40 empty] | All EPR in 2020WLDFRSafety | WLDFR | HFTD - Distribution - Tier 2 - 2QU CoRE ¦ 3QU LoRE | Non-Red Flag Warning - Small Fires | 2023 | Safety | 0.041187 | 948.5456 | 2023 | Control | 0.053 | 3 | 0 | esc | 0 | 0 | 0.055966 | 0.0023051 | 0.055966 | 0.0023051 | 0.055966 | 0.0023051
[79 empty] | WLDFR | HFTD - Distribution - Tier 2 - 4QU CoRE ¦ 3QU LoRE | Non-Red Flag Warning - Destructive Fires | 2023 | 0 | 0 | 0 | 0 | 9129.7461 | 233.2301 | 8896.516 | 0 | 0 | 533.5273 | 533.5273 | 533.5273 | 6.1679e-07 |  | 0 | 0 | 0 | 0 | 0.00032907 | 0.00032907 | 0 | 0.00032907 | 0.00032907 | 0 | 0.00032907 | 0.00032907 | [40 empty] | All EPR in 2020WLDFRElectric Reliability | WLDFR | HFTD - Distribution - Tier 2 - 2QU CoRE ¦ 3QU LoRE | Non-Red Flag Warning - Small Fires | 2024 | Electric Reliability | 0.03759 | 948.5456 | 2024 | Control | 0.1325 | 3 | 0 | esc | 0 | 0 | 0 | 0 | 0.15274 | 0.0057414 | 0.15274 | 0.0057414
[79 empty] | WLDFR | HFTD - Distribution - Tier 2 - 4QU CoRE ¦ 3QU LoRE | Non-Red Flag Warning - Destructive Fires | 2024 | 0 | 0 | 0 | 0 | 9129.7461 | 233.2301 | 8896.516 | 0 | 0 | 0 | 533.5273 | 533.5273 | 6.1679e-07 |  | 0 | 0 | 0 | 0 | 0 | 0 | 0 | 0.00032907 | 0.00032907 | 0 | 0.00032907 | 0.00032907 | [40 empty] | All EPR in 2020WLDFRFinancial | WLDFR | HFTD - Distribution - Tier 2 - 2QU CoRE ¦ 3QU LoRE | Non-Red Flag Warning - Small Fires | 2024 | Financial | 0.0016314 | 948.5456 | 2024 | Control | 0.053 | 3 | 0 | esc | 0 | 0 | 0 | 0 | 0.055966 | 9.1305e-05 | 0.055966 | 9.1305e-05
[79 empty] | WLDFR | HFTD - Distribution - Tier 2 - 4QU CoRE ¦ 3QU LoRE | Non-Red Flag Warning - Destructive Fires | 2025 | 0 | 0 | 0 | 0 | 9129.7461 | 233.2301 | 8896.516 | 0 | 0 | 0 | 0 | 533.5273 | 6.1679e-07 |  | 0 | 0 | 0 | 0 | 0 | 0 | 0 | 0 | 0 | 0 | 0.00032907 | 0.00032907 | [40 empty] | All EPR in 2020WLDFRSafety | WLDFR | HFTD - Distribution - Tier 2 - 2QU CoRE ¦ 3QU LoRE | Non-Red Flag Warning - Small Fires | 2024 | Safety | 0.041187 | 948.5456 | 2024 | Control | 0.053 | 3 | 0 | esc | 0 | 0 | 0 | 0 | 0.055966 | 0.0023051 | 0.055966 | 0.0023051
[79 empty] | WLDFR | HFTD - Distribution - Tier 2 - 4QU CoRE ¦ 3QU LoRE | Non-Red Flag Warning - Large Fires | 2020 | 0 | 0 | 0 | 0 | 5.2406 | 0.69642 | 2.942 | 1.6022 | 0.36069 | 0 | 0 | 0 | 1.4746e-05 |  | 0 | 5.3188e-06 | 5.3188e-06 | 0 | 0 | 0 | 0 | 0 | 0 | 0 | 0 | 0 | [40 empty] | All EPR in 2020WLDFRElectric Reliability | WLDFR | HFTD - Distribution - Tier 2 - 2QU CoRE ¦ 3QU LoRE | Non-Red Flag Warning - Small Fires | 2025 | Electric Reliability | 0.03759 | 948.5456 | 2025 | Control | 0.1325 | 3 | 0 | esc | 0 | 0 | 0 | 0 | 0 | 0 | 0.15274 | 0.0057414
[79 empty] | WLDFR | HFTD - Distribution - Tier 2 - 4QU CoRE ¦ 3QU LoRE | Non-Red Flag Warning - Large Fires | 2021 | 0 | 0 | 0 | 0 | 5.2406 | 0.69642 | 2.942 | 1.6022 | 0.36069 | 0.36069 | 0 | 0 | 1.4746e-05 |  | 0 | 5.3188e-06 | 5.3188e-06 | 0 | 5.3188e-06 | 5.3188e-06 | 0 | 0 | 0 | 0 | 0 | 0 | [40 empty] | All EPR in 2020WLDFRFinancial | WLDFR | HFTD - Distribution - Tier 2 - 2QU CoRE ¦ 3QU LoRE | Non-Red Flag Warning - Small Fires | 2025 | Financial | 0.0016314 | 948.5456 | 2025 | Control | 0.053 | 3 | 0 | esc | 0 | 0 | 0 | 0 | 0 | 0 | 0.055966 | 9.1305e-05
[79 empty] | WLDFR | HFTD - Distribution - Tier 2 - 4QU CoRE ¦ 3QU LoRE | Non-Red Flag Warning - Large Fires | 2022 | 0 | 0 | 0 | 0 | 5.2406 | 0.69642 | 2.942 | 1.6022 | 0.36069 | 0.36069 | 0.36069 | 0 | 1.4746e-05 |  | 0 | 5.3188e-06 | 5.3188e-06 | 0 | 5.3188e-06 | 5.3188e-06 | 0 | 5.3188e-06 | 5.3188e-06 | 0 | 0 | 0 | [40 empty] | All EPR in 2020WLDFRSafety | WLDFR | HFTD - Distribution - Tier 2 - 2QU CoRE ¦ 3QU LoRE | Non-Red Flag Warning - Small Fires | 2025 | Safety | 0.041187 | 948.5456 | 2025 | Control | 0.053 | 3 | 0 | esc | 0 | 0 | 0 | 0 | 0 | 0 | 0.055966 | 0.0023051
[79 empty] | WLDFR | HFTD - Distribution - Tier 2 - 4QU CoRE ¦ 3QU LoRE | Non-Red Flag Warning - Large Fires | 2023 | 0 | 0 | 0 | 0 | 5.475 | 0.71896 | 3.0715 | 1.6846 | 0 | 0.37599 | 0.37599 | 0.37599 | 1.4746e-05 |  | 0 | 0 | 0 | 0 | 5.5445e-06 | 5.5445e-06 | 0 | 5.5445e-06 | 5.5445e-06 | 0 | 5.5445e-06 | 5.5445e-06 | [40 empty] | All EPR in 2020WLDFRElectric Reliability | WLDFR | HFTD - Distribution - Tier 2 - 2QU CoRE ¦ 3QU LoRE | Red Flag Warning - Catastrophic Fires | 2021 | Electric Reliability | 222.2294 | 948.5456 | 2021 | Control | 0.1325 | 3 | 0 | esc | 0.15274 | 33.9428 | 0.15274 | 33.9428 | 0 | 0 | 0 | 0
[79 empty] | WLDFR | HFTD - Distribution - Tier 2 - 4QU CoRE ¦ 3QU LoRE | Non-Red Flag Warning - Large Fires | 2024 | 0 | 0 | 0 | 0 | 5.475 | 0.71896 | 3.0715 | 1.6846 | 0 | 0 | 0.37599 | 0.37599 | 1.4746e-05 |  | 0 | 0 | 0 | 0 | 0 | 0 | 0 | 5.5445e-06 | 5.5445e-06 | 0 | 5.5445e-06 | 5.5445e-06 | [40 empty] | All EPR in 2020WLDFRFinancial | WLDFR | HFTD - Distribution - Tier 2 - 2QU CoRE ¦ 3QU LoRE | Red Flag Warning - Catastrophic Fires | 2021 | Financial | 8585.7228 | 948.5456 | 2021 | Control | 0.053 | 3 | 0 | esc | 0.055966 | 480.5104 | 0.055966 | 480.5104 | 0 | 0 | 0 | 0
[79 empty] | WLDFR | HFTD - Distribution - Tier 2 - 4QU CoRE ¦ 3QU LoRE | Non-Red Flag Warning - Large Fires | 2025 | 0 | 0 | 0 | 0 | 5.475 | 0.71896 | 3.0715 | 1.6846 | 0 | 0 | 0 | 0.37599 | 1.4746e-05 |  | 0 | 0 | 0 | 0 | 0 | 0 | 0 | 0 | 0 | 0 | 5.5445e-06 | 5.5445e-06 | [40 empty] | All EPR in 2020WLDFRSafety | WLDFR | HFTD - Distribution - Tier 2 - 2QU CoRE ¦ 3QU LoRE | Red Flag Warning - Catastrophic Fires | 2021 | Safety | 5338.1784 | 948.5456 | 2021 | Control | 0.053 | 3 | 0 | esc | 0.055966 | 298.7576 | 0.055966 | 298.7576 | 0 | 0 | 0 | 0
[79 empty] | WLDFR | HFTD - Distribution - Tier 2 - 4QU CoRE ¦ 3QU LoRE | Non-Red Flag Warning - Small Fires | 2020 | 0 | 0 | 0 | 0 | 0.077901 | 0.036425 | 0.0015809 | 0.039895 | 0.0078847 | 0 | 0 | 0 | 0.0045636 |  | 0 | 3.5983e-05 | 3.5983e-05 | 0 | 0 | 0 | 0 | 0 | 0 | 0 | 0 | 0 | [40 empty] | All EPR in 2020WLDFRElectric Reliability | WLDFR | HFTD - Distribution - Tier 2 - 2QU CoRE ¦ 3QU LoRE | Red Flag Warning - Catastrophic Fires | 2022 | Electric Reliability | 222.2294 | 948.5456 | 2022 | Control | 0.1325 | 3 | 0 | esc | 0.15274 | 33.9428 | 0.15274 | 33.9428 | 0.15274 | 33.9428 | 0 | 0
[79 empty] | WLDFR | HFTD - Distribution - Tier 2 - 4QU CoRE ¦ 3QU LoRE | Non-Red Flag Warning - Small Fires | 2021 | 0 | 0 | 0 | 0 | 0.077901 | 0.036425 | 0.0015809 | 0.039895 | 0.0078847 | 0.0078847 | 0 | 0 | 0.0045636 |  | 0 | 3.5983e-05 | 3.5983e-05 | 0 | 3.5983e-05 | 3.5983e-05 | 0 | 0 | 0 | 0 | 0 | 0 | [40 empty] | All EPR in 2020WLDFRFinancial | WLDFR | HFTD - Distribution - Tier 2 - 2QU CoRE ¦ 3QU LoRE | Red Flag Warning - Catastrophic Fires | 2022 | Financial | 8585.7228 | 948.5456 | 2022 | Control | 0.053 | 3 | 0 | esc | 0.055966 | 480.5104 | 0.055966 | 480.5104 | 0.055966 | 480.5104 | 0 | 0
[79 empty] | WLDFR | HFTD - Distribution - Tier 2 - 4QU CoRE ¦ 3QU LoRE | Non-Red Flag Warning - Small Fires | 2022 | 0 | 0 | 0 | 0 | 0.077901 | 0.036425 | 0.0015809 | 0.039895 | 0.0078847 | 0.0078847 | 0.0078847 | 0 | 0.0045636 |  | 0 | 3.5983e-05 | 3.5983e-05 | 0 | 3.5983e-05 | 3.5983e-05 | 0 | 3.5983e-05 | 3.5983e-05 | 0 | 0 | 0 | [40 empty] | All EPR in 2020WLDFRSafety | WLDFR | HFTD - Distribution - Tier 2 - 2QU CoRE ¦ 3QU LoRE | Red Flag Warning - Catastrophic Fires | 2022 | Safety | 5338.1784 | 948.5456 | 2022 | Control | 0.053 | 3 | 0 | esc | 0.055966 | 298.7576 | 0.055966 | 298.7576 | 0.055966 | 298.7576 | 0 | 0
[79 empty] | WLDFR | HFTD - Distribution - Tier 2 - 4QU CoRE ¦ 3QU LoRE | Non-Red Flag Warning - Small Fires | 2023 | 0 | 0 | 0 | 0 | 0.080408 | 0.03759 | 0.0016314 | 0.041187 | 0 | 0.0081378 | 0.0081378 | 0.0081378 | 0.0045636 |  | 0 | 0 | 0 | 0 | 3.7138e-05 | 3.7138e-05 | 0 | 3.7138e-05 | 3.7138e-05 | 0 | 3.7138e-05 | 3.7138e-05 | [40 empty] | All EPR in 2020WLDFRElectric Reliability | WLDFR | HFTD - Distribution - Tier 2 - 2QU CoRE ¦ 3QU LoRE | Red Flag Warning - Catastrophic Fires | 2023 | Electric Reliability | 233.2301 | 948.5456 | 2023 | Control | 0.1325 | 3 | 0 | esc | 0 | 0 | 0.15274 | 35.623 | 0.15274 | 35.623 | 0.15274 | 35.623
[79 empty] | WLDFR | HFTD - Distribution - Tier 2 - 4QU CoRE ¦ 3QU LoRE | Non-Red Flag Warning - Small Fires | 2024 | 0 | 0 | 0 | 0 | 0.080408 | 0.03759 | 0.0016314 | 0.041187 | 0 | 0 | 0.0081378 | 0.0081378 | 0.0045636 |  | 0 | 0 | 0 | 0 | 0 | 0 | 0 | 3.7138e-05 | 3.7138e-05 | 0 | 3.7138e-05 | 3.7138e-05 | [40 empty] | All EPR in 2020WLDFRFinancial | WLDFR | HFTD - Distribution - Tier 2 - 2QU CoRE ¦ 3QU LoRE | Red Flag Warning - Catastrophic Fires | 2023 | Financial | 8896.516 | 948.5456 | 2023 | Control | 0.053 | 3 | 0 | esc | 0 | 0 | 0.055966 | 497.9043 | 0.055966 | 497.9043 | 0.055966 | 497.9043
[79 empty] | WLDFR | HFTD - Distribution - Tier 2 - 4QU CoRE ¦ 3QU LoRE | Non-Red Flag Warning - Small Fires | 2025 | 0 | 0 | 0 | 0 | 0.080408 | 0.03759 | 0.0016314 | 0.041187 | 0 | 0 | 0 | 0.0081378 | 0.0045636 |  | 0 | 0 | 0 | 0 | 0 | 0 | 0 | 0 | 0 | 0 | 3.7138e-05 | 3.7138e-05 | [40 empty] | All EPR in 2020WLDFRSafety | WLDFR | HFTD - Distribution - Tier 2 - 2QU CoRE ¦ 3QU LoRE | Red Flag Warning - Catastrophic Fires | 2023 | Safety | 5534.8915 | 948.5456 | 2023 | Control | 0.053 | 3 | 0 | esc | 0 | 0 | 0.055966 | 309.7669 | 0.055966 | 309.7669 | 0.055966 | 309.7669
[79 empty] | WLDFR | HFTD - Distribution - Tier 2 - 4QU CoRE ¦ 3QU LoRE | Red Flag Warning - Catastrophic Fires | 2020 | 0 | 0 | 0 | 0 | 14146.1306 | 222.2294 | 8585.7228 | 5338.1784 | 813.2108 | 0 | 0 | 0 | 1.0519e-05 |  | 0 | 0.0085544 | 0.0085544 | 0 | 0 | 0 | 0 | 0 | 0 | 0 | 0 | 0 | [40 empty] | All EPR in 2020WLDFRElectric Reliability | WLDFR | HFTD - Distribution - Tier 2 - 2QU CoRE ¦ 3QU LoRE | Red Flag Warning - Catastrophic Fires | 2024 | Electric Reliability | 233.2301 | 948.5456 | 2024 | Control | 0.1325 | 3 | 0 | esc | 0 | 0 | 0 | 0 | 0.15274 | 35.623 | 0.15274 | 35.623
[79 empty] | WLDFR | HFTD - Distribution - Tier 2 - 4QU CoRE ¦ 3QU LoRE | Red Flag Warning - Catastrophic Fires | 2021 | 0 | 0 | 0 | 0 | 14146.1306 | 222.2294 | 8585.7228 | 5338.1784 | 813.2108 | 813.2108 | 0 | 0 | 1.0519e-05 |  | 0 | 0.0085544 | 0.0085544 | 0 | 0.0085544 | 0.0085544 | 0 | 0 | 0 | 0 | 0 | 0 | [40 empty] | All EPR in 2020WLDFRFinancial | WLDFR | HFTD - Distribution - Tier 2 - 2QU CoRE ¦ 3QU LoRE | Red Flag Warning - Catastrophic Fires | 2024 | Financial | 8896.516 | 948.5456 | 2024 | Control | 0.053 | 3 | 0 | esc | 0 | 0 | 0 | 0 | 0.055966 | 497.9043 | 0.055966 | 497.9043
[79 empty] | WLDFR | HFTD - Distribution - Tier 2 - 4QU CoRE ¦ 3QU LoRE | Red Flag Warning - Catastrophic Fires | 2022 | 0 | 0 | 0 | 0 | 14146.1306 | 222.2294 | 8585.7228 | 5338.1784 | 813.2108 | 813.2108 | 813.2108 | 0 | 1.0519e-05 |  | 0 | 0.0085544 | 0.0085544 | 0 | 0.0085544 | 0.0085544 | 0 | 0.0085544 | 0.0085544 | 0 | 0 | 0 | [40 empty] | All EPR in 2020WLDFRSafety | WLDFR | HFTD - Distribution - Tier 2 - 2QU CoRE ¦ 3QU LoRE | Red Flag Warning - Catastrophic Fires | 2024 | Safety | 5534.8915 | 948.5456 | 2024 | Control | 0.053 | 3 | 0 | esc | 0 | 0 | 0 | 0 | 0.055966 | 309.7669 | 0.055966 | 309.7669
[79 empty] | WLDFR | HFTD - Distribution - Tier 2 - 4QU CoRE ¦ 3QU LoRE | Red Flag Warning - Catastrophic Fires | 2023 | 0 | 0 | 0 | 0 | 14664.6376 | 233.2301 | 8896.516 | 5534.8915 | 0 | 843.2942 | 843.2942 | 843.2942 | 1.0519e-05 |  | 0 | 0 | 0 | 0 | 0.0088709 | 0.0088709 | 0 | 0.0088709 | 0.0088709 | 0 | 0.0088709 | 0.0088709 | [40 empty] | All EPR in 2020WLDFRElectric Reliability | WLDFR | HFTD - Distribution - Tier 2 - 2QU CoRE ¦ 3QU LoRE | Red Flag Warning - Catastrophic Fires | 2025 | Electric Reliability | 233.2301 | 948.5456 | 2025 | Control | 0.1325 | 3 | 0 | esc | 0 | 0 | 0 | 0 | 0 | 0 | 0.15274 | 35.623
[79 empty] | WLDFR | HFTD - Distribution - Tier 2 - 4QU CoRE ¦ 3QU LoRE | Red Flag Warning - Catastrophic Fires | 2024 | 0 | 0 | 0 | 0 | 14664.6376 | 233.2301 | 8896.516 | 5534.8915 | 0 | 0 | 843.2942 | 843.2942 | 1.0519e-05 |  | 0 | 0 | 0 | 0 | 0 | 0 | 0 | 0.0088709 | 0.0088709 | 0 | 0.0088709 | 0.0088709 | [40 empty] | All EPR in 2020WLDFRFinancial | WLDFR | HFTD - Distribution - Tier 2 - 2QU CoRE ¦ 3QU LoRE | Red Flag Warning - Catastrophic Fires | 2025 | Financial | 8896.516 | 948.5456 | 2025 | Control | 0.053 | 3 | 0 | esc | 0 | 0 | 0 | 0 | 0 | 0 | 0.055966 | 497.9043
[79 empty] | WLDFR | HFTD - Distribution - Tier 2 - 4QU CoRE ¦ 3QU LoRE | Red Flag Warning - Catastrophic Fires | 2025 | 0 | 0 | 0 | 0 | 14664.6376 | 233.2301 | 8896.516 | 5534.8915 | 0 | 0 | 0 | 843.2942 | 1.0519e-05 |  | 0 | 0 | 0 | 0 | 0 | 0 | 0 | 0 | 0 | 0 | 0.0088709 | 0.0088709 | [40 empty] | All EPR in 2020WLDFRSafety | WLDFR | HFTD - Distribution - Tier 2 - 2QU CoRE ¦ 3QU LoRE | Red Flag Warning - Catastrophic Fires | 2025 | Safety | 5534.8915 | 948.5456 | 2025 | Control | 0.053 | 3 | 0 | esc | 0 | 0 | 0 | 0 | 0 | 0 | 0.055966 | 309.7669
[79 empty] | WLDFR | HFTD - Distribution - Tier 2 - 4QU CoRE ¦ 3QU LoRE | Red Flag Warning - Destructive Fires | 2020 | 0 | 0 | 0 | 0 | 8807.9522 | 222.2294 | 8585.7228 | 0 | 514.4532 | 0 | 0 | 0 | 1.6429e-06 |  | 0 | 0.00084519 | 0.00084519 | 0 | 0 | 0 | 0 | 0 | 0 | 0 | 0 | 0 | [40 empty] | All EPR in 2020WLDFRElectric Reliability | WLDFR | HFTD - Distribution - Tier 2 - 2QU CoRE ¦ 3QU LoRE | Red Flag Warning - Destructive Fires | 2021 | Electric Reliability | 222.2294 | 948.5456 | 2021 | Control | 0.1325 | 3 | 0 | esc | 0.15274 | 33.9428 | 0.15274 | 33.9428 | 0 | 0 | 0 | 0
[79 empty] | WLDFR | HFTD - Distribution - Tier 2 - 4QU CoRE ¦ 3QU LoRE | Red Flag Warning - Destructive Fires | 2021 | 0 | 0 | 0 | 0 | 8807.9522 | 222.2294 | 8585.7228 | 0 | 514.4532 | 514.4532 | 0 | 0 | 1.6429e-06 |  | 0 | 0.00084519 | 0.00084519 | 0 | 0.00084519 | 0.00084519 | 0 | 0 | 0 | 0 | 0 | 0 | [40 empty] | All EPR in 2020WLDFRFinancial | WLDFR | HFTD - Distribution - Tier 2 - 2QU CoRE ¦ 3QU LoRE | Red Flag Warning - Destructive Fires | 2021 | Financial | 8585.7228 | 948.5456 | 2021 | Control | 0.053 | 3 | 0 | esc | 0.055966 | 480.5104 | 0.055966 | 480.5104 | 0 | 0 | 0 | 0
[79 empty] | WLDFR | HFTD - Distribution - Tier 2 - 4QU CoRE ¦ 3QU LoRE | Red Flag Warning - Destructive Fires | 2022 | 0 | 0 | 0 | 0 | 8807.9522 | 222.2294 | 8585.7228 | 0 | 514.4532 | 514.4532 | 514.4532 | 0 | 1.6429e-06 |  | 0 | 0.00084519 | 0.00084519 | 0 | 0.00084519 | 0.00084519 | 0 | 0.00084519 | 0.00084519 | 0 | 0 | 0 | [40 empty] | All EPR in 2020WLDFRElectric Reliability | WLDFR | HFTD - Distribution - Tier 2 - 2QU CoRE ¦ 3QU LoRE | Red Flag Warning - Destructive Fires | 2022 | Electric Reliability | 222.2294 | 948.5456 | 2022 | Control | 0.1325 | 3 | 0 | esc | 0.15274 | 33.9428 | 0.15274 | 33.9428 | 0.15274 | 33.9428 | 0 | 0
[79 empty] | WLDFR | HFTD - Distribution - Tier 2 - 4QU CoRE ¦ 3QU LoRE | Red Flag Warning - Destructive Fires | 2023 | 0 | 0 | 0 | 0 | 9129.7461 | 233.2301 | 8896.516 | 0 | 0 | 533.5273 | 533.5273 | 533.5273 | 1.6429e-06 |  | 0 | 0 | 0 | 0 | 0.00087652 | 0.00087652 | 0 | 0.00087652 | 0.00087652 | 0 | 0.00087652 | 0.00087652 | [40 empty] | All EPR in 2020WLDFRFinancial | WLDFR | HFTD - Distribution - Tier 2 - 2QU CoRE ¦ 3QU LoRE | Red Flag Warning - Destructive Fires | 2022 | Financial | 8585.7228 | 948.5456 | 2022 | Control | 0.053 | 3 | 0 | esc | 0.055966 | 480.5104 | 0.055966 | 480.5104 | 0.055966 | 480.5104 | 0 | 0
[79 empty] | WLDFR | HFTD - Distribution - Tier 2 - 4QU CoRE ¦ 3QU LoRE | Red Flag Warning - Destructive Fires | 2024 | 0 | 0 | 0 | 0 | 9129.7461 | 233.2301 | 8896.516 | 0 | 0 | 0 | 533.5273 | 533.5273 | 1.6429e-06 |  | 0 | 0 | 0 | 0 | 0 | 0 | 0 | 0.00087652 | 0.00087652 | 0 | 0.00087652 | 0.00087652 | [40 empty] | All EPR in 2020WLDFRElectric Reliability | WLDFR | HFTD - Distribution - Tier 2 - 2QU CoRE ¦ 3QU LoRE | Red Flag Warning - Destructive Fires | 2023 | Electric Reliability | 233.2301 | 948.5456 | 2023 | Control | 0.1325 | 3 | 0 | esc | 0 | 0 | 0.15274 | 35.623 | 0.15274 | 35.623 | 0.15274 | 35.623
[79 empty] | WLDFR | HFTD - Distribution - Tier 2 - 4QU CoRE ¦ 3QU LoRE | Red Flag Warning - Destructive Fires | 2025 | 0 | 0 | 0 | 0 | 9129.7461 | 233.2301 | 8896.516 | 0 | 0 | 0 | 0 | 533.5273 | 1.6429e-06 |  | 0 | 0 | 0 | 0 | 0 | 0 | 0 | 0 | 0 | 0 | 0.00087652 | 0.00087652 | [40 empty] | All EPR in 2020WLDFRFinancial | WLDFR | HFTD - Distribution - Tier 2 - 2QU CoRE ¦ 3QU LoRE | Red Flag Warning - Destructive Fires | 2023 | Financial | 8896.516 | 948.5456 | 2023 | Control | 0.053 | 3 | 0 | esc | 0 | 0 | 0.055966 | 497.9043 | 0.055966 | 497.9043 | 0.055966 | 497.9043
[79 empty] | WLDFR | HFTD - Distribution - Tier 2 - 4QU CoRE ¦ 3QU LoRE | Red Flag Warning - Large Fires | 2020 | 0 | 0 | 0 | 0 | 5.2406 | 0.69642 | 2.942 | 1.6022 | 0.36069 | 0 | 0 | 0 | 2.531e-05 |  | 0 | 9.1291e-06 | 9.1291e-06 | 0 | 0 | 0 | 0 | 0 | 0 | 0 | 0 | 0 | [40 empty] | All EPR in 2020WLDFRElectric Reliability | WLDFR | HFTD - Distribution - Tier 2 - 2QU CoRE ¦ 3QU LoRE | Red Flag Warning - Destructive Fires | 2024 | Electric Reliability | 233.2301 | 948.5456 | 2024 | Control | 0.1325 | 3 | 0 | esc | 0 | 0 | 0 | 0 | 0.15274 | 35.623 | 0.15274 | 35.623
[79 empty] | WLDFR | HFTD - Distribution - Tier 2 - 4QU CoRE ¦ 3QU LoRE | Red Flag Warning - Large Fires | 2021 | 0 | 0 | 0 | 0 | 5.2406 | 0.69642 | 2.942 | 1.6022 | 0.36069 | 0.36069 | 0 | 0 | 2.531e-05 |  | 0 | 9.1291e-06 | 9.1291e-06 | 0 | 9.1291e-06 | 9.1291e-06 | 0 | 0 | 0 | 0 | 0 | 0 | [40 empty] | All EPR in 2020WLDFRFinancial | WLDFR | HFTD - Distribution - Tier 2 - 2QU CoRE ¦ 3QU LoRE | Red Flag Warning - Destructive Fires | 2024 | Financial | 8896.516 | 948.5456 | 2024 | Control | 0.053 | 3 | 0 | esc | 0 | 0 | 0 | 0 | 0.055966 | 497.9043 | 0.055966 | 497.9043
[79 empty] | WLDFR | HFTD - Distribution - Tier 2 - 4QU CoRE ¦ 3QU LoRE | Red Flag Warning - Large Fires | 2022 | 0 | 0 | 0 | 0 | 5.2406 | 0.69642 | 2.942 | 1.6022 | 0.36069 | 0.36069 | 0.36069 | 0 | 2.531e-05 |  | 0 | 9.1291e-06 | 9.1291e-06 | 0 | 9.1291e-06 | 9.1291e-06 | 0 | 9.1291e-06 | 9.1291e-06 | 0 | 0 | 0 | [40 empty] | All EPR in 2020WLDFRElectric Reliability | WLDFR | HFTD - Distribution - Tier 2 - 2QU CoRE ¦ 3QU LoRE | Red Flag Warning - Destructive Fires | 2025 | Electric Reliability | 233.2301 | 948.5456 | 2025 | Control | 0.1325 | 3 | 0 | esc | 0 | 0 | 0 | 0 | 0 | 0 | 0.15274 | 35.623
[79 empty] | WLDFR | HFTD - Distribution - Tier 2 - 4QU CoRE ¦ 3QU LoRE | Red Flag Warning - Large Fires | 2023 | 0 | 0 | 0 | 0 | 5.475 | 0.71896 | 3.0715 | 1.6846 | 0 | 0.37599 | 0.37599 | 0.37599 | 2.531e-05 |  | 0 | 0 | 0 | 0 | 9.5164e-06 | 9.5164e-06 | 0 | 9.5164e-06 | 9.5164e-06 | 0 | 9.5164e-06 | 9.5164e-06 | [40 empty] | All EPR in 2020WLDFRFinancial | WLDFR | HFTD - Distribution - Tier 2 - 2QU CoRE ¦ 3QU LoRE | Red Flag Warning - Destructive Fires | 2025 | Financial | 8896.516 | 948.5456 | 2025 | Control | 0.053 | 3 | 0 | esc | 0 | 0 | 0 | 0 | 0 | 0 | 0.055966 | 497.9043
[79 empty] | WLDFR | HFTD - Distribution - Tier 2 - 4QU CoRE ¦ 3QU LoRE | Red Flag Warning - Large Fires | 2024 | 0 | 0 | 0 | 0 | 5.475 | 0.71896 | 3.0715 | 1.6846 | 0 | 0 | 0.37599 | 0.37599 | 2.531e-05 |  | 0 | 0 | 0 | 0 | 0 | 0 | 0 | 9.5164e-06 | 9.5164e-06 | 0 | 9.5164e-06 | 9.5164e-06 | [40 empty] | All EPR in 2020WLDFRElectric Reliability | WLDFR | HFTD - Distribution - Tier 2 - 2QU CoRE ¦ 3QU LoRE | Red Flag Warning - Large Fires | 2021 | Electric Reliability | 0.69642 | 948.5456 | 2021 | Control | 0.1325 | 3 | 0 | esc | 0.15274 | 0.10637 | 0.15274 | 0.10637 | 0 | 0 | 0 | 0
[79 empty] | WLDFR | HFTD - Distribution - Tier 2 - 4QU CoRE ¦ 3QU LoRE | Red Flag Warning - Large Fires | 2025 | 0 | 0 | 0 | 0 | 5.475 | 0.71896 | 3.0715 | 1.6846 | 0 | 0 | 0 | 0.37599 | 2.531e-05 |  | 0 | 0 | 0 | 0 | 0 | 0 | 0 | 0 | 0 | 0 | 9.5164e-06 | 9.5164e-06 | [40 empty] | All EPR in 2020WLDFRFinancial | WLDFR | HFTD - Distribution - Tier 2 - 2QU CoRE ¦ 3QU LoRE | Red Flag Warning - Large Fires | 2021 | Financial | 2.942 | 948.5456 | 2021 | Control | 0.053 | 3 | 0 | esc | 0.055966 | 0.16465 | 0.055966 | 0.16465 | 0 | 0 | 0 | 0
[79 empty] | WLDFR | HFTD - Distribution - Tier 2 - 4QU CoRE ¦ 3QU LoRE | Red Flag Warning - Small Fires | 2020 | 0 | 0 | 0 | 0 | 0.077901 | 0.036425 | 0.0015809 | 0.039895 | 0.0078847 | 0 | 0 | 0 | 0.00061983 |  | 0 | 4.8872e-06 | 4.8872e-06 | 0 | 0 | 0 | 0 | 0 | 0 | 0 | 0 | 0 | [40 empty] | All EPR in 2020WLDFRSafety | WLDFR | HFTD - Distribution - Tier 2 - 2QU CoRE ¦ 3QU LoRE | Red Flag Warning - Large Fires | 2021 | Safety | 1.6022 | 948.5456 | 2021 | Control | 0.053 | 3 | 0 | esc | 0.055966 | 0.089668 | 0.055966 | 0.089668 | 0 | 0 | 0 | 0
[79 empty] | WLDFR | HFTD - Distribution - Tier 2 - 4QU CoRE ¦ 3QU LoRE | Red Flag Warning - Small Fires | 2021 | 0 | 0 | 0 | 0 | 0.077901 | 0.036425 | 0.0015809 | 0.039895 | 0.0078847 | 0.0078847 | 0 | 0 | 0.00061983 |  | 0 | 4.8872e-06 | 4.8872e-06 | 0 | 4.8872e-06 | 4.8872e-06 | 0 | 0 | 0 | 0 | 0 | 0 | [40 empty] | All EPR in 2020WLDFRElectric Reliability | WLDFR | HFTD - Distribution - Tier 2 - 2QU CoRE ¦ 3QU LoRE | Red Flag Warning - Large Fires | 2022 | Electric Reliability | 0.69642 | 948.5456 | 2022 | Control | 0.1325 | 3 | 0 | esc | 0.15274 | 0.10637 | 0.15274 | 0.10637 | 0.15274 | 0.10637 | 0 | 0
[79 empty] | WLDFR | HFTD - Distribution - Tier 2 - 4QU CoRE ¦ 3QU LoRE | Red Flag Warning - Small Fires | 2022 | 0 | 0 | 0 | 0 | 0.077901 | 0.036425 | 0.0015809 | 0.039895 | 0.0078847 | 0.0078847 | 0.0078847 | 0 | 0.00061983 |  | 0 | 4.8872e-06 | 4.8872e-06 | 0 | 4.8872e-06 | 4.8872e-06 | 0 | 4.8872e-06 | 4.8872e-06 | 0 | 0 | 0 | [40 empty] | All EPR in 2020WLDFRFinancial | WLDFR | HFTD - Distribution - Tier 2 - 2QU CoRE ¦ 3QU LoRE | Red Flag Warning - Large Fires | 2022 | Financial | 2.942 | 948.5456 | 2022 | Control | 0.053 | 3 | 0 | esc | 0.055966 | 0.16465 | 0.055966 | 0.16465 | 0.055966 | 0.16465 | 0 | 0
[79 empty] | WLDFR | HFTD - Distribution - Tier 2 - 4QU CoRE ¦ 3QU LoRE | Red Flag Warning - Small Fires | 2023 | 0 | 0 | 0 | 0 | 0.080408 | 0.03759 | 0.0016314 | 0.041187 | 0 | 0.0081378 | 0.0081378 | 0.0081378 | 0.00061983 |  | 0 | 0 | 0 | 0 | 5.0441e-06 | 5.0441e-06 | 0 | 5.0441e-06 | 5.0441e-06 | 0 | 5.0441e-06 | 5.0441e-06 | [40 empty] | All EPR in 2020WLDFRSafety | WLDFR | HFTD - Distribution - Tier 2 - 2QU CoRE ¦ 3QU LoRE | Red Flag Warning - Large Fires | 2022 | Safety | 1.6022 | 948.5456 | 2022 | Control | 0.053 | 3 | 0 | esc | 0.055966 | 0.089668 | 0.055966 | 0.089668 | 0.055966 | 0.089668 | 0 | 0
[79 empty] | WLDFR | HFTD - Distribution - Tier 2 - 4QU CoRE ¦ 3QU LoRE | Red Flag Warning - Small Fires | 2024 | 0 | 0 | 0 | 0 | 0.080408 | 0.03759 | 0.0016314 | 0.041187 | 0 | 0 | 0.0081378 | 0.0081378 | 0.00061983 |  | 0 | 0 | 0 | 0 | 0 | 0 | 0 | 5.0441e-06 | 5.0441e-06 | 0 | 5.0441e-06 | 5.0441e-06 | [40 empty] | All EPR in 2020WLDFRElectric Reliability | WLDFR | HFTD - Distribution - Tier 2 - 2QU CoRE ¦ 3QU LoRE | Red Flag Warning - Large Fires | 2023 | Electric Reliability | 0.71896 | 948.5456 | 2023 | Control | 0.1325 | 3 | 0 | esc | 0 | 0 | 0.15274 | 0.10981 | 0.15274 | 0.10981 | 0.15274 | 0.10981
[79 empty] | WLDFR | HFTD - Distribution - Tier 2 - 4QU CoRE ¦ 3QU LoRE | Red Flag Warning - Small Fires | 2025 | 0 | 0 | 0 | 0 | 0.080408 | 0.03759 | 0.0016314 | 0.041187 | 0 | 0 | 0 | 0.0081378 | 0.00061983 |  | 0 | 0 | 0 | 0 | 0 | 0 | 0 | 0 | 0 | 0 | 5.0441e-06 | 5.0441e-06 | [40 empty] | All EPR in 2020WLDFRFinancial | WLDFR | HFTD - Distribution - Tier 2 - 2QU CoRE ¦ 3QU LoRE | Red Flag Warning - Large Fires | 2023 | Financial | 3.0715 | 948.5456 | 2023 | Control | 0.053 | 3 | 0 | esc | 0 | 0 | 0.055966 | 0.1719 | 0.055966 | 0.1719 | 0.055966 | 0.1719
[79 empty] | WLDFR | HFTD - Distribution - Tier 2 - 4QU CoRE ¦ 3QU LoRE | Seismic - Non-Red Flag Warning - Catastrophic Fires | 2020 | 0 | 0 | 0 | 0 | 21083.8428 | 409.2237 | 13469.0878 | 7205.5313 | 1219.584 | 0 | 0 | 0 | 2.4777e-10 |  | 0 | 3.0218e-07 | 3.0218e-07 | 0 | 0 | 0 | 0 | 0 | 0 | 0 | 0 | 0 | [40 empty] | All EPR in 2020WLDFRSafety | WLDFR | HFTD - Distribution - Tier 2 - 2QU CoRE ¦ 3QU LoRE | Red Flag Warning - Large Fires | 2023 | Safety | 1.6846 | 948.5456 | 2023 | Control | 0.053 | 3 | 0 | esc | 0 | 0 | 0.055966 | 0.094279 | 0.055966 | 0.094279 | 0.055966 | 0.094279
[79 empty] | WLDFR | HFTD - Distribution - Tier 2 - 4QU CoRE ¦ 3QU LoRE | Seismic - Non-Red Flag Warning - Catastrophic Fires | 2021 | 0 | 0 | 0 | 0 | 21083.8428 | 409.2237 | 13469.0878 | 7205.5313 | 1219.584 | 1219.584 | 0 | 0 | 2.4777e-10 |  | 0 | 3.0218e-07 | 3.0218e-07 | 0 | 3.0218e-07 | 3.0218e-07 | 0 | 0 | 0 | 0 | 0 | 0 | [40 empty] | All EPR in 2020WLDFRElectric Reliability | WLDFR | HFTD - Distribution - Tier 2 - 2QU CoRE ¦ 3QU LoRE | Red Flag Warning - Large Fires | 2024 | Electric Reliability | 0.71896 | 948.5456 | 2024 | Control | 0.1325 | 3 | 0 | esc | 0 | 0 | 0 | 0 | 0.15274 | 0.10981 | 0.15274 | 0.10981
[79 empty] | WLDFR | HFTD - Distribution - Tier 2 - 4QU CoRE ¦ 3QU LoRE | Seismic - Non-Red Flag Warning - Catastrophic Fires | 2022 | 0 | 0 | 0 | 0 | 21083.8428 | 409.2237 | 13469.0878 | 7205.5313 | 1219.584 | 1219.584 | 1219.584 | 0 | 2.4777e-10 |  | 0 | 3.0218e-07 | 3.0218e-07 | 0 | 3.0218e-07 | 3.0218e-07 | 0 | 3.0218e-07 | 3.0218e-07 | 0 | 0 | 0 | [40 empty] | All EPR in 2020WLDFRFinancial | WLDFR | HFTD - Distribution - Tier 2 - 2QU CoRE ¦ 3QU LoRE | Red Flag Warning - Large Fires | 2024 | Financial | 3.0715 | 948.5456 | 2024 | Control | 0.053 | 3 | 0 | esc | 0 | 0 | 0 | 0 | 0.055966 | 0.1719 | 0.055966 | 0.1719
[79 empty] | WLDFR | HFTD - Distribution - Tier 2 - 4QU CoRE ¦ 3QU LoRE | Seismic - Non-Red Flag Warning - Catastrophic Fires | 2023 | 0 | 0 | 0 | 0 | 21835.9781 | 428.6023 | 13939.561 | 7467.8148 | 0 | 1263.5534 | 1263.5534 | 1263.5534 | 2.4777e-10 |  | 0 | 0 | 0 | 0 | 3.1307e-07 | 3.1307e-07 | 0 | 3.1307e-07 | 3.1307e-07 | 0 | 3.1307e-07 | 3.1307e-07 | [40 empty] | All EPR in 2020WLDFRSafety | WLDFR | HFTD - Distribution - Tier 2 - 2QU CoRE ¦ 3QU LoRE | Red Flag Warning - Large Fires | 2024 | Safety | 1.6846 | 948.5456 | 2024 | Control | 0.053 | 3 | 0 | esc | 0 | 0 | 0 | 0 | 0.055966 | 0.094279 | 0.055966 | 0.094279
[79 empty] | WLDFR | HFTD - Distribution - Tier 2 - 4QU CoRE ¦ 3QU LoRE | Seismic - Non-Red Flag Warning - Catastrophic Fires | 2024 | 0 | 0 | 0 | 0 | 21835.9781 | 428.6023 | 13939.561 | 7467.8148 | 0 | 0 | 1263.5534 | 1263.5534 | 2.4777e-10 |  | 0 | 0 | 0 | 0 | 0 | 0 | 0 | 3.1307e-07 | 3.1307e-07 | 0 | 3.1307e-07 | 3.1307e-07 | [40 empty] | All EPR in 2020WLDFRElectric Reliability | WLDFR | HFTD - Distribution - Tier 2 - 2QU CoRE ¦ 3QU LoRE | Red Flag Warning - Large Fires | 2025 | Electric Reliability | 0.71896 | 948.5456 | 2025 | Control | 0.1325 | 3 | 0 | esc | 0 | 0 | 0 | 0 | 0 | 0 | 0.15274 | 0.10981
[79 empty] | WLDFR | HFTD - Distribution - Tier 2 - 4QU CoRE ¦ 3QU LoRE | Seismic - Non-Red Flag Warning - Catastrophic Fires | 2025 | 0 | 0 | 0 | 0 | 21835.9781 | 428.6023 | 13939.561 | 7467.8148 | 0 | 0 | 0 | 1263.5534 | 2.4777e-10 |  | 0 | 0 | 0 | 0 | 0 | 0 | 0 | 0 | 0 | 0 | 3.1307e-07 | 3.1307e-07 | [40 empty] | All EPR in 2020WLDFRFinancial | WLDFR | HFTD - Distribution - Tier 2 - 2QU CoRE ¦ 3QU LoRE | Red Flag Warning - Large Fires | 2025 | Financial | 3.0715 | 948.5456 | 2025 | Control | 0.053 | 3 | 0 | esc | 0 | 0 | 0 | 0 | 0 | 0 | 0.055966 | 0.1719
[79 empty] | WLDFR | HFTD - Distribution - Tier 2 - 4QU CoRE ¦ 3QU LoRE | Seismic - Red Flag Warning - Catastrophic Fires | 2020 | 0 | 0 | 0 | 0 | 21083.8428 | 409.2237 | 13469.0878 | 7205.5313 | 1219.584 | 0 | 0 | 0 | 1.0686e-08 |  | 0 | 1.3033e-05 | 1.3033e-05 | 0 | 0 | 0 | 0 | 0 | 0 | 0 | 0 | 0 | [40 empty] | All EPR in 2020WLDFRSafety | WLDFR | HFTD - Distribution - Tier 2 - 2QU CoRE ¦ 3QU LoRE | Red Flag Warning - Large Fires | 2025 | Safety | 1.6846 | 948.5456 | 2025 | Control | 0.053 | 3 | 0 | esc | 0 | 0 | 0 | 0 | 0 | 0 | 0.055966 | 0.094279
[79 empty] | WLDFR | HFTD - Distribution - Tier 2 - 4QU CoRE ¦ 3QU LoRE | Seismic - Red Flag Warning - Catastrophic Fires | 2021 | 0 | 0 | 0 | 0 | 21083.8428 | 409.2237 | 13469.0878 | 7205.5313 | 1219.584 | 1219.584 | 0 | 0 | 1.0686e-08 |  | 0 | 1.3033e-05 | 1.3033e-05 | 0 | 1.3033e-05 | 1.3033e-05 | 0 | 0 | 0 | 0 | 0 | 0 | [40 empty] | All EPR in 2020WLDFRElectric Reliability | WLDFR | HFTD - Distribution - Tier 2 - 2QU CoRE ¦ 3QU LoRE | Red Flag Warning - Small Fires | 2021 | Electric Reliability | 0.036425 | 948.5456 | 2021 | Control | 0.1325 | 3 | 0 | esc | 0.15274 | 0.0055635 | 0.15274 | 0.0055635 | 0 | 0 | 0 | 0
[79 empty] | WLDFR | HFTD - Distribution - Tier 2 - 4QU CoRE ¦ 3QU LoRE | Seismic - Red Flag Warning - Catastrophic Fires | 2022 | 0 | 0 | 0 | 0 | 21083.8428 | 409.2237 | 13469.0878 | 7205.5313 | 1219.584 | 1219.584 | 1219.584 | 0 | 1.0686e-08 |  | 0 | 1.3033e-05 | 1.3033e-05 | 0 | 1.3033e-05 | 1.3033e-05 | 0 | 1.3033e-05 | 1.3033e-05 | 0 | 0 | 0 | [40 empty] | All EPR in 2020WLDFRFinancial | WLDFR | HFTD - Distribution - Tier 2 - 2QU CoRE ¦ 3QU LoRE | Red Flag Warning - Small Fires | 2021 | Financial | 0.0015809 | 948.5456 | 2021 | Control | 0.053 | 3 | 0 | esc | 0.055966 | 8.8475e-05 | 0.055966 | 8.8475e-05 | 0 | 0 | 0 | 0
[79 empty] | WLDFR | HFTD - Distribution - Tier 2 - 4QU CoRE ¦ 3QU LoRE | Seismic - Red Flag Warning - Catastrophic Fires | 2023 | 0 | 0 | 0 | 0 | 21835.9781 | 428.6023 | 13939.561 | 7467.8148 | 0 | 1263.5534 | 1263.5534 | 1263.5534 | 1.0686e-08 |  | 0 | 0 | 0 | 0 | 1.3502e-05 | 1.3502e-05 | 0 | 1.3502e-05 | 1.3502e-05 | 0 | 1.3502e-05 | 1.3502e-05 | [40 empty] | All EPR in 2020WLDFRSafety | WLDFR | HFTD - Distribution - Tier 2 - 2QU CoRE ¦ 3QU LoRE | Red Flag Warning - Small Fires | 2021 | Safety | 0.039895 | 948.5456 | 2021 | Control | 0.053 | 3 | 0 | esc | 0.055966 | 0.0022328 | 0.055966 | 0.0022328 | 0 | 0 | 0 | 0
[79 empty] | WLDFR | HFTD - Distribution - Tier 2 - 4QU CoRE ¦ 3QU LoRE | Seismic - Red Flag Warning - Catastrophic Fires | 2024 | 0 | 0 | 0 | 0 | 21835.9781 | 428.6023 | 13939.561 | 7467.8148 | 0 | 0 | 1263.5534 | 1263.5534 | 1.0686e-08 |  | 0 | 0 | 0 | 0 | 0 | 0 | 0 | 1.3502e-05 | 1.3502e-05 | 0 | 1.3502e-05 | 1.3502e-05 | [40 empty] | All EPR in 2020WLDFRElectric Reliability | WLDFR | HFTD - Distribution - Tier 2 - 2QU CoRE ¦ 3QU LoRE | Red Flag Warning - Small Fires | 2022 | Electric Reliability | 0.036425 | 948.5456 | 2022 | Control | 0.1325 | 3 | 0 | esc | 0.15274 | 0.0055635 | 0.15274 | 0.0055635 | 0.15274 | 0.0055635 | 0 | 0
[79 empty] | WLDFR | HFTD - Distribution - Tier 2 - 4QU CoRE ¦ 3QU LoRE | Seismic - Red Flag Warning - Catastrophic Fires | 2025 | 0 | 0 | 0 | 0 | 21835.9781 | 428.6023 | 13939.561 | 7467.8148 | 0 | 0 | 0 | 1263.5534 | 1.0686e-08 |  | 0 | 0 | 0 | 0 | 0 | 0 | 0 | 0 | 0 | 0 | 1.3502e-05 | 1.3502e-05 | [40 empty] | All EPR in 2020WLDFRFinancial | WLDFR | HFTD - Distribution - Tier 2 - 2QU CoRE ¦ 3QU LoRE | Red Flag Warning - Small Fires | 2022 | Financial | 0.0015809 | 948.5456 | 2022 | Control | 0.053 | 3 | 0 | esc | 0.055966 | 8.8475e-05 | 0.055966 | 8.8475e-05 | 0.055966 | 8.8475e-05 | 0 | 0
[79 empty] | WLDFR | HFTD - Distribution - Tier 2 - 4QU CoRE ¦ 4QU LoRE | Non-Red Flag Warning - Catastrophic Fires | 2020 | 0 | 0 | 0 | 0 | 14146.1306 | 222.2294 | 8585.7228 | 5338.1784 | 813.2108 | 0 | 0 | 0 | 4.3315e-07 |  | 0 | 0.00035224 | 0.00035224 | 0 | 0 | 0 | 0 | 0 | 0 | 0 | 0 | 0 | [40 empty] | All EPR in 2020WLDFRSafety | WLDFR | HFTD - Distribution - Tier 2 - 2QU CoRE ¦ 3QU LoRE | Red Flag Warning - Small Fires | 2022 | Safety | 0.039895 | 948.5456 | 2022 | Control | 0.053 | 3 | 0 | esc | 0.055966 | 0.0022328 | 0.055966 | 0.0022328 | 0.055966 | 0.0022328 | 0 | 0
[79 empty] | WLDFR | HFTD - Distribution - Tier 2 - 4QU CoRE ¦ 4QU LoRE | Non-Red Flag Warning - Catastrophic Fires | 2021 | 0 | 0 | 0 | 0 | 14146.1306 | 222.2294 | 8585.7228 | 5338.1784 | 813.2108 | 813.2108 | 0 | 0 | 4.3315e-07 |  | 0 | 0.00035224 | 0.00035224 | 0 | 0.00035224 | 0.00035224 | 0 | 0 | 0 | 0 | 0 | 0 | [40 empty] | All EPR in 2020WLDFRElectric Reliability | WLDFR | HFTD - Distribution - Tier 2 - 2QU CoRE ¦ 3QU LoRE | Red Flag Warning - Small Fires | 2023 | Electric Reliability | 0.03759 | 948.5456 | 2023 | Control | 0.1325 | 3 | 0 | esc | 0 | 0 | 0.15274 | 0.0057414 | 0.15274 | 0.0057414 | 0.15274 | 0.0057414
[79 empty] | WLDFR | HFTD - Distribution - Tier 2 - 4QU CoRE ¦ 4QU LoRE | Non-Red Flag Warning - Catastrophic Fires | 2022 | 0 | 0 | 0 | 0 | 14146.1306 | 222.2294 | 8585.7228 | 5338.1784 | 813.2108 | 813.2108 | 813.2108 | 0 | 4.3315e-07 |  | 0 | 0.00035224 | 0.00035224 | 0 | 0.00035224 | 0.00035224 | 0 | 0.00035224 | 0.00035224 | 0 | 0 | 0 | [40 empty] | All EPR in 2020WLDFRFinancial | WLDFR | HFTD - Distribution - Tier 2 - 2QU CoRE ¦ 3QU LoRE | Red Flag Warning - Small Fires | 2023 | Financial | 0.0016314 | 948.5456 | 2023 | Control | 0.053 | 3 | 0 | esc | 0 | 0 | 0.055966 | 9.1305e-05 | 0.055966 | 9.1305e-05 | 0.055966 | 9.1305e-05
[79 empty] | WLDFR | HFTD - Distribution - Tier 2 - 4QU CoRE ¦ 4QU LoRE | Non-Red Flag Warning - Catastrophic Fires | 2023 | 0 | 0 | 0 | 0 | 14664.6376 | 233.2301 | 8896.516 | 5534.8915 | 0 | 843.2942 | 843.2942 | 843.2942 | 4.3315e-07 |  | 0 | 0 | 0 | 0 | 0.00036527 | 0.00036527 | 0 | 0.00036527 | 0.00036527 | 0 | 0.00036527 | 0.00036527 | [40 empty] | All EPR in 2020WLDFRSafety | WLDFR | HFTD - Distribution - Tier 2 - 2QU CoRE ¦ 3QU LoRE | Red Flag Warning - Small Fires | 2023 | Safety | 0.041187 | 948.5456 | 2023 | Control | 0.053 | 3 | 0 | esc | 0 | 0 | 0.055966 | 0.0023051 | 0.055966 | 0.0023051 | 0.055966 | 0.0023051
[79 empty] | WLDFR | HFTD - Distribution - Tier 2 - 4QU CoRE ¦ 4QU LoRE | Non-Red Flag Warning - Catastrophic Fires | 2024 | 0 | 0 | 0 | 0 | 14664.6376 | 233.2301 | 8896.516 | 5534.8915 | 0 | 0 | 843.2942 | 843.2942 | 4.3315e-07 |  | 0 | 0 | 0 | 0 | 0 | 0 | 0 | 0.00036527 | 0.00036527 | 0 | 0.00036527 | 0.00036527 | [40 empty] | All EPR in 2020WLDFRElectric Reliability | WLDFR | HFTD - Distribution - Tier 2 - 2QU CoRE ¦ 3QU LoRE | Red Flag Warning - Small Fires | 2024 | Electric Reliability | 0.03759 | 948.5456 | 2024 | Control | 0.1325 | 3 | 0 | esc | 0 | 0 | 0 | 0 | 0.15274 | 0.0057414 | 0.15274 | 0.0057414
[79 empty] | WLDFR | HFTD - Distribution - Tier 2 - 4QU CoRE ¦ 4QU LoRE | Non-Red Flag Warning - Catastrophic Fires | 2025 | 0 | 0 | 0 | 0 | 14664.6376 | 233.2301 | 8896.516 | 5534.8915 | 0 | 0 | 0 | 843.2942 | 4.3315e-07 |  | 0 | 0 | 0 | 0 | 0 | 0 | 0 | 0 | 0 | 0 | 0.00036527 | 0.00036527 | [40 empty] | All EPR in 2020WLDFRFinancial | WLDFR | HFTD - Distribution - Tier 2 - 2QU CoRE ¦ 3QU LoRE | Red Flag Warning - Small Fires | 2024 | Financial | 0.0016314 | 948.5456 | 2024 | Control | 0.053 | 3 | 0 | esc | 0 | 0 | 0 | 0 | 0.055966 | 9.1305e-05 | 0.055966 | 9.1305e-05
[79 empty] | WLDFR | HFTD - Distribution - Tier 2 - 4QU CoRE ¦ 4QU LoRE | Non-Red Flag Warning - Destructive Fires | 2020 | 0 | 0 | 0 | 0 | 8807.9522 | 222.2294 | 8585.7228 | 0 | 514.4532 | 0 | 0 | 0 | 4.7138e-07 |  | 0 | 0.0002425 | 0.0002425 | 0 | 0 | 0 | 0 | 0 | 0 | 0 | 0 | 0 | [40 empty] | All EPR in 2020WLDFRSafety | WLDFR | HFTD - Distribution - Tier 2 - 2QU CoRE ¦ 3QU LoRE | Red Flag Warning - Small Fires | 2024 | Safety | 0.041187 | 948.5456 | 2024 | Control | 0.053 | 3 | 0 | esc | 0 | 0 | 0 | 0 | 0.055966 | 0.0023051 | 0.055966 | 0.0023051
[79 empty] | WLDFR | HFTD - Distribution - Tier 2 - 4QU CoRE ¦ 4QU LoRE | Non-Red Flag Warning - Destructive Fires | 2021 | 0 | 0 | 0 | 0 | 8807.9522 | 222.2294 | 8585.7228 | 0 | 514.4532 | 514.4532 | 0 | 0 | 4.7138e-07 |  | 0 | 0.0002425 | 0.0002425 | 0 | 0.0002425 | 0.0002425 | 0 | 0 | 0 | 0 | 0 | 0 | [40 empty] | All EPR in 2020WLDFRElectric Reliability | WLDFR | HFTD - Distribution - Tier 2 - 2QU CoRE ¦ 3QU LoRE | Red Flag Warning - Small Fires | 2025 | Electric Reliability | 0.03759 | 948.5456 | 2025 | Control | 0.1325 | 3 | 0 | esc | 0 | 0 | 0 | 0 | 0 | 0 | 0.15274 | 0.0057414
[79 empty] | WLDFR | HFTD - Distribution - Tier 2 - 4QU CoRE ¦ 4QU LoRE | Non-Red Flag Warning - Destructive Fires | 2022 | 0 | 0 | 0 | 0 | 8807.9522 | 222.2294 | 8585.7228 | 0 | 514.4532 | 514.4532 | 514.4532 | 0 | 4.7138e-07 |  | 0 | 0.0002425 | 0.0002425 | 0 | 0.0002425 | 0.0002425 | 0 | 0.0002425 | 0.0002425 | 0 | 0 | 0 | [40 empty] | All EPR in 2020WLDFRFinancial | WLDFR | HFTD - Distribution - Tier 2 - 2QU CoRE ¦ 3QU LoRE | Red Flag Warning - Small Fires | 2025 | Financial | 0.0016314 | 948.5456 | 2025 | Control | 0.053 | 3 | 0 | esc | 0 | 0 | 0 | 0 | 0 | 0 | 0.055966 | 9.1305e-05
[79 empty] | WLDFR | HFTD - Distribution - Tier 2 - 4QU CoRE ¦ 4QU LoRE | Non-Red Flag Warning - Destructive Fires | 2023 | 0 | 0 | 0 | 0 | 9129.7461 | 233.2301 | 8896.516 | 0 | 0 | 533.5273 | 533.5273 | 533.5273 | 4.7138e-07 |  | 0 | 0 | 0 | 0 | 0.00025149 | 0.00025149 | 0 | 0.00025149 | 0.00025149 | 0 | 0.00025149 | 0.00025149 | [40 empty] | All EPR in 2020WLDFRSafety | WLDFR | HFTD - Distribution - Tier 2 - 2QU CoRE ¦ 3QU LoRE | Red Flag Warning - Small Fires | 2025 | Safety | 0.041187 | 948.5456 | 2025 | Control | 0.053 | 3 | 0 | esc | 0 | 0 | 0 | 0 | 0 | 0 | 0.055966 | 0.0023051
[79 empty] | WLDFR | HFTD - Distribution - Tier 2 - 4QU CoRE ¦ 4QU LoRE | Non-Red Flag Warning - Destructive Fires | 2024 | 0 | 0 | 0 | 0 | 9129.7461 | 233.2301 | 8896.516 | 0 | 0 | 0 | 533.5273 | 533.5273 | 4.7138e-07 |  | 0 | 0 | 0 | 0 | 0 | 0 | 0 | 0.00025149 | 0.00025149 | 0 | 0.00025149 | 0.00025149 | [40 empty] | All EPR in 2020WLDFRElectric Reliability | WLDFR | HFTD - Distribution - Tier 2 - 2QU CoRE ¦ 3QU LoRE | Seismic - Non-Red Flag Warning - Catastrophic Fires | 2021 | Electric Reliability | 409.2237 | 948.5456 | 2021 | Control | 0.1325 | 3 | 0 | esc | 0.15274 | 62.5039 | 0.15274 | 62.5039 | 0 | 0 | 0 | 0
[79 empty] | WLDFR | HFTD - Distribution - Tier 2 - 4QU CoRE ¦ 4QU LoRE | Non-Red Flag Warning - Destructive Fires | 2025 | 0 | 0 | 0 | 0 | 9129.7461 | 233.2301 | 8896.516 | 0 | 0 | 0 | 0 | 533.5273 | 4.7138e-07 |  | 0 | 0 | 0 | 0 | 0 | 0 | 0 | 0 | 0 | 0 | 0.00025149 | 0.00025149 | [40 empty] | All EPR in 2020WLDFRFinancial | WLDFR | HFTD - Distribution - Tier 2 - 2QU CoRE ¦ 3QU LoRE | Seismic - Non-Red Flag Warning - Catastrophic Fires | 2021 | Financial | 13469.0878 | 948.5456 | 2021 | Control | 0.053 | 3 | 0 | esc | 0.055966 | 753.8138 | 0.055966 | 753.8138 | 0 | 0 | 0 | 0
[79 empty] | WLDFR | HFTD - Distribution - Tier 2 - 4QU CoRE ¦ 4QU LoRE | Non-Red Flag Warning - Large Fires | 2020 | 0 | 0 | 0 | 0 | 5.2406 | 0.69642 | 2.942 | 1.6022 | 0.36069 | 0 | 0 | 0 | 1.426e-05 |  | 0 | 5.1433e-06 | 5.1433e-06 | 0 | 0 | 0 | 0 | 0 | 0 | 0 | 0 | 0 | [40 empty] | All EPR in 2020WLDFRSafety | WLDFR | HFTD - Distribution - Tier 2 - 2QU CoRE ¦ 3QU LoRE | Seismic - Non-Red Flag Warning - Catastrophic Fires | 2021 | Safety | 7205.5313 | 948.5456 | 2021 | Control | 0.053 | 3 | 0 | esc | 0.055966 | 403.2663 | 0.055966 | 403.2663 | 0 | 0 | 0 | 0
[79 empty] | WLDFR | HFTD - Distribution - Tier 2 - 4QU CoRE ¦ 4QU LoRE | Non-Red Flag Warning - Large Fires | 2021 | 0 | 0 | 0 | 0 | 5.2406 | 0.69642 | 2.942 | 1.6022 | 0.36069 | 0.36069 | 0 | 0 | 1.426e-05 |  | 0 | 5.1433e-06 | 5.1433e-06 | 0 | 5.1433e-06 | 5.1433e-06 | 0 | 0 | 0 | 0 | 0 | 0 | [40 empty] | All EPR in 2020WLDFRElectric Reliability | WLDFR | HFTD - Distribution - Tier 2 - 2QU CoRE ¦ 3QU LoRE | Seismic - Non-Red Flag Warning - Catastrophic Fires | 2022 | Electric Reliability | 409.2237 | 948.5456 | 2022 | Control | 0.1325 | 3 | 0 | esc | 0.15274 | 62.5039 | 0.15274 | 62.5039 | 0.15274 | 62.5039 | 0 | 0
[79 empty] | WLDFR | HFTD - Distribution - Tier 2 - 4QU CoRE ¦ 4QU LoRE | Non-Red Flag Warning - Large Fires | 2022 | 0 | 0 | 0 | 0 | 5.2406 | 0.69642 | 2.942 | 1.6022 | 0.36069 | 0.36069 | 0.36069 | 0 | 1.426e-05 |  | 0 | 5.1433e-06 | 5.1433e-06 | 0 | 5.1433e-06 | 5.1433e-06 | 0 | 5.1433e-06 | 5.1433e-06 | 0 | 0 | 0 | [40 empty] | All EPR in 2020WLDFRFinancial | WLDFR | HFTD - Distribution - Tier 2 - 2QU CoRE ¦ 3QU LoRE | Seismic - Non-Red Flag Warning - Catastrophic Fires | 2022 | Financial | 13469.0878 | 948.5456 | 2022 | Control | 0.053 | 3 | 0 | esc | 0.055966 | 753.8138 | 0.055966 | 753.8138 | 0.055966 | 753.8138 | 0 | 0
[79 empty] | WLDFR | HFTD - Distribution - Tier 2 - 4QU CoRE ¦ 4QU LoRE | Non-Red Flag Warning - Large Fires | 2023 | 0 | 0 | 0 | 0 | 5.475 | 0.71896 | 3.0715 | 1.6846 | 0 | 0.37599 | 0.37599 | 0.37599 | 1.426e-05 |  | 0 | 0 | 0 | 0 | 5.3616e-06 | 5.3616e-06 | 0 | 5.3616e-06 | 5.3616e-06 | 0 | 5.3616e-06 | 5.3616e-06 | [40 empty] | All EPR in 2020WLDFRSafety | WLDFR | HFTD - Distribution - Tier 2 - 2QU CoRE ¦ 3QU LoRE | Seismic - Non-Red Flag Warning - Catastrophic Fires | 2022 | Safety | 7205.5313 | 948.5456 | 2022 | Control | 0.053 | 3 | 0 | esc | 0.055966 | 403.2663 | 0.055966 | 403.2663 | 0.055966 | 403.2663 | 0 | 0
[79 empty] | WLDFR | HFTD - Distribution - Tier 2 - 4QU CoRE ¦ 4QU LoRE | Non-Red Flag Warning - Large Fires | 2024 | 0 | 0 | 0 | 0 | 5.475 | 0.71896 | 3.0715 | 1.6846 | 0 | 0 | 0.37599 | 0.37599 | 1.426e-05 |  | 0 | 0 | 0 | 0 | 0 | 0 | 0 | 5.3616e-06 | 5.3616e-06 | 0 | 5.3616e-06 | 5.3616e-06 | [40 empty] | All EPR in 2020WLDFRElectric Reliability | WLDFR | HFTD - Distribution - Tier 2 - 2QU CoRE ¦ 3QU LoRE | Seismic - Non-Red Flag Warning - Catastrophic Fires | 2023 | Electric Reliability | 428.6023 | 948.5456 | 2023 | Control | 0.1325 | 3 | 0 | esc | 0 | 0 | 0.15274 | 65.4638 | 0.15274 | 65.4638 | 0.15274 | 65.4638
[79 empty] | WLDFR | HFTD - Distribution - Tier 2 - 4QU CoRE ¦ 4QU LoRE | Non-Red Flag Warning - Large Fires | 2025 | 0 | 0 | 0 | 0 | 5.475 | 0.71896 | 3.0715 | 1.6846 | 0 | 0 | 0 | 0.37599 | 1.426e-05 |  | 0 | 0 | 0 | 0 | 0 | 0 | 0 | 0 | 0 | 0 | 5.3616e-06 | 5.3616e-06 | [40 empty] | All EPR in 2020WLDFRFinancial | WLDFR | HFTD - Distribution - Tier 2 - 2QU CoRE ¦ 3QU LoRE | Seismic - Non-Red Flag Warning - Catastrophic Fires | 2023 | Financial | 13939.561 | 948.5456 | 2023 | Control | 0.053 | 3 | 0 | esc | 0 | 0 | 0.055966 | 780.1444 | 0.055966 | 780.1444 | 0.055966 | 780.1444
[79 empty] | WLDFR | HFTD - Distribution - Tier 2 - 4QU CoRE ¦ 4QU LoRE | Non-Red Flag Warning - Small Fires | 2020 | 0 | 0 | 0 | 0 | 0.077901 | 0.036425 | 0.0015809 | 0.039895 | 0.0078847 | 0 | 0 | 0 | 0.0034753 |  | 0 | 2.7401e-05 | 2.7401e-05 | 0 | 0 | 0 | 0 | 0 | 0 | 0 | 0 | 0 | [40 empty] | All EPR in 2020WLDFRSafety | WLDFR | HFTD - Distribution - Tier 2 - 2QU CoRE ¦ 3QU LoRE | Seismic - Non-Red Flag Warning - Catastrophic Fires | 2023 | Safety | 7467.8148 | 948.5456 | 2023 | Control | 0.053 | 3 | 0 | esc | 0 | 0 | 0.055966 | 417.9453 | 0.055966 | 417.9453 | 0.055966 | 417.9453
[79 empty] | WLDFR | HFTD - Distribution - Tier 2 - 4QU CoRE ¦ 4QU LoRE | Non-Red Flag Warning - Small Fires | 2021 | 0 | 0 | 0 | 0 | 0.077901 | 0.036425 | 0.0015809 | 0.039895 | 0.0078847 | 0.0078847 | 0 | 0 | 0.0034753 |  | 0 | 2.7401e-05 | 2.7401e-05 | 0 | 2.7401e-05 | 2.7401e-05 | 0 | 0 | 0 | 0 | 0 | 0 | [40 empty] | All EPR in 2020WLDFRElectric Reliability | WLDFR | HFTD - Distribution - Tier 2 - 2QU CoRE ¦ 3QU LoRE | Seismic - Non-Red Flag Warning - Catastrophic Fires | 2024 | Electric Reliability | 428.6023 | 948.5456 | 2024 | Control | 0.1325 | 3 | 0 | esc | 0 | 0 | 0 | 0 | 0.15274 | 65.4638 | 0.15274 | 65.4638
[79 empty] | WLDFR | HFTD - Distribution - Tier 2 - 4QU CoRE ¦ 4QU LoRE | Non-Red Flag Warning - Small Fires | 2022 | 0 | 0 | 0 | 0 | 0.077901 | 0.036425 | 0.0015809 | 0.039895 | 0.0078847 | 0.0078847 | 0.0078847 | 0 | 0.0034753 |  | 0 | 2.7401e-05 | 2.7401e-05 | 0 | 2.7401e-05 | 2.7401e-05 | 0 | 2.7401e-05 | 2.7401e-05 | 0 | 0 | 0 | [40 empty] | All EPR in 2020WLDFRFinancial | WLDFR | HFTD - Distribution - Tier 2 - 2QU CoRE ¦ 3QU LoRE | Seismic - Non-Red Flag Warning - Catastrophic Fires | 2024 | Financial | 13939.561 | 948.5456 | 2024 | Control | 0.053 | 3 | 0 | esc | 0 | 0 | 0 | 0 | 0.055966 | 780.1444 | 0.055966 | 780.1444
[79 empty] | WLDFR | HFTD - Distribution - Tier 2 - 4QU CoRE ¦ 4QU LoRE | Non-Red Flag Warning - Small Fires | 2023 | 0 | 0 | 0 | 0 | 0.080408 | 0.03759 | 0.0016314 | 0.041187 | 0 | 0.0081378 | 0.0081378 | 0.0081378 | 0.0034753 |  | 0 | 0 | 0 | 0 | 2.8281e-05 | 2.8281e-05 | 0 | 2.8281e-05 | 2.8281e-05 | 0 | 2.8281e-05 | 2.8281e-05 | [40 empty] | All EPR in 2020WLDFRSafety | WLDFR | HFTD - Distribution - Tier 2 - 2QU CoRE ¦ 3QU LoRE | Seismic - Non-Red Flag Warning - Catastrophic Fires | 2024 | Safety | 7467.8148 | 948.5456 | 2024 | Control | 0.053 | 3 | 0 | esc | 0 | 0 | 0 | 0 | 0.055966 | 417.9453 | 0.055966 | 417.9453
[79 empty] | WLDFR | HFTD - Distribution - Tier 2 - 4QU CoRE ¦ 4QU LoRE | Non-Red Flag Warning - Small Fires | 2024 | 0 | 0 | 0 | 0 | 0.080408 | 0.03759 | 0.0016314 | 0.041187 | 0 | 0 | 0.0081378 | 0.0081378 | 0.0034753 |  | 0 | 0 | 0 | 0 | 0 | 0 | 0 | 2.8281e-05 | 2.8281e-05 | 0 | 2.8281e-05 | 2.8281e-05 | [40 empty] | All EPR in 2020WLDFRElectric Reliability | WLDFR | HFTD - Distribution - Tier 2 - 2QU CoRE ¦ 3QU LoRE | Seismic - Non-Red Flag Warning - Catastrophic Fires | 2025 | Electric Reliability | 428.6023 | 948.5456 | 2025 | Control | 0.1325 | 3 | 0 | esc | 0 | 0 | 0 | 0 | 0 | 0 | 0.15274 | 65.4638
[79 empty] | WLDFR | HFTD - Distribution - Tier 2 - 4QU CoRE ¦ 4QU LoRE | Non-Red Flag Warning - Small Fires | 2025 | 0 | 0 | 0 | 0 | 0.080408 | 0.03759 | 0.0016314 | 0.041187 | 0 | 0 | 0 | 0.0081378 | 0.0034753 |  | 0 | 0 | 0 | 0 | 0 | 0 | 0 | 0 | 0 | 0 | 2.8281e-05 | 2.8281e-05 | [40 empty] | All EPR in 2020WLDFRFinancial | WLDFR | HFTD - Distribution - Tier 2 - 2QU CoRE ¦ 3QU LoRE | Seismic - Non-Red Flag Warning - Catastrophic Fires | 2025 | Financial | 13939.561 | 948.5456 | 2025 | Control | 0.053 | 3 | 0 | esc | 0 | 0 | 0 | 0 | 0 | 0 | 0.055966 | 780.1444
[79 empty] | WLDFR | HFTD - Distribution - Tier 2 - 4QU CoRE ¦ 4QU LoRE | Red Flag Warning - Catastrophic Fires | 2020 | 0 | 0 | 0 | 0 | 14146.1306 | 222.2294 | 8585.7228 | 5338.1784 | 813.2108 | 0 | 0 | 0 | 7.5532e-06 |  | 0 | 0.0061423 | 0.0061423 | 0 | 0 | 0 | 0 | 0 | 0 | 0 | 0 | 0 | [40 empty] | All EPR in 2020WLDFRSafety | WLDFR | HFTD - Distribution - Tier 2 - 2QU CoRE ¦ 3QU LoRE | Seismic - Non-Red Flag Warning - Catastrophic Fires | 2025 | Safety | 7467.8148 | 948.5456 | 2025 | Control | 0.053 | 3 | 0 | esc | 0 | 0 | 0 | 0 | 0 | 0 | 0.055966 | 417.9453
[79 empty] | WLDFR | HFTD - Distribution - Tier 2 - 4QU CoRE ¦ 4QU LoRE | Red Flag Warning - Catastrophic Fires | 2021 | 0 | 0 | 0 | 0 | 14146.1306 | 222.2294 | 8585.7228 | 5338.1784 | 813.2108 | 813.2108 | 0 | 0 | 7.5532e-06 |  | 0 | 0.0061423 | 0.0061423 | 0 | 0.0061423 | 0.0061423 | 0 | 0 | 0 | 0 | 0 | 0 | [40 empty] | All EPR in 2020WLDFRElectric Reliability | WLDFR | HFTD - Distribution - Tier 2 - 2QU CoRE ¦ 3QU LoRE | Seismic - Red Flag Warning - Catastrophic Fires | 2021 | Electric Reliability | 409.2237 | 948.5456 | 2021 | Control | 0.1325 | 3 | 0 | esc | 0.15274 | 62.5039 | 0.15274 | 62.5039 | 0 | 0 | 0 | 0
[79 empty] | WLDFR | HFTD - Distribution - Tier 2 - 4QU CoRE ¦ 4QU LoRE | Red Flag Warning - Catastrophic Fires | 2022 | 0 | 0 | 0 | 0 | 14146.1306 | 222.2294 | 8585.7228 | 5338.1784 | 813.2108 | 813.2108 | 813.2108 | 0 | 7.5532e-06 |  | 0 | 0.0061423 | 0.0061423 | 0 | 0.0061423 | 0.0061423 | 0 | 0.0061423 | 0.0061423 | 0 | 0 | 0 | [40 empty] | All EPR in 2020WLDFRFinancial | WLDFR | HFTD - Distribution - Tier 2 - 2QU CoRE ¦ 3QU LoRE | Seismic - Red Flag Warning - Catastrophic Fires | 2021 | Financial | 13469.0878 | 948.5456 | 2021 | Control | 0.053 | 3 | 0 | esc | 0.055966 | 753.8138 | 0.055966 | 753.8138 | 0 | 0 | 0 | 0
[79 empty] | WLDFR | HFTD - Distribution - Tier 2 - 4QU CoRE ¦ 4QU LoRE | Red Flag Warning - Catastrophic Fires | 2023 | 0 | 0 | 0 | 0 | 14664.6376 | 233.2301 | 8896.516 | 5534.8915 | 0 | 843.2942 | 843.2942 | 843.2942 | 7.5532e-06 |  | 0 | 0 | 0 | 0 | 0.0063695 | 0.0063695 | 0 | 0.0063695 | 0.0063695 | 0 | 0.0063695 | 0.0063695 | [40 empty] | All EPR in 2020WLDFRSafety | WLDFR | HFTD - Distribution - Tier 2 - 2QU CoRE ¦ 3QU LoRE | Seismic - Red Flag Warning - Catastrophic Fires | 2021 | Safety | 7205.5313 | 948.5456 | 2021 | Control | 0.053 | 3 | 0 | esc | 0.055966 | 403.2663 | 0.055966 | 403.2663 | 0 | 0 | 0 | 0
[79 empty] | WLDFR | HFTD - Distribution - Tier 2 - 4QU CoRE ¦ 4QU LoRE | Red Flag Warning - Catastrophic Fires | 2024 | 0 | 0 | 0 | 0 | 14664.6376 | 233.2301 | 8896.516 | 5534.8915 | 0 | 0 | 843.2942 | 843.2942 | 7.5532e-06 |  | 0 | 0 | 0 | 0 | 0 | 0 | 0 | 0.0063695 | 0.0063695 | 0 | 0.0063695 | 0.0063695 | [40 empty] | All EPR in 2020WLDFRElectric Reliability | WLDFR | HFTD - Distribution - Tier 2 - 2QU CoRE ¦ 3QU LoRE | Seismic - Red Flag Warning - Catastrophic Fires | 2022 | Electric Reliability | 409.2237 | 948.5456 | 2022 | Control | 0.1325 | 3 | 0 | esc | 0.15274 | 62.5039 | 0.15274 | 62.5039 | 0.15274 | 62.5039 | 0 | 0
[79 empty] | WLDFR | HFTD - Distribution - Tier 2 - 4QU CoRE ¦ 4QU LoRE | Red Flag Warning - Catastrophic Fires | 2025 | 0 | 0 | 0 | 0 | 14664.6376 | 233.2301 | 8896.516 | 5534.8915 | 0 | 0 | 0 | 843.2942 | 7.5532e-06 |  | 0 | 0 | 0 | 0 | 0 | 0 | 0 | 0 | 0 | 0 | 0.0063695 | 0.0063695 | [40 empty] | All EPR in 2020WLDFRFinancial | WLDFR | HFTD - Distribution - Tier 2 - 2QU CoRE ¦ 3QU LoRE | Seismic - Red Flag Warning - Catastrophic Fires | 2022 | Financial | 13469.0878 | 948.5456 | 2022 | Control | 0.053 | 3 | 0 | esc | 0.055966 | 753.8138 | 0.055966 | 753.8138 | 0.055966 | 753.8138 | 0 | 0
[79 empty] | WLDFR | HFTD - Distribution - Tier 2 - 4QU CoRE ¦ 4QU LoRE | Red Flag Warning - Destructive Fires | 2020 | 0 | 0 | 0 | 0 | 8807.9522 | 222.2294 | 8585.7228 | 0 | 514.4532 | 0 | 0 | 0 | 1.2855e-06 |  | 0 | 0.00066134 | 0.00066134 | 0 | 0 | 0 | 0 | 0 | 0 | 0 | 0 | 0 | [40 empty] | All EPR in 2020WLDFRSafety | WLDFR | HFTD - Distribution - Tier 2 - 2QU CoRE ¦ 3QU LoRE | Seismic - Red Flag Warning - Catastrophic Fires | 2022 | Safety | 7205.5313 | 948.5456 | 2022 | Control | 0.053 | 3 | 0 | esc | 0.055966 | 403.2663 | 0.055966 | 403.2663 | 0.055966 | 403.2663 | 0 | 0
[79 empty] | WLDFR | HFTD - Distribution - Tier 2 - 4QU CoRE ¦ 4QU LoRE | Red Flag Warning - Destructive Fires | 2021 | 0 | 0 | 0 | 0 | 8807.9522 | 222.2294 | 8585.7228 | 0 | 514.4532 | 514.4532 | 0 | 0 | 1.2855e-06 |  | 0 | 0.00066134 | 0.00066134 | 0 | 0.00066134 | 0.00066134 | 0 | 0 | 0 | 0 | 0 | 0 | [40 empty] | All EPR in 2020WLDFRElectric Reliability | WLDFR | HFTD - Distribution - Tier 2 - 2QU CoRE ¦ 3QU LoRE | Seismic - Red Flag Warning - Catastrophic Fires | 2023 | Electric Reliability | 428.6023 | 948.5456 | 2023 | Control | 0.1325 | 3 | 0 | esc | 0 | 0 | 0.15274 | 65.4638 | 0.15274 | 65.4638 | 0.15274 | 65.4638
[79 empty] | WLDFR | HFTD - Distribution - Tier 2 - 4QU CoRE ¦ 4QU LoRE | Red Flag Warning - Destructive Fires | 2022 | 0 | 0 | 0 | 0 | 8807.9522 | 222.2294 | 8585.7228 | 0 | 514.4532 | 514.4532 | 514.4532 | 0 | 1.2855e-06 |  | 0 | 0.00066134 | 0.00066134 | 0 | 0.00066134 | 0.00066134 | 0 | 0.00066134 | 0.00066134 | 0 | 0 | 0 | [40 empty] | All EPR in 2020WLDFRFinancial | WLDFR | HFTD - Distribution - Tier 2 - 2QU CoRE ¦ 3QU LoRE | Seismic - Red Flag Warning - Catastrophic Fires | 2023 | Financial | 13939.561 | 948.5456 | 2023 | Control | 0.053 | 3 | 0 | esc | 0 | 0 | 0.055966 | 780.1444 | 0.055966 | 780.1444 | 0.055966 | 780.1444
[79 empty] | WLDFR | HFTD - Distribution - Tier 2 - 4QU CoRE ¦ 4QU LoRE | Red Flag Warning - Destructive Fires | 2023 | 0 | 0 | 0 | 0 | 9129.7461 | 233.2301 | 8896.516 | 0 | 0 | 533.5273 | 533.5273 | 533.5273 | 1.2855e-06 |  | 0 | 0 | 0 | 0 | 0.00068586 | 0.00068586 | 0 | 0.00068586 | 0.00068586 | 0 | 0.00068586 | 0.00068586 | [40 empty] | All EPR in 2020WLDFRSafety | WLDFR | HFTD - Distribution - Tier 2 - 2QU CoRE ¦ 3QU LoRE | Seismic - Red Flag Warning - Catastrophic Fires | 2023 | Safety | 7467.8148 | 948.5456 | 2023 | Control | 0.053 | 3 | 0 | esc | 0 | 0 | 0.055966 | 417.9453 | 0.055966 | 417.9453 | 0.055966 | 417.9453
[79 empty] | WLDFR | HFTD - Distribution - Tier 2 - 4QU CoRE ¦ 4QU LoRE | Red Flag Warning - Destructive Fires | 2024 | 0 | 0 | 0 | 0 | 9129.7461 | 233.2301 | 8896.516 | 0 | 0 | 0 | 533.5273 | 533.5273 | 1.2855e-06 |  | 0 | 0 | 0 | 0 | 0 | 0 | 0 | 0.00068586 | 0.00068586 | 0 | 0.00068586 | 0.00068586 | [40 empty] | All EPR in 2020WLDFRElectric Reliability | WLDFR | HFTD - Distribution - Tier 2 - 2QU CoRE ¦ 3QU LoRE | Seismic - Red Flag Warning - Catastrophic Fires | 2024 | Electric Reliability | 428.6023 | 948.5456 | 2024 | Control | 0.1325 | 3 | 0 | esc | 0 | 0 | 0 | 0 | 0.15274 | 65.4638 | 0.15274 | 65.4638
[79 empty] | WLDFR | HFTD - Distribution - Tier 2 - 4QU CoRE ¦ 4QU LoRE | Red Flag Warning - Destructive Fires | 2025 | 0 | 0 | 0 | 0 | 9129.7461 | 233.2301 | 8896.516 | 0 | 0 | 0 | 0 | 533.5273 | 1.2855e-06 |  | 0 | 0 | 0 | 0 | 0 | 0 | 0 | 0 | 0 | 0 | 0.00068586 | 0.00068586 | [40 empty] | All EPR in 2020WLDFRFinancial | WLDFR | HFTD - Distribution - Tier 2 - 2QU CoRE ¦ 3QU LoRE | Seismic - Red Flag Warning - Catastrophic Fires | 2024 | Financial | 13939.561 | 948.5456 | 2024 | Control | 0.053 | 3 | 0 | esc | 0 | 0 | 0 | 0 | 0.055966 | 780.1444 | 0.055966 | 780.1444
[79 empty] | WLDFR | HFTD - Distribution - Tier 2 - 4QU CoRE ¦ 4QU LoRE | Red Flag Warning - Large Fires | 2020 | 0 | 0 | 0 | 0 | 5.2406 | 0.69642 | 2.942 | 1.6022 | 0.36069 | 0 | 0 | 0 | 2.5836e-05 |  | 0 | 9.3189e-06 | 9.3189e-06 | 0 | 0 | 0 | 0 | 0 | 0 | 0 | 0 | 0 | [40 empty] | All EPR in 2020WLDFRSafety | WLDFR | HFTD - Distribution - Tier 2 - 2QU CoRE ¦ 3QU LoRE | Seismic - Red Flag Warning - Catastrophic Fires | 2024 | Safety | 7467.8148 | 948.5456 | 2024 | Control | 0.053 | 3 | 0 | esc | 0 | 0 | 0 | 0 | 0.055966 | 417.9453 | 0.055966 | 417.9453
[79 empty] | WLDFR | HFTD - Distribution - Tier 2 - 4QU CoRE ¦ 4QU LoRE | Red Flag Warning - Large Fires | 2021 | 0 | 0 | 0 | 0 | 5.2406 | 0.69642 | 2.942 | 1.6022 | 0.36069 | 0.36069 | 0 | 0 | 2.5836e-05 |  | 0 | 9.3189e-06 | 9.3189e-06 | 0 | 9.3189e-06 | 9.3189e-06 | 0 | 0 | 0 | 0 | 0 | 0 | [40 empty] | All EPR in 2020WLDFRElectric Reliability | WLDFR | HFTD - Distribution - Tier 2 - 2QU CoRE ¦ 3QU LoRE | Seismic - Red Flag Warning - Catastrophic Fires | 2025 | Electric Reliability | 428.6023 | 948.5456 | 2025 | Control | 0.1325 | 3 | 0 | esc | 0 | 0 | 0 | 0 | 0 | 0 | 0.15274 | 65.4638
[79 empty] | WLDFR | HFTD - Distribution - Tier 2 - 4QU CoRE ¦ 4QU LoRE | Red Flag Warning - Large Fires | 2022 | 0 | 0 | 0 | 0 | 5.2406 | 0.69642 | 2.942 | 1.6022 | 0.36069 | 0.36069 | 0.36069 | 0 | 2.5836e-05 |  | 0 | 9.3189e-06 | 9.3189e-06 | 0 | 9.3189e-06 | 9.3189e-06 | 0 | 9.3189e-06 | 9.3189e-06 | 0 | 0 | 0 | [40 empty] | All EPR in 2020WLDFRFinancial | WLDFR | HFTD - Distribution - Tier 2 - 2QU CoRE ¦ 3QU LoRE | Seismic - Red Flag Warning - Catastrophic Fires | 2025 | Financial | 13939.561 | 948.5456 | 2025 | Control | 0.053 | 3 | 0 | esc | 0 | 0 | 0 | 0 | 0 | 0 | 0.055966 | 780.1444
[79 empty] | WLDFR | HFTD - Distribution - Tier 2 - 4QU CoRE ¦ 4QU LoRE | Red Flag Warning - Large Fires | 2023 | 0 | 0 | 0 | 0 | 5.475 | 0.71896 | 3.0715 | 1.6846 | 0 | 0.37599 | 0.37599 | 0.37599 | 2.5836e-05 |  | 0 | 0 | 0 | 0 | 9.7143e-06 | 9.7143e-06 | 0 | 9.7143e-06 | 9.7143e-06 | 0 | 9.7143e-06 | 9.7143e-06 | [40 empty] | All EPR in 2020WLDFRSafety | WLDFR | HFTD - Distribution - Tier 2 - 2QU CoRE ¦ 3QU LoRE | Seismic - Red Flag Warning - Catastrophic Fires | 2025 | Safety | 7467.8148 | 948.5456 | 2025 | Control | 0.053 | 3 | 0 | esc | 0 | 0 | 0 | 0 | 0 | 0 | 0.055966 | 417.9453
[79 empty] | WLDFR | HFTD - Distribution - Tier 2 - 4QU CoRE ¦ 4QU LoRE | Red Flag Warning - Large Fires | 2024 | 0 | 0 | 0 | 0 | 5.475 | 0.71896 | 3.0715 | 1.6846 | 0 | 0 | 0.37599 | 0.37599 | 2.5836e-05 |  | 0 | 0 | 0 | 0 | 0 | 0 | 0 | 9.7143e-06 | 9.7143e-06 | 0 | 9.7143e-06 | 9.7143e-06 | [40 empty] | All EPR in 2020WLDFRElectric Reliability | WLDFR | HFTD - Distribution - Tier 2 - 2QU CoRE ¦ 4QU LoRE | Non-Red Flag Warning - Catastrophic Fires | 2021 | Electric Reliability | 222.2294 | 1130.0763 | 2021 | Control | 0.1325 | 3 | 0 | esc | 0.15274 | 33.9428 | 0.15274 | 33.9428 | 0 | 0 | 0 | 0
[79 empty] | WLDFR | HFTD - Distribution - Tier 2 - 4QU CoRE ¦ 4QU LoRE | Red Flag Warning - Large Fires | 2025 | 0 | 0 | 0 | 0 | 5.475 | 0.71896 | 3.0715 | 1.6846 | 0 | 0 | 0 | 0.37599 | 2.5836e-05 |  | 0 | 0 | 0 | 0 | 0 | 0 | 0 | 0 | 0 | 0 | 9.7143e-06 | 9.7143e-06 | [40 empty] | All EPR in 2020WLDFRFinancial | WLDFR | HFTD - Distribution - Tier 2 - 2QU CoRE ¦ 4QU LoRE | Non-Red Flag Warning - Catastrophic Fires | 2021 | Financial | 8585.7228 | 1130.0763 | 2021 | Control | 0.053 | 3 | 0 | esc | 0.055966 | 480.5104 | 0.055966 | 480.5104 | 0 | 0 | 0 | 0
[79 empty] | WLDFR | HFTD - Distribution - Tier 2 - 4QU CoRE ¦ 4QU LoRE | Red Flag Warning - Small Fires | 2020 | 0 | 0 | 0 | 0 | 0.077901 | 0.036425 | 0.0015809 | 0.039895 | 0.0078847 | 0 | 0 | 0 | 0.0004433 |  | 0 | 3.4953e-06 | 3.4953e-06 | 0 | 0 | 0 | 0 | 0 | 0 | 0 | 0 | 0 | [40 empty] | All EPR in 2020WLDFRSafety | WLDFR | HFTD - Distribution - Tier 2 - 2QU CoRE ¦ 4QU LoRE | Non-Red Flag Warning - Catastrophic Fires | 2021 | Safety | 5338.1784 | 1130.0763 | 2021 | Control | 0.053 | 3 | 0 | esc | 0.055966 | 298.7576 | 0.055966 | 298.7576 | 0 | 0 | 0 | 0
[79 empty] | WLDFR | HFTD - Distribution - Tier 2 - 4QU CoRE ¦ 4QU LoRE | Red Flag Warning - Small Fires | 2021 | 0 | 0 | 0 | 0 | 0.077901 | 0.036425 | 0.0015809 | 0.039895 | 0.0078847 | 0.0078847 | 0 | 0 | 0.0004433 |  | 0 | 3.4953e-06 | 3.4953e-06 | 0 | 3.4953e-06 | 3.4953e-06 | 0 | 0 | 0 | 0 | 0 | 0 | [40 empty] | All EPR in 2020WLDFRElectric Reliability | WLDFR | HFTD - Distribution - Tier 2 - 2QU CoRE ¦ 4QU LoRE | Non-Red Flag Warning - Catastrophic Fires | 2022 | Electric Reliability | 222.2294 | 1130.0763 | 2022 | Control | 0.1325 | 3 | 0 | esc | 0.15274 | 33.9428 | 0.15274 | 33.9428 | 0.15274 | 33.9428 | 0 | 0
[79 empty] | WLDFR | HFTD - Distribution - Tier 2 - 4QU CoRE ¦ 4QU LoRE | Red Flag Warning - Small Fires | 2022 | 0 | 0 | 0 | 0 | 0.077901 | 0.036425 | 0.0015809 | 0.039895 | 0.0078847 | 0.0078847 | 0.0078847 | 0 | 0.0004433 |  | 0 | 3.4953e-06 | 3.4953e-06 | 0 | 3.4953e-06 | 3.4953e-06 | 0 | 3.4953e-06 | 3.4953e-06 | 0 | 0 | 0 | [40 empty] | All EPR in 2020WLDFRFinancial | WLDFR | HFTD - Distribution - Tier 2 - 2QU CoRE ¦ 4QU LoRE | Non-Red Flag Warning - Catastrophic Fires | 2022 | Financial | 8585.7228 | 1130.0763 | 2022 | Control | 0.053 | 3 | 0 | esc | 0.055966 | 480.5104 | 0.055966 | 480.5104 | 0.055966 | 480.5104 | 0 | 0
[79 empty] | WLDFR | HFTD - Distribution - Tier 2 - 4QU CoRE ¦ 4QU LoRE | Red Flag Warning - Small Fires | 2023 | 0 | 0 | 0 | 0 | 0.080408 | 0.03759 | 0.0016314 | 0.041187 | 0 | 0.0081378 | 0.0081378 | 0.0081378 | 0.0004433 |  | 0 | 0 | 0 | 0 | 3.6075e-06 | 3.6075e-06 | 0 | 3.6075e-06 | 3.6075e-06 | 0 | 3.6075e-06 | 3.6075e-06 | [40 empty] | All EPR in 2020WLDFRSafety | WLDFR | HFTD - Distribution - Tier 2 - 2QU CoRE ¦ 4QU LoRE | Non-Red Flag Warning - Catastrophic Fires | 2022 | Safety | 5338.1784 | 1130.0763 | 2022 | Control | 0.053 | 3 | 0 | esc | 0.055966 | 298.7576 | 0.055966 | 298.7576 | 0.055966 | 298.7576 | 0 | 0
[79 empty] | WLDFR | HFTD - Distribution - Tier 2 - 4QU CoRE ¦ 4QU LoRE | Red Flag Warning - Small Fires | 2024 | 0 | 0 | 0 | 0 | 0.080408 | 0.03759 | 0.0016314 | 0.041187 | 0 | 0 | 0.0081378 | 0.0081378 | 0.0004433 |  | 0 | 0 | 0 | 0 | 0 | 0 | 0 | 3.6075e-06 | 3.6075e-06 | 0 | 3.6075e-06 | 3.6075e-06 | [40 empty] | All EPR in 2020WLDFRElectric Reliability | WLDFR | HFTD - Distribution - Tier 2 - 2QU CoRE ¦ 4QU LoRE | Non-Red Flag Warning - Catastrophic Fires | 2023 | Electric Reliability | 233.2301 | 1130.0763 | 2023 | Control | 0.1325 | 3 | 0 | esc | 0 | 0 | 0.15274 | 35.623 | 0.15274 | 35.623 | 0.15274 | 35.623
[79 empty] | WLDFR | HFTD - Distribution - Tier 2 - 4QU CoRE ¦ 4QU LoRE | Red Flag Warning - Small Fires | 2025 | 0 | 0 | 0 | 0 | 0.080408 | 0.03759 | 0.0016314 | 0.041187 | 0 | 0 | 0 | 0.0081378 | 0.0004433 |  | 0 | 0 | 0 | 0 | 0 | 0 | 0 | 0 | 0 | 0 | 3.6075e-06 | 3.6075e-06 | [40 empty] | All EPR in 2020WLDFRFinancial | WLDFR | HFTD - Distribution - Tier 2 - 2QU CoRE ¦ 4QU LoRE | Non-Red Flag Warning - Catastrophic Fires | 2023 | Financial | 8896.516 | 1130.0763 | 2023 | Control | 0.053 | 3 | 0 | esc | 0 | 0 | 0.055966 | 497.9043 | 0.055966 | 497.9043 | 0.055966 | 497.9043
[79 empty] | WLDFR | HFTD - Distribution - Tier 2 - 4QU CoRE ¦ 4QU LoRE | Seismic - Non-Red Flag Warning - Catastrophic Fires | 2020 | 0 | 0 | 0 | 0 | 21083.8428 | 409.2237 | 13469.0878 | 7205.5313 | 1219.584 | 0 | 0 | 0 | 4.5297e-10 |  | 0 | 5.5244e-07 | 5.5244e-07 | 0 | 0 | 0 | 0 | 0 | 0 | 0 | 0 | 0 | [40 empty] | All EPR in 2020WLDFRSafety | WLDFR | HFTD - Distribution - Tier 2 - 2QU CoRE ¦ 4QU LoRE | Non-Red Flag Warning - Catastrophic Fires | 2023 | Safety | 5534.8915 | 1130.0763 | 2023 | Control | 0.053 | 3 | 0 | esc | 0 | 0 | 0.055966 | 309.7669 | 0.055966 | 309.7669 | 0.055966 | 309.7669
[79 empty] | WLDFR | HFTD - Distribution - Tier 2 - 4QU CoRE ¦ 4QU LoRE | Seismic - Non-Red Flag Warning - Catastrophic Fires | 2021 | 0 | 0 | 0 | 0 | 21083.8428 | 409.2237 | 13469.0878 | 7205.5313 | 1219.584 | 1219.584 | 0 | 0 | 4.5297e-10 |  | 0 | 5.5244e-07 | 5.5244e-07 | 0 | 5.5244e-07 | 5.5244e-07 | 0 | 0 | 0 | 0 | 0 | 0 | [40 empty] | All EPR in 2020WLDFRElectric Reliability | WLDFR | HFTD - Distribution - Tier 2 - 2QU CoRE ¦ 4QU LoRE | Non-Red Flag Warning - Catastrophic Fires | 2024 | Electric Reliability | 233.2301 | 1130.0763 | 2024 | Control | 0.1325 | 3 | 0 | esc | 0 | 0 | 0 | 0 | 0.15274 | 35.623 | 0.15274 | 35.623
[79 empty] | WLDFR | HFTD - Distribution - Tier 2 - 4QU CoRE ¦ 4QU LoRE | Seismic - Non-Red Flag Warning - Catastrophic Fires | 2022 | 0 | 0 | 0 | 0 | 21083.8428 | 409.2237 | 13469.0878 | 7205.5313 | 1219.584 | 1219.584 | 1219.584 | 0 | 4.5297e-10 |  | 0 | 5.5244e-07 | 5.5244e-07 | 0 | 5.5244e-07 | 5.5244e-07 | 0 | 5.5244e-07 | 5.5244e-07 | 0 | 0 | 0 | [40 empty] | All EPR in 2020WLDFRFinancial | WLDFR | HFTD - Distribution - Tier 2 - 2QU CoRE ¦ 4QU LoRE | Non-Red Flag Warning - Catastrophic Fires | 2024 | Financial | 8896.516 | 1130.0763 | 2024 | Control | 0.053 | 3 | 0 | esc | 0 | 0 | 0 | 0 | 0.055966 | 497.9043 | 0.055966 | 497.9043
[79 empty] | WLDFR | HFTD - Distribution - Tier 2 - 4QU CoRE ¦ 4QU LoRE | Seismic - Non-Red Flag Warning - Catastrophic Fires | 2023 | 0 | 0 | 0 | 0 | 21835.9781 | 428.6023 | 13939.561 | 7467.8148 | 0 | 1263.5534 | 1263.5534 | 1263.5534 | 4.5297e-10 |  | 0 | 0 | 0 | 0 | 5.7236e-07 | 5.7236e-07 | 0 | 5.7236e-07 | 5.7236e-07 | 0 | 5.7236e-07 | 5.7236e-07 | [40 empty] | All EPR in 2020WLDFRSafety | WLDFR | HFTD - Distribution - Tier 2 - 2QU CoRE ¦ 4QU LoRE | Non-Red Flag Warning - Catastrophic Fires | 2024 | Safety | 5534.8915 | 1130.0763 | 2024 | Control | 0.053 | 3 | 0 | esc | 0 | 0 | 0 | 0 | 0.055966 | 309.7669 | 0.055966 | 309.7669
[79 empty] | WLDFR | HFTD - Distribution - Tier 2 - 4QU CoRE ¦ 4QU LoRE | Seismic - Non-Red Flag Warning - Catastrophic Fires | 2024 | 0 | 0 | 0 | 0 | 21835.9781 | 428.6023 | 13939.561 | 7467.8148 | 0 | 0 | 1263.5534 | 1263.5534 | 4.5297e-10 |  | 0 | 0 | 0 | 0 | 0 | 0 | 0 | 5.7236e-07 | 5.7236e-07 | 0 | 5.7236e-07 | 5.7236e-07 | [40 empty] | All EPR in 2020WLDFRElectric Reliability | WLDFR | HFTD - Distribution - Tier 2 - 2QU CoRE ¦ 4QU LoRE | Non-Red Flag Warning - Catastrophic Fires | 2025 | Electric Reliability | 233.2301 | 1130.0763 | 2025 | Control | 0.1325 | 3 | 0 | esc | 0 | 0 | 0 | 0 | 0 | 0 | 0.15274 | 35.623
[79 empty] | WLDFR | HFTD - Distribution - Tier 2 - 4QU CoRE ¦ 4QU LoRE | Seismic - Non-Red Flag Warning - Catastrophic Fires | 2025 | 0 | 0 | 0 | 0 | 21835.9781 | 428.6023 | 13939.561 | 7467.8148 | 0 | 0 | 0 | 1263.5534 | 4.5297e-10 |  | 0 | 0 | 0 | 0 | 0 | 0 | 0 | 0 | 0 | 0 | 5.7236e-07 | 5.7236e-07 | [40 empty] | All EPR in 2020WLDFRFinancial | WLDFR | HFTD - Distribution - Tier 2 - 2QU CoRE ¦ 4QU LoRE | Non-Red Flag Warning - Catastrophic Fires | 2025 | Financial | 8896.516 | 1130.0763 | 2025 | Control | 0.053 | 3 | 0 | esc | 0 | 0 | 0 | 0 | 0 | 0 | 0.055966 | 497.9043
[79 empty] | WLDFR | HFTD - Distribution - Tier 2 - 4QU CoRE ¦ 4QU LoRE | Seismic - Red Flag Warning - Catastrophic Fires | 2020 | 0 | 0 | 0 | 0 | 21083.8428 | 409.2237 | 13469.0878 | 7205.5313 | 1219.584 | 0 | 0 | 0 | 1.9536e-08 |  | 0 | 2.3826e-05 | 2.3826e-05 | 0 | 0 | 0 | 0 | 0 | 0 | 0 | 0 | 0 | [40 empty] | All EPR in 2020WLDFRSafety | WLDFR | HFTD - Distribution - Tier 2 - 2QU CoRE ¦ 4QU LoRE | Non-Red Flag Warning - Catastrophic Fires | 2025 | Safety | 5534.8915 | 1130.0763 | 2025 | Control | 0.053 | 3 | 0 | esc | 0 | 0 | 0 | 0 | 0 | 0 | 0.055966 | 309.7669
[79 empty] | WLDFR | HFTD - Distribution - Tier 2 - 4QU CoRE ¦ 4QU LoRE | Seismic - Red Flag Warning - Catastrophic Fires | 2021 | 0 | 0 | 0 | 0 | 21083.8428 | 409.2237 | 13469.0878 | 7205.5313 | 1219.584 | 1219.584 | 0 | 0 | 1.9536e-08 |  | 0 | 2.3826e-05 | 2.3826e-05 | 0 | 2.3826e-05 | 2.3826e-05 | 0 | 0 | 0 | 0 | 0 | 0 | [40 empty] | All EPR in 2020WLDFRElectric Reliability | WLDFR | HFTD - Distribution - Tier 2 - 2QU CoRE ¦ 4QU LoRE | Non-Red Flag Warning - Destructive Fires | 2021 | Electric Reliability | 222.2294 | 1130.0763 | 2021 | Control | 0.1325 | 3 | 0 | esc | 0.15274 | 33.9428 | 0.15274 | 33.9428 | 0 | 0 | 0 | 0
[79 empty] | WLDFR | HFTD - Distribution - Tier 2 - 4QU CoRE ¦ 4QU LoRE | Seismic - Red Flag Warning - Catastrophic Fires | 2022 | 0 | 0 | 0 | 0 | 21083.8428 | 409.2237 | 13469.0878 | 7205.5313 | 1219.584 | 1219.584 | 1219.584 | 0 | 1.9536e-08 |  | 0 | 2.3826e-05 | 2.3826e-05 | 0 | 2.3826e-05 | 2.3826e-05 | 0 | 2.3826e-05 | 2.3826e-05 | 0 | 0 | 0 | [40 empty] | All EPR in 2020WLDFRFinancial | WLDFR | HFTD - Distribution - Tier 2 - 2QU CoRE ¦ 4QU LoRE | Non-Red Flag Warning - Destructive Fires | 2021 | Financial | 8585.7228 | 1130.0763 | 2021 | Control | 0.053 | 3 | 0 | esc | 0.055966 | 480.5104 | 0.055966 | 480.5104 | 0 | 0 | 0 | 0
[79 empty] | WLDFR | HFTD - Distribution - Tier 2 - 4QU CoRE ¦ 4QU LoRE | Seismic - Red Flag Warning - Catastrophic Fires | 2023 | 0 | 0 | 0 | 0 | 21835.9781 | 428.6023 | 13939.561 | 7467.8148 | 0 | 1263.5534 | 1263.5534 | 1263.5534 | 1.9536e-08 |  | 0 | 0 | 0 | 0 | 2.4685e-05 | 2.4685e-05 | 0 | 2.4685e-05 | 2.4685e-05 | 0 | 2.4685e-05 | 2.4685e-05 | [40 empty] | All EPR in 2020WLDFRElectric Reliability | WLDFR | HFTD - Distribution - Tier 2 - 2QU CoRE ¦ 4QU LoRE | Non-Red Flag Warning - Destructive Fires | 2022 | Electric Reliability | 222.2294 | 1130.0763 | 2022 | Control | 0.1325 | 3 | 0 | esc | 0.15274 | 33.9428 | 0.15274 | 33.9428 | 0.15274 | 33.9428 | 0 | 0
[79 empty] | WLDFR | HFTD - Distribution - Tier 2 - 4QU CoRE ¦ 4QU LoRE | Seismic - Red Flag Warning - Catastrophic Fires | 2024 | 0 | 0 | 0 | 0 | 21835.9781 | 428.6023 | 13939.561 | 7467.8148 | 0 | 0 | 1263.5534 | 1263.5534 | 1.9536e-08 |  | 0 | 0 | 0 | 0 | 0 | 0 | 0 | 2.4685e-05 | 2.4685e-05 | 0 | 2.4685e-05 | 2.4685e-05 | [40 empty] | All EPR in 2020WLDFRFinancial | WLDFR | HFTD - Distribution - Tier 2 - 2QU CoRE ¦ 4QU LoRE | Non-Red Flag Warning - Destructive Fires | 2022 | Financial | 8585.7228 | 1130.0763 | 2022 | Control | 0.053 | 3 | 0 | esc | 0.055966 | 480.5104 | 0.055966 | 480.5104 | 0.055966 | 480.5104 | 0 | 0
[79 empty] | WLDFR | HFTD - Distribution - Tier 2 - 4QU CoRE ¦ 4QU LoRE | Seismic - Red Flag Warning - Catastrophic Fires | 2025 | 0 | 0 | 0 | 0 | 21835.9781 | 428.6023 | 13939.561 | 7467.8148 | 0 | 0 | 0 | 1263.5534 | 1.9536e-08 |  | 0 | 0 | 0 | 0 | 0 | 0 | 0 | 0 | 0 | 0 | 2.4685e-05 | 2.4685e-05 | [40 empty] | All EPR in 2020WLDFRElectric Reliability | WLDFR | HFTD - Distribution - Tier 2 - 2QU CoRE ¦ 4QU LoRE | Non-Red Flag Warning - Destructive Fires | 2023 | Electric Reliability | 233.2301 | 1130.0763 | 2023 | Control | 0.1325 | 3 | 0 | esc | 0 | 0 | 0.15274 | 35.623 | 0.15274 | 35.623 | 0.15274 | 35.623
[79 empty] | WLDFR | HFTD - Distribution - Tier 2 - 4QU CoRE ¦ 5QU LoRE | Non-Red Flag Warning - Catastrophic Fires | 2020 | 0 | 0 | 0 | 0 | 14146.1306 | 222.2294 | 8585.7228 | 5338.1784 | 813.2108 | 0 | 0 | 0 | 3.4425e-07 |  | 0 | 0.00027995 | 0.00027995 | 0 | 0 | 0 | 0 | 0 | 0 | 0 | 0 | 0 | [40 empty] | All EPR in 2020WLDFRFinancial | WLDFR | HFTD - Distribution - Tier 2 - 2QU CoRE ¦ 4QU LoRE | Non-Red Flag Warning - Destructive Fires | 2023 | Financial | 8896.516 | 1130.0763 | 2023 | Control | 0.053 | 3 | 0 | esc | 0 | 0 | 0.055966 | 497.9043 | 0.055966 | 497.9043 | 0.055966 | 497.9043
[79 empty] | WLDFR | HFTD - Distribution - Tier 2 - 4QU CoRE ¦ 5QU LoRE | Non-Red Flag Warning - Catastrophic Fires | 2021 | 0 | 0 | 0 | 0 | 14146.1306 | 222.2294 | 8585.7228 | 5338.1784 | 813.2108 | 813.2108 | 0 | 0 | 3.4425e-07 |  | 0 | 0.00027995 | 0.00027995 | 0 | 0.00027995 | 0.00027995 | 0 | 0 | 0 | 0 | 0 | 0 | [40 empty] | All EPR in 2020WLDFRElectric Reliability | WLDFR | HFTD - Distribution - Tier 2 - 2QU CoRE ¦ 4QU LoRE | Non-Red Flag Warning - Destructive Fires | 2024 | Electric Reliability | 233.2301 | 1130.0763 | 2024 | Control | 0.1325 | 3 | 0 | esc | 0 | 0 | 0 | 0 | 0.15274 | 35.623 | 0.15274 | 35.623
[79 empty] | WLDFR | HFTD - Distribution - Tier 2 - 4QU CoRE ¦ 5QU LoRE | Non-Red Flag Warning - Catastrophic Fires | 2022 | 0 | 0 | 0 | 0 | 14146.1306 | 222.2294 | 8585.7228 | 5338.1784 | 813.2108 | 813.2108 | 813.2108 | 0 | 3.4425e-07 |  | 0 | 0.00027995 | 0.00027995 | 0 | 0.00027995 | 0.00027995 | 0 | 0.00027995 | 0.00027995 | 0 | 0 | 0 | [40 empty] | All EPR in 2020WLDFRFinancial | WLDFR | HFTD - Distribution - Tier 2 - 2QU CoRE ¦ 4QU LoRE | Non-Red Flag Warning - Destructive Fires | 2024 | Financial | 8896.516 | 1130.0763 | 2024 | Control | 0.053 | 3 | 0 | esc | 0 | 0 | 0 | 0 | 0.055966 | 497.9043 | 0.055966 | 497.9043
[79 empty] | WLDFR | HFTD - Distribution - Tier 2 - 4QU CoRE ¦ 5QU LoRE | Non-Red Flag Warning - Catastrophic Fires | 2023 | 0 | 0 | 0 | 0 | 14664.6376 | 233.2301 | 8896.516 | 5534.8915 | 0 | 843.2942 | 843.2942 | 843.2942 | 3.4425e-07 |  | 0 | 0 | 0 | 0 | 0.00029031 | 0.00029031 | 0 | 0.00029031 | 0.00029031 | 0 | 0.00029031 | 0.00029031 | [40 empty] | All EPR in 2020WLDFRElectric Reliability | WLDFR | HFTD - Distribution - Tier 2 - 2QU CoRE ¦ 4QU LoRE | Non-Red Flag Warning - Destructive Fires | 2025 | Electric Reliability | 233.2301 | 1130.0763 | 2025 | Control | 0.1325 | 3 | 0 | esc | 0 | 0 | 0 | 0 | 0 | 0 | 0.15274 | 35.623
[79 empty] | WLDFR | HFTD - Distribution - Tier 2 - 4QU CoRE ¦ 5QU LoRE | Non-Red Flag Warning - Catastrophic Fires | 2024 | 0 | 0 | 0 | 0 | 14664.6376 | 233.2301 | 8896.516 | 5534.8915 | 0 | 0 | 843.2942 | 843.2942 | 3.4425e-07 |  | 0 | 0 | 0 | 0 | 0 | 0 | 0 | 0.00029031 | 0.00029031 | 0 | 0.00029031 | 0.00029031 | [40 empty] | All EPR in 2020WLDFRFinancial | WLDFR | HFTD - Distribution - Tier 2 - 2QU CoRE ¦ 4QU LoRE | Non-Red Flag Warning - Destructive Fires | 2025 | Financial | 8896.516 | 1130.0763 | 2025 | Control | 0.053 | 3 | 0 | esc | 0 | 0 | 0 | 0 | 0 | 0 | 0.055966 | 497.9043
[79 empty] | WLDFR | HFTD - Distribution - Tier 2 - 4QU CoRE ¦ 5QU LoRE | Non-Red Flag Warning - Catastrophic Fires | 2025 | 0 | 0 | 0 | 0 | 14664.6376 | 233.2301 | 8896.516 | 5534.8915 | 0 | 0 | 0 | 843.2942 | 3.4425e-07 |  | 0 | 0 | 0 | 0 | 0 | 0 | 0 | 0 | 0 | 0 | 0.00029031 | 0.00029031 | [40 empty] | All EPR in 2020WLDFRElectric Reliability | WLDFR | HFTD - Distribution - Tier 2 - 2QU CoRE ¦ 4QU LoRE | Non-Red Flag Warning - Large Fires | 2021 | Electric Reliability | 0.69642 | 1130.0763 | 2021 | Control | 0.1325 | 3 | 0 | esc | 0.15274 | 0.10637 | 0.15274 | 0.10637 | 0 | 0 | 0 | 0
[79 empty] | WLDFR | HFTD - Distribution - Tier 2 - 4QU CoRE ¦ 5QU LoRE | Non-Red Flag Warning - Destructive Fires | 2020 | 0 | 0 | 0 | 0 | 8807.9522 | 222.2294 | 8585.7228 | 0 | 514.4532 | 0 | 0 | 0 | 3.645e-07 |  | 0 | 0.00018752 | 0.00018752 | 0 | 0 | 0 | 0 | 0 | 0 | 0 | 0 | 0 | [40 empty] | All EPR in 2020WLDFRFinancial | WLDFR | HFTD - Distribution - Tier 2 - 2QU CoRE ¦ 4QU LoRE | Non-Red Flag Warning - Large Fires | 2021 | Financial | 2.942 | 1130.0763 | 2021 | Control | 0.053 | 3 | 0 | esc | 0.055966 | 0.16465 | 0.055966 | 0.16465 | 0 | 0 | 0 | 0
[79 empty] | WLDFR | HFTD - Distribution - Tier 2 - 4QU CoRE ¦ 5QU LoRE | Non-Red Flag Warning - Destructive Fires | 2021 | 0 | 0 | 0 | 0 | 8807.9522 | 222.2294 | 8585.7228 | 0 | 514.4532 | 514.4532 | 0 | 0 | 3.645e-07 |  | 0 | 0.00018752 | 0.00018752 | 0 | 0.00018752 | 0.00018752 | 0 | 0 | 0 | 0 | 0 | 0 | [40 empty] | All EPR in 2020WLDFRSafety | WLDFR | HFTD - Distribution - Tier 2 - 2QU CoRE ¦ 4QU LoRE | Non-Red Flag Warning - Large Fires | 2021 | Safety | 1.6022 | 1130.0763 | 2021 | Control | 0.053 | 3 | 0 | esc | 0.055966 | 0.089668 | 0.055966 | 0.089668 | 0 | 0 | 0 | 0
[79 empty] | WLDFR | HFTD - Distribution - Tier 2 - 4QU CoRE ¦ 5QU LoRE | Non-Red Flag Warning - Destructive Fires | 2022 | 0 | 0 | 0 | 0 | 8807.9522 | 222.2294 | 8585.7228 | 0 | 514.4532 | 514.4532 | 514.4532 | 0 | 3.645e-07 |  | 0 | 0.00018752 | 0.00018752 | 0 | 0.00018752 | 0.00018752 | 0 | 0.00018752 | 0.00018752 | 0 | 0 | 0 | [40 empty] | All EPR in 2020WLDFRElectric Reliability | WLDFR | HFTD - Distribution - Tier 2 - 2QU CoRE ¦ 4QU LoRE | Non-Red Flag Warning - Large Fires | 2022 | Electric Reliability | 0.69642 | 1130.0763 | 2022 | Control | 0.1325 | 3 | 0 | esc | 0.15274 | 0.10637 | 0.15274 | 0.10637 | 0.15274 | 0.10637 | 0 | 0
[79 empty] | WLDFR | HFTD - Distribution - Tier 2 - 4QU CoRE ¦ 5QU LoRE | Non-Red Flag Warning - Destructive Fires | 2023 | 0 | 0 | 0 | 0 | 9129.7461 | 233.2301 | 8896.516 | 0 | 0 | 533.5273 | 533.5273 | 533.5273 | 3.645e-07 |  | 0 | 0 | 0 | 0 | 0.00019447 | 0.00019447 | 0 | 0.00019447 | 0.00019447 | 0 | 0.00019447 | 0.00019447 | [40 empty] | All EPR in 2020WLDFRFinancial | WLDFR | HFTD - Distribution - Tier 2 - 2QU CoRE ¦ 4QU LoRE | Non-Red Flag Warning - Large Fires | 2022 | Financial | 2.942 | 1130.0763 | 2022 | Control | 0.053 | 3 | 0 | esc | 0.055966 | 0.16465 | 0.055966 | 0.16465 | 0.055966 | 0.16465 | 0 | 0
[79 empty] | WLDFR | HFTD - Distribution - Tier 2 - 4QU CoRE ¦ 5QU LoRE | Non-Red Flag Warning - Destructive Fires | 2024 | 0 | 0 | 0 | 0 | 9129.7461 | 233.2301 | 8896.516 | 0 | 0 | 0 | 533.5273 | 533.5273 | 3.645e-07 |  | 0 | 0 | 0 | 0 | 0 | 0 | 0 | 0.00019447 | 0.00019447 | 0 | 0.00019447 | 0.00019447 | [40 empty] | All EPR in 2020WLDFRSafety | WLDFR | HFTD - Distribution - Tier 2 - 2QU CoRE ¦ 4QU LoRE | Non-Red Flag Warning - Large Fires | 2022 | Safety | 1.6022 | 1130.0763 | 2022 | Control | 0.053 | 3 | 0 | esc | 0.055966 | 0.089668 | 0.055966 | 0.089668 | 0.055966 | 0.089668 | 0 | 0
[79 empty] | WLDFR | HFTD - Distribution - Tier 2 - 4QU CoRE ¦ 5QU LoRE | Non-Red Flag Warning - Destructive Fires | 2025 | 0 | 0 | 0 | 0 | 9129.7461 | 233.2301 | 8896.516 | 0 | 0 | 0 | 0 | 533.5273 | 3.645e-07 |  | 0 | 0 | 0 | 0 | 0 | 0 | 0 | 0 | 0 | 0 | 0.00019447 | 0.00019447 | [40 empty] | All EPR in 2020WLDFRElectric Reliability | WLDFR | HFTD - Distribution - Tier 2 - 2QU CoRE ¦ 4QU LoRE | Non-Red Flag Warning - Large Fires | 2023 | Electric Reliability | 0.71896 | 1130.0763 | 2023 | Control | 0.1325 | 3 | 0 | esc | 0 | 0 | 0.15274 | 0.10981 | 0.15274 | 0.10981 | 0.15274 | 0.10981
[79 empty] | WLDFR | HFTD - Distribution - Tier 2 - 4QU CoRE ¦ 5QU LoRE | Non-Red Flag Warning - Large Fires | 2020 | 0 | 0 | 0 | 0 | 5.2406 | 0.69642 | 2.942 | 1.6022 | 0.36069 | 0 | 0 | 0 | 1.1337e-05 |  | 0 | 4.0891e-06 | 4.0891e-06 | 0 | 0 | 0 | 0 | 0 | 0 | 0 | 0 | 0 | [40 empty] | All EPR in 2020WLDFRFinancial | WLDFR | HFTD - Distribution - Tier 2 - 2QU CoRE ¦ 4QU LoRE | Non-Red Flag Warning - Large Fires | 2023 | Financial | 3.0715 | 1130.0763 | 2023 | Control | 0.053 | 3 | 0 | esc | 0 | 0 | 0.055966 | 0.1719 | 0.055966 | 0.1719 | 0.055966 | 0.1719
[79 empty] | WLDFR | HFTD - Distribution - Tier 2 - 4QU CoRE ¦ 5QU LoRE | Non-Red Flag Warning - Large Fires | 2021 | 0 | 0 | 0 | 0 | 5.2406 | 0.69642 | 2.942 | 1.6022 | 0.36069 | 0.36069 | 0 | 0 | 1.1337e-05 |  | 0 | 4.0891e-06 | 4.0891e-06 | 0 | 4.0891e-06 | 4.0891e-06 | 0 | 0 | 0 | 0 | 0 | 0 | [40 empty] | All EPR in 2020WLDFRSafety | WLDFR | HFTD - Distribution - Tier 2 - 2QU CoRE ¦ 4QU LoRE | Non-Red Flag Warning - Large Fires | 2023 | Safety | 1.6846 | 1130.0763 | 2023 | Control | 0.053 | 3 | 0 | esc | 0 | 0 | 0.055966 | 0.094279 | 0.055966 | 0.094279 | 0.055966 | 0.094279
[79 empty] | WLDFR | HFTD - Distribution - Tier 2 - 4QU CoRE ¦ 5QU LoRE | Non-Red Flag Warning - Large Fires | 2022 | 0 | 0 | 0 | 0 | 5.2406 | 0.69642 | 2.942 | 1.6022 | 0.36069 | 0.36069 | 0.36069 | 0 | 1.1337e-05 |  | 0 | 4.0891e-06 | 4.0891e-06 | 0 | 4.0891e-06 | 4.0891e-06 | 0 | 4.0891e-06 | 4.0891e-06 | 0 | 0 | 0 | [40 empty] | All EPR in 2020WLDFRElectric Reliability | WLDFR | HFTD - Distribution - Tier 2 - 2QU CoRE ¦ 4QU LoRE | Non-Red Flag Warning - Large Fires | 2024 | Electric Reliability | 0.71896 | 1130.0763 | 2024 | Control | 0.1325 | 3 | 0 | esc | 0 | 0 | 0 | 0 | 0.15274 | 0.10981 | 0.15274 | 0.10981
[79 empty] | WLDFR | HFTD - Distribution - Tier 2 - 4QU CoRE ¦ 5QU LoRE | Non-Red Flag Warning - Large Fires | 2023 | 0 | 0 | 0 | 0 | 5.475 | 0.71896 | 3.0715 | 1.6846 | 0 | 0.37599 | 0.37599 | 0.37599 | 1.1337e-05 |  | 0 | 0 | 0 | 0 | 4.2626e-06 | 4.2626e-06 | 0 | 4.2626e-06 | 4.2626e-06 | 0 | 4.2626e-06 | 4.2626e-06 | [40 empty] | All EPR in 2020WLDFRFinancial | WLDFR | HFTD - Distribution - Tier 2 - 2QU CoRE ¦ 4QU LoRE | Non-Red Flag Warning - Large Fires | 2024 | Financial | 3.0715 | 1130.0763 | 2024 | Control | 0.053 | 3 | 0 | esc | 0 | 0 | 0 | 0 | 0.055966 | 0.1719 | 0.055966 | 0.1719
[79 empty] | WLDFR | HFTD - Distribution - Tier 2 - 4QU CoRE ¦ 5QU LoRE | Non-Red Flag Warning - Large Fires | 2024 | 0 | 0 | 0 | 0 | 5.475 | 0.71896 | 3.0715 | 1.6846 | 0 | 0 | 0.37599 | 0.37599 | 1.1337e-05 |  | 0 | 0 | 0 | 0 | 0 | 0 | 0 | 4.2626e-06 | 4.2626e-06 | 0 | 4.2626e-06 | 4.2626e-06 | [40 empty] | All EPR in 2020WLDFRSafety | WLDFR | HFTD - Distribution - Tier 2 - 2QU CoRE ¦ 4QU LoRE | Non-Red Flag Warning - Large Fires | 2024 | Safety | 1.6846 | 1130.0763 | 2024 | Control | 0.053 | 3 | 0 | esc | 0 | 0 | 0 | 0 | 0.055966 | 0.094279 | 0.055966 | 0.094279
[79 empty] | WLDFR | HFTD - Distribution - Tier 2 - 4QU CoRE ¦ 5QU LoRE | Non-Red Flag Warning - Large Fires | 2025 | 0 | 0 | 0 | 0 | 5.475 | 0.71896 | 3.0715 | 1.6846 | 0 | 0 | 0 | 0.37599 | 1.1337e-05 |  | 0 | 0 | 0 | 0 | 0 | 0 | 0 | 0 | 0 | 0 | 4.2626e-06 | 4.2626e-06 | [40 empty] | All EPR in 2020WLDFRElectric Reliability | WLDFR | HFTD - Distribution - Tier 2 - 2QU CoRE ¦ 4QU LoRE | Non-Red Flag Warning - Large Fires | 2025 | Electric Reliability | 0.71896 | 1130.0763 | 2025 | Control | 0.1325 | 3 | 0 | esc | 0 | 0 | 0 | 0 | 0 | 0 | 0.15274 | 0.10981
[79 empty] | WLDFR | HFTD - Distribution - Tier 2 - 4QU CoRE ¦ 5QU LoRE | Non-Red Flag Warning - Small Fires | 2020 | 0 | 0 | 0 | 0 | 0.077901 | 0.036425 | 0.0015809 | 0.039895 | 0.0078847 | 0 | 0 | 0 | 0.002295 |  | 0 | 1.8096e-05 | 1.8096e-05 | 0 | 0 | 0 | 0 | 0 | 0 | 0 | 0 | 0 | [40 empty] | All EPR in 2020WLDFRFinancial | WLDFR | HFTD - Distribution - Tier 2 - 2QU CoRE ¦ 4QU LoRE | Non-Red Flag Warning - Large Fires | 2025 | Financial | 3.0715 | 1130.0763 | 2025 | Control | 0.053 | 3 | 0 | esc | 0 | 0 | 0 | 0 | 0 | 0 | 0.055966 | 0.1719
[79 empty] | WLDFR | HFTD - Distribution - Tier 2 - 4QU CoRE ¦ 5QU LoRE | Non-Red Flag Warning - Small Fires | 2021 | 0 | 0 | 0 | 0 | 0.077901 | 0.036425 | 0.0015809 | 0.039895 | 0.0078847 | 0.0078847 | 0 | 0 | 0.002295 |  | 0 | 1.8096e-05 | 1.8096e-05 | 0 | 1.8096e-05 | 1.8096e-05 | 0 | 0 | 0 | 0 | 0 | 0 | [40 empty] | All EPR in 2020WLDFRSafety | WLDFR | HFTD - Distribution - Tier 2 - 2QU CoRE ¦ 4QU LoRE | Non-Red Flag Warning - Large Fires | 2025 | Safety | 1.6846 | 1130.0763 | 2025 | Control | 0.053 | 3 | 0 | esc | 0 | 0 | 0 | 0 | 0 | 0 | 0.055966 | 0.094279
[79 empty] | WLDFR | HFTD - Distribution - Tier 2 - 4QU CoRE ¦ 5QU LoRE | Non-Red Flag Warning - Small Fires | 2022 | 0 | 0 | 0 | 0 | 0.077901 | 0.036425 | 0.0015809 | 0.039895 | 0.0078847 | 0.0078847 | 0.0078847 | 0 | 0.002295 |  | 0 | 1.8096e-05 | 1.8096e-05 | 0 | 1.8096e-05 | 1.8096e-05 | 0 | 1.8096e-05 | 1.8096e-05 | 0 | 0 | 0 | [40 empty] | All EPR in 2020WLDFRElectric Reliability | WLDFR | HFTD - Distribution - Tier 2 - 2QU CoRE ¦ 4QU LoRE | Non-Red Flag Warning - Small Fires | 2021 | Electric Reliability | 0.036425 | 1130.0763 | 2021 | Control | 0.1325 | 3 | 0 | esc | 0.15274 | 0.0055635 | 0.15274 | 0.0055635 | 0 | 0 | 0 | 0
[79 empty] | WLDFR | HFTD - Distribution - Tier 2 - 4QU CoRE ¦ 5QU LoRE | Non-Red Flag Warning - Small Fires | 2023 | 0 | 0 | 0 | 0 | 0.080408 | 0.03759 | 0.0016314 | 0.041187 | 0 | 0.0081378 | 0.0081378 | 0.0081378 | 0.002295 |  | 0 | 0 | 0 | 0 | 1.8677e-05 | 1.8677e-05 | 0 | 1.8677e-05 | 1.8677e-05 | 0 | 1.8677e-05 | 1.8677e-05 | [40 empty] | All EPR in 2020WLDFRFinancial | WLDFR | HFTD - Distribution - Tier 2 - 2QU CoRE ¦ 4QU LoRE | Non-Red Flag Warning - Small Fires | 2021 | Financial | 0.0015809 | 1130.0763 | 2021 | Control | 0.053 | 3 | 0 | esc | 0.055966 | 8.8475e-05 | 0.055966 | 8.8475e-05 | 0 | 0 | 0 | 0
[79 empty] | WLDFR | HFTD - Distribution - Tier 2 - 4QU CoRE ¦ 5QU LoRE | Non-Red Flag Warning - Small Fires | 2024 | 0 | 0 | 0 | 0 | 0.080408 | 0.03759 | 0.0016314 | 0.041187 | 0 | 0 | 0.0081378 | 0.0081378 | 0.002295 |  | 0 | 0 | 0 | 0 | 0 | 0 | 0 | 1.8677e-05 | 1.8677e-05 | 0 | 1.8677e-05 | 1.8677e-05 | [40 empty] | All EPR in 2020WLDFRSafety | WLDFR | HFTD - Distribution - Tier 2 - 2QU CoRE ¦ 4QU LoRE | Non-Red Flag Warning - Small Fires | 2021 | Safety | 0.039895 | 1130.0763 | 2021 | Control | 0.053 | 3 | 0 | esc | 0.055966 | 0.0022328 | 0.055966 | 0.0022328 | 0 | 0 | 0 | 0
[79 empty] | WLDFR | HFTD - Distribution - Tier 2 - 4QU CoRE ¦ 5QU LoRE | Non-Red Flag Warning - Small Fires | 2025 | 0 | 0 | 0 | 0 | 0.080408 | 0.03759 | 0.0016314 | 0.041187 | 0 | 0 | 0 | 0.0081378 | 0.002295 |  | 0 | 0 | 0 | 0 | 0 | 0 | 0 | 0 | 0 | 0 | 1.8677e-05 | 1.8677e-05 | [40 empty] | All EPR in 2020WLDFRElectric Reliability | WLDFR | HFTD - Distribution - Tier 2 - 2QU CoRE ¦ 4QU LoRE | Non-Red Flag Warning - Small Fires | 2022 | Electric Reliability | 0.036425 | 1130.0763 | 2022 | Control | 0.1325 | 3 | 0 | esc | 0.15274 | 0.0055635 | 0.15274 | 0.0055635 | 0.15274 | 0.0055635 | 0 | 0
[79 empty] | WLDFR | HFTD - Distribution - Tier 2 - 4QU CoRE ¦ 5QU LoRE | Red Flag Warning - Catastrophic Fires | 2020 | 0 | 0 | 0 | 0 | 14146.1306 | 222.2294 | 8585.7228 | 5338.1784 | 813.2108 | 0 | 0 | 0 | 5.6465e-06 |  | 0 | 0.0045918 | 0.0045918 | 0 | 0 | 0 | 0 | 0 | 0 | 0 | 0 | 0 | [40 empty] | All EPR in 2020WLDFRFinancial | WLDFR | HFTD - Distribution - Tier 2 - 2QU CoRE ¦ 4QU LoRE | Non-Red Flag Warning - Small Fires | 2022 | Financial | 0.0015809 | 1130.0763 | 2022 | Control | 0.053 | 3 | 0 | esc | 0.055966 | 8.8475e-05 | 0.055966 | 8.8475e-05 | 0.055966 | 8.8475e-05 | 0 | 0
[79 empty] | WLDFR | HFTD - Distribution - Tier 2 - 4QU CoRE ¦ 5QU LoRE | Red Flag Warning - Catastrophic Fires | 2021 | 0 | 0 | 0 | 0 | 14146.1306 | 222.2294 | 8585.7228 | 5338.1784 | 813.2108 | 813.2108 | 0 | 0 | 5.6465e-06 |  | 0 | 0.0045918 | 0.0045918 | 0 | 0.0045918 | 0.0045918 | 0 | 0 | 0 | 0 | 0 | 0 | [40 empty] | All EPR in 2020WLDFRSafety | WLDFR | HFTD - Distribution - Tier 2 - 2QU CoRE ¦ 4QU LoRE | Non-Red Flag Warning - Small Fires | 2022 | Safety | 0.039895 | 1130.0763 | 2022 | Control | 0.053 | 3 | 0 | esc | 0.055966 | 0.0022328 | 0.055966 | 0.0022328 | 0.055966 | 0.0022328 | 0 | 0
[79 empty] | WLDFR | HFTD - Distribution - Tier 2 - 4QU CoRE ¦ 5QU LoRE | Red Flag Warning - Catastrophic Fires | 2022 | 0 | 0 | 0 | 0 | 14146.1306 | 222.2294 | 8585.7228 | 5338.1784 | 813.2108 | 813.2108 | 813.2108 | 0 | 5.6465e-06 |  | 0 | 0.0045918 | 0.0045918 | 0 | 0.0045918 | 0.0045918 | 0 | 0.0045918 | 0.0045918 | 0 | 0 | 0 | [40 empty] | All EPR in 2020WLDFRElectric Reliability | WLDFR | HFTD - Distribution - Tier 2 - 2QU CoRE ¦ 4QU LoRE | Non-Red Flag Warning - Small Fires | 2023 | Electric Reliability | 0.03759 | 1130.0763 | 2023 | Control | 0.1325 | 3 | 0 | esc | 0 | 0 | 0.15274 | 0.0057414 | 0.15274 | 0.0057414 | 0.15274 | 0.0057414
[79 empty] | WLDFR | HFTD - Distribution - Tier 2 - 4QU CoRE ¦ 5QU LoRE | Red Flag Warning - Catastrophic Fires | 2023 | 0 | 0 | 0 | 0 | 14664.6376 | 233.2301 | 8896.516 | 5534.8915 | 0 | 843.2942 | 843.2942 | 843.2942 | 5.6465e-06 |  | 0 | 0 | 0 | 0 | 0.0047617 | 0.0047617 | 0 | 0.0047617 | 0.0047617 | 0 | 0.0047617 | 0.0047617 | [40 empty] | All EPR in 2020WLDFRFinancial | WLDFR | HFTD - Distribution - Tier 2 - 2QU CoRE ¦ 4QU LoRE | Non-Red Flag Warning - Small Fires | 2023 | Financial | 0.0016314 | 1130.0763 | 2023 | Control | 0.053 | 3 | 0 | esc | 0 | 0 | 0.055966 | 9.1305e-05 | 0.055966 | 9.1305e-05 | 0.055966 | 9.1305e-05
[79 empty] | WLDFR | HFTD - Distribution - Tier 2 - 4QU CoRE ¦ 5QU LoRE | Red Flag Warning - Catastrophic Fires | 2024 | 0 | 0 | 0 | 0 | 14664.6376 | 233.2301 | 8896.516 | 5534.8915 | 0 | 0 | 843.2942 | 843.2942 | 5.6465e-06 |  | 0 | 0 | 0 | 0 | 0 | 0 | 0 | 0.0047617 | 0.0047617 | 0 | 0.0047617 | 0.0047617 | [40 empty] | All EPR in 2020WLDFRSafety | WLDFR | HFTD - Distribution - Tier 2 - 2QU CoRE ¦ 4QU LoRE | Non-Red Flag Warning - Small Fires | 2023 | Safety | 0.041187 | 1130.0763 | 2023 | Control | 0.053 | 3 | 0 | esc | 0 | 0 | 0.055966 | 0.0023051 | 0.055966 | 0.0023051 | 0.055966 | 0.0023051
[79 empty] | WLDFR | HFTD - Distribution - Tier 2 - 4QU CoRE ¦ 5QU LoRE | Red Flag Warning - Catastrophic Fires | 2025 | 0 | 0 | 0 | 0 | 14664.6376 | 233.2301 | 8896.516 | 5534.8915 | 0 | 0 | 0 | 843.2942 | 5.6465e-06 |  | 0 | 0 | 0 | 0 | 0 | 0 | 0 | 0 | 0 | 0 | 0.0047617 | 0.0047617 | [40 empty] | All EPR in 2020WLDFRElectric Reliability | WLDFR | HFTD - Distribution - Tier 2 - 2QU CoRE ¦ 4QU LoRE | Non-Red Flag Warning - Small Fires | 2024 | Electric Reliability | 0.03759 | 1130.0763 | 2024 | Control | 0.1325 | 3 | 0 | esc | 0 | 0 | 0 | 0 | 0.15274 | 0.0057414 | 0.15274 | 0.0057414
[79 empty] | WLDFR | HFTD - Distribution - Tier 2 - 4QU CoRE ¦ 5QU LoRE | Red Flag Warning - Destructive Fires | 2020 | 0 | 0 | 0 | 0 | 8807.9522 | 222.2294 | 8585.7228 | 0 | 514.4532 | 0 | 0 | 0 | 9.4781e-07 |  | 0 | 0.00048761 | 0.00048761 | 0 | 0 | 0 | 0 | 0 | 0 | 0 | 0 | 0 | [40 empty] | All EPR in 2020WLDFRFinancial | WLDFR | HFTD - Distribution - Tier 2 - 2QU CoRE ¦ 4QU LoRE | Non-Red Flag Warning - Small Fires | 2024 | Financial | 0.0016314 | 1130.0763 | 2024 | Control | 0.053 | 3 | 0 | esc | 0 | 0 | 0 | 0 | 0.055966 | 9.1305e-05 | 0.055966 | 9.1305e-05
[79 empty] | WLDFR | HFTD - Distribution - Tier 2 - 4QU CoRE ¦ 5QU LoRE | Red Flag Warning - Destructive Fires | 2021 | 0 | 0 | 0 | 0 | 8807.9522 | 222.2294 | 8585.7228 | 0 | 514.4532 | 514.4532 | 0 | 0 | 9.4781e-07 |  | 0 | 0.00048761 | 0.00048761 | 0 | 0.00048761 | 0.00048761 | 0 | 0 | 0 | 0 | 0 | 0 | [40 empty] | All EPR in 2020WLDFRSafety | WLDFR | HFTD - Distribution - Tier 2 - 2QU CoRE ¦ 4QU LoRE | Non-Red Flag Warning - Small Fires | 2024 | Safety | 0.041187 | 1130.0763 | 2024 | Control | 0.053 | 3 | 0 | esc | 0 | 0 | 0 | 0 | 0.055966 | 0.0023051 | 0.055966 | 0.0023051
[79 empty] | WLDFR | HFTD - Distribution - Tier 2 - 4QU CoRE ¦ 5QU LoRE | Red Flag Warning - Destructive Fires | 2022 | 0 | 0 | 0 | 0 | 8807.9522 | 222.2294 | 8585.7228 | 0 | 514.4532 | 514.4532 | 514.4532 | 0 | 9.4781e-07 |  | 0 | 0.00048761 | 0.00048761 | 0 | 0.00048761 | 0.00048761 | 0 | 0.00048761 | 0.00048761 | 0 | 0 | 0 | [40 empty] | All EPR in 2020WLDFRElectric Reliability | WLDFR | HFTD - Distribution - Tier 2 - 2QU CoRE ¦ 4QU LoRE | Non-Red Flag Warning - Small Fires | 2025 | Electric Reliability | 0.03759 | 1130.0763 | 2025 | Control | 0.1325 | 3 | 0 | esc | 0 | 0 | 0 | 0 | 0 | 0 | 0.15274 | 0.0057414
[79 empty] | WLDFR | HFTD - Distribution - Tier 2 - 4QU CoRE ¦ 5QU LoRE | Red Flag Warning - Destructive Fires | 2023 | 0 | 0 | 0 | 0 | 9129.7461 | 233.2301 | 8896.516 | 0 | 0 | 533.5273 | 533.5273 | 533.5273 | 9.4781e-07 |  | 0 | 0 | 0 | 0 | 0.00050568 | 0.00050568 | 0 | 0.00050568 | 0.00050568 | 0 | 0.00050568 | 0.00050568 | [40 empty] | All EPR in 2020WLDFRFinancial | WLDFR | HFTD - Distribution - Tier 2 - 2QU CoRE ¦ 4QU LoRE | Non-Red Flag Warning - Small Fires | 2025 | Financial | 0.0016314 | 1130.0763 | 2025 | Control | 0.053 | 3 | 0 | esc | 0 | 0 | 0 | 0 | 0 | 0 | 0.055966 | 9.1305e-05
[79 empty] | WLDFR | HFTD - Distribution - Tier 2 - 4QU CoRE ¦ 5QU LoRE | Red Flag Warning - Destructive Fires | 2024 | 0 | 0 | 0 | 0 | 9129.7461 | 233.2301 | 8896.516 | 0 | 0 | 0 | 533.5273 | 533.5273 | 9.4781e-07 |  | 0 | 0 | 0 | 0 | 0 | 0 | 0 | 0.00050568 | 0.00050568 | 0 | 0.00050568 | 0.00050568 | [40 empty] | All EPR in 2020WLDFRSafety | WLDFR | HFTD - Distribution - Tier 2 - 2QU CoRE ¦ 4QU LoRE | Non-Red Flag Warning - Small Fires | 2025 | Safety | 0.041187 | 1130.0763 | 2025 | Control | 0.053 | 3 | 0 | esc | 0 | 0 | 0 | 0 | 0 | 0 | 0.055966 | 0.0023051
[79 empty] | WLDFR | HFTD - Distribution - Tier 2 - 4QU CoRE ¦ 5QU LoRE | Red Flag Warning - Destructive Fires | 2025 | 0 | 0 | 0 | 0 | 9129.7461 | 233.2301 | 8896.516 | 0 | 0 | 0 | 0 | 533.5273 | 9.4781e-07 |  | 0 | 0 | 0 | 0 | 0 | 0 | 0 | 0 | 0 | 0 | 0.00050568 | 0.00050568 | [40 empty] | All EPR in 2020WLDFRElectric Reliability | WLDFR | HFTD - Distribution - Tier 2 - 2QU CoRE ¦ 4QU LoRE | Red Flag Warning - Catastrophic Fires | 2021 | Electric Reliability | 222.2294 | 1130.0763 | 2021 | Control | 0.1325 | 3 | 0 | esc | 0.15274 | 33.9428 | 0.15274 | 33.9428 | 0 | 0 | 0 | 0
[79 empty] | WLDFR | HFTD - Distribution - Tier 2 - 4QU CoRE ¦ 5QU LoRE | Red Flag Warning - Large Fires | 2020 | 0 | 0 | 0 | 0 | 5.2406 | 0.69642 | 2.942 | 1.6022 | 0.36069 | 0 | 0 | 0 | 1.8996e-05 |  | 0 | 6.8516e-06 | 6.8516e-06 | 0 | 0 | 0 | 0 | 0 | 0 | 0 | 0 | 0 | [40 empty] | All EPR in 2020WLDFRFinancial | WLDFR | HFTD - Distribution - Tier 2 - 2QU CoRE ¦ 4QU LoRE | Red Flag Warning - Catastrophic Fires | 2021 | Financial | 8585.7228 | 1130.0763 | 2021 | Control | 0.053 | 3 | 0 | esc | 0.055966 | 480.5104 | 0.055966 | 480.5104 | 0 | 0 | 0 | 0
[79 empty] | WLDFR | HFTD - Distribution - Tier 2 - 4QU CoRE ¦ 5QU LoRE | Red Flag Warning - Large Fires | 2021 | 0 | 0 | 0 | 0 | 5.2406 | 0.69642 | 2.942 | 1.6022 | 0.36069 | 0.36069 | 0 | 0 | 1.8996e-05 |  | 0 | 6.8516e-06 | 6.8516e-06 | 0 | 6.8516e-06 | 6.8516e-06 | 0 | 0 | 0 | 0 | 0 | 0 | [40 empty] | All EPR in 2020WLDFRSafety | WLDFR | HFTD - Distribution - Tier 2 - 2QU CoRE ¦ 4QU LoRE | Red Flag Warning - Catastrophic Fires | 2021 | Safety | 5338.1784 | 1130.0763 | 2021 | Control | 0.053 | 3 | 0 | esc | 0.055966 | 298.7576 | 0.055966 | 298.7576 | 0 | 0 | 0 | 0
[79 empty] | WLDFR | HFTD - Distribution - Tier 2 - 4QU CoRE ¦ 5QU LoRE | Red Flag Warning - Large Fires | 2022 | 0 | 0 | 0 | 0 | 5.2406 | 0.69642 | 2.942 | 1.6022 | 0.36069 | 0.36069 | 0.36069 | 0 | 1.8996e-05 |  | 0 | 6.8516e-06 | 6.8516e-06 | 0 | 6.8516e-06 | 6.8516e-06 | 0 | 6.8516e-06 | 6.8516e-06 | 0 | 0 | 0 | [40 empty] | All EPR in 2020WLDFRElectric Reliability | WLDFR | HFTD - Distribution - Tier 2 - 2QU CoRE ¦ 4QU LoRE | Red Flag Warning - Catastrophic Fires | 2022 | Electric Reliability | 222.2294 | 1130.0763 | 2022 | Control | 0.1325 | 3 | 0 | esc | 0.15274 | 33.9428 | 0.15274 | 33.9428 | 0.15274 | 33.9428 | 0 | 0
[79 empty] | WLDFR | HFTD - Distribution - Tier 2 - 4QU CoRE ¦ 5QU LoRE | Red Flag Warning - Large Fires | 2023 | 0 | 0 | 0 | 0 | 5.475 | 0.71896 | 3.0715 | 1.6846 | 0 | 0.37599 | 0.37599 | 0.37599 | 1.8996e-05 |  | 0 | 0 | 0 | 0 | 7.1423e-06 | 7.1423e-06 | 0 | 7.1423e-06 | 7.1423e-06 | 0 | 7.1423e-06 | 7.1423e-06 | [40 empty] | All EPR in 2020WLDFRFinancial | WLDFR | HFTD - Distribution - Tier 2 - 2QU CoRE ¦ 4QU LoRE | Red Flag Warning - Catastrophic Fires | 2022 | Financial | 8585.7228 | 1130.0763 | 2022 | Control | 0.053 | 3 | 0 | esc | 0.055966 | 480.5104 | 0.055966 | 480.5104 | 0.055966 | 480.5104 | 0 | 0
[79 empty] | WLDFR | HFTD - Distribution - Tier 2 - 4QU CoRE ¦ 5QU LoRE | Red Flag Warning - Large Fires | 2024 | 0 | 0 | 0 | 0 | 5.475 | 0.71896 | 3.0715 | 1.6846 | 0 | 0 | 0.37599 | 0.37599 | 1.8996e-05 |  | 0 | 0 | 0 | 0 | 0 | 0 | 0 | 7.1423e-06 | 7.1423e-06 | 0 | 7.1423e-06 | 7.1423e-06 | [40 empty] | All EPR in 2020WLDFRSafety | WLDFR | HFTD - Distribution - Tier 2 - 2QU CoRE ¦ 4QU LoRE | Red Flag Warning - Catastrophic Fires | 2022 | Safety | 5338.1784 | 1130.0763 | 2022 | Control | 0.053 | 3 | 0 | esc | 0.055966 | 298.7576 | 0.055966 | 298.7576 | 0.055966 | 298.7576 | 0 | 0
[79 empty] | WLDFR | HFTD - Distribution - Tier 2 - 4QU CoRE ¦ 5QU LoRE | Red Flag Warning - Large Fires | 2025 | 0 | 0 | 0 | 0 | 5.475 | 0.71896 | 3.0715 | 1.6846 | 0 | 0 | 0 | 0.37599 | 1.8996e-05 |  | 0 | 0 | 0 | 0 | 0 | 0 | 0 | 0 | 0 | 0 | 7.1423e-06 | 7.1423e-06 | [40 empty] | All EPR in 2020WLDFRElectric Reliability | WLDFR | HFTD - Distribution - Tier 2 - 2QU CoRE ¦ 4QU LoRE | Red Flag Warning - Catastrophic Fires | 2023 | Electric Reliability | 233.2301 | 1130.0763 | 2023 | Control | 0.1325 | 3 | 0 | esc | 0 | 0 | 0.15274 | 35.623 | 0.15274 | 35.623 | 0.15274 | 35.623
[79 empty] | WLDFR | HFTD - Distribution - Tier 2 - 4QU CoRE ¦ 5QU LoRE | Red Flag Warning - Small Fires | 2020 | 0 | 0 | 0 | 0 | 0.077901 | 0.036425 | 0.0015809 | 0.039895 | 0.0078847 | 0 | 0 | 0 | 0.00028361 |  | 0 | 2.2362e-06 | 2.2362e-06 | 0 | 0 | 0 | 0 | 0 | 0 | 0 | 0 | 0 | [40 empty] | All EPR in 2020WLDFRFinancial | WLDFR | HFTD - Distribution - Tier 2 - 2QU CoRE ¦ 4QU LoRE | Red Flag Warning - Catastrophic Fires | 2023 | Financial | 8896.516 | 1130.0763 | 2023 | Control | 0.053 | 3 | 0 | esc | 0 | 0 | 0.055966 | 497.9043 | 0.055966 | 497.9043 | 0.055966 | 497.9043
[79 empty] | WLDFR | HFTD - Distribution - Tier 2 - 4QU CoRE ¦ 5QU LoRE | Red Flag Warning - Small Fires | 2021 | 0 | 0 | 0 | 0 | 0.077901 | 0.036425 | 0.0015809 | 0.039895 | 0.0078847 | 0.0078847 | 0 | 0 | 0.00028361 |  | 0 | 2.2362e-06 | 2.2362e-06 | 0 | 2.2362e-06 | 2.2362e-06 | 0 | 0 | 0 | 0 | 0 | 0 | [40 empty] | All EPR in 2020WLDFRSafety | WLDFR | HFTD - Distribution - Tier 2 - 2QU CoRE ¦ 4QU LoRE | Red Flag Warning - Catastrophic Fires | 2023 | Safety | 5534.8915 | 1130.0763 | 2023 | Control | 0.053 | 3 | 0 | esc | 0 | 0 | 0.055966 | 309.7669 | 0.055966 | 309.7669 | 0.055966 | 309.7669
[79 empty] | WLDFR | HFTD - Distribution - Tier 2 - 4QU CoRE ¦ 5QU LoRE | Red Flag Warning - Small Fires | 2022 | 0 | 0 | 0 | 0 | 0.077901 | 0.036425 | 0.0015809 | 0.039895 | 0.0078847 | 0.0078847 | 0.0078847 | 0 | 0.00028361 |  | 0 | 2.2362e-06 | 2.2362e-06 | 0 | 2.2362e-06 | 2.2362e-06 | 0 | 2.2362e-06 | 2.2362e-06 | 0 | 0 | 0 | [40 empty] | All EPR in 2020WLDFRElectric Reliability | WLDFR | HFTD - Distribution - Tier 2 - 2QU CoRE ¦ 4QU LoRE | Red Flag Warning - Catastrophic Fires | 2024 | Electric Reliability | 233.2301 | 1130.0763 | 2024 | Control | 0.1325 | 3 | 0 | esc | 0 | 0 | 0 | 0 | 0.15274 | 35.623 | 0.15274 | 35.623
[79 empty] | WLDFR | HFTD - Distribution - Tier 2 - 4QU CoRE ¦ 5QU LoRE | Red Flag Warning - Small Fires | 2023 | 0 | 0 | 0 | 0 | 0.080408 | 0.03759 | 0.0016314 | 0.041187 | 0 | 0.0081378 | 0.0081378 | 0.0081378 | 0.00028361 |  | 0 | 0 | 0 | 0 | 2.308e-06 | 2.308e-06 | 0 | 2.308e-06 | 2.308e-06 | 0 | 2.308e-06 | 2.308e-06 | [40 empty] | All EPR in 2020WLDFRFinancial | WLDFR | HFTD - Distribution - Tier 2 - 2QU CoRE ¦ 4QU LoRE | Red Flag Warning - Catastrophic Fires | 2024 | Financial | 8896.516 | 1130.0763 | 2024 | Control | 0.053 | 3 | 0 | esc | 0 | 0 | 0 | 0 | 0.055966 | 497.9043 | 0.055966 | 497.9043
[79 empty] | WLDFR | HFTD - Distribution - Tier 2 - 4QU CoRE ¦ 5QU LoRE | Red Flag Warning - Small Fires | 2024 | 0 | 0 | 0 | 0 | 0.080408 | 0.03759 | 0.0016314 | 0.041187 | 0 | 0 | 0.0081378 | 0.0081378 | 0.00028361 |  | 0 | 0 | 0 | 0 | 0 | 0 | 0 | 2.308e-06 | 2.308e-06 | 0 | 2.308e-06 | 2.308e-06 | [40 empty] | All EPR in 2020WLDFRSafety | WLDFR | HFTD - Distribution - Tier 2 - 2QU CoRE ¦ 4QU LoRE | Red Flag Warning - Catastrophic Fires | 2024 | Safety | 5534.8915 | 1130.0763 | 2024 | Control | 0.053 | 3 | 0 | esc | 0 | 0 | 0 | 0 | 0.055966 | 309.7669 | 0.055966 | 309.7669
[79 empty] | WLDFR | HFTD - Distribution - Tier 2 - 4QU CoRE ¦ 5QU LoRE | Red Flag Warning - Small Fires | 2025 | 0 | 0 | 0 | 0 | 0.080408 | 0.03759 | 0.0016314 | 0.041187 | 0 | 0 | 0 | 0.0081378 | 0.00028361 |  | 0 | 0 | 0 | 0 | 0 | 0 | 0 | 0 | 0 | 0 | 2.308e-06 | 2.308e-06 | [40 empty] | All EPR in 2020WLDFRElectric Reliability | WLDFR | HFTD - Distribution - Tier 2 - 2QU CoRE ¦ 4QU LoRE | Red Flag Warning - Catastrophic Fires | 2025 | Electric Reliability | 233.2301 | 1130.0763 | 2025 | Control | 0.1325 | 3 | 0 | esc | 0 | 0 | 0 | 0 | 0 | 0 | 0.15274 | 35.623
[79 empty] | WLDFR | HFTD - Distribution - Tier 2 - 4QU CoRE ¦ 5QU LoRE | Seismic - Non-Red Flag Warning - Catastrophic Fires | 2020 | 0 | 0 | 0 | 0 | 21083.8428 | 409.2237 | 13469.0878 | 7205.5313 | 1219.584 | 0 | 0 | 0 | 4.1077e-10 |  | 0 | 5.0097e-07 | 5.0097e-07 | 0 | 0 | 0 | 0 | 0 | 0 | 0 | 0 | 0 | [40 empty] | All EPR in 2020WLDFRFinancial | WLDFR | HFTD - Distribution - Tier 2 - 2QU CoRE ¦ 4QU LoRE | Red Flag Warning - Catastrophic Fires | 2025 | Financial | 8896.516 | 1130.0763 | 2025 | Control | 0.053 | 3 | 0 | esc | 0 | 0 | 0 | 0 | 0 | 0 | 0.055966 | 497.9043
[79 empty] | WLDFR | HFTD - Distribution - Tier 2 - 4QU CoRE ¦ 5QU LoRE | Seismic - Non-Red Flag Warning - Catastrophic Fires | 2021 | 0 | 0 | 0 | 0 | 21083.8428 | 409.2237 | 13469.0878 | 7205.5313 | 1219.584 | 1219.584 | 0 | 0 | 4.1077e-10 |  | 0 | 5.0097e-07 | 5.0097e-07 | 0 | 5.0097e-07 | 5.0097e-07 | 0 | 0 | 0 | 0 | 0 | 0 | [40 empty] | All EPR in 2020WLDFRSafety | WLDFR | HFTD - Distribution - Tier 2 - 2QU CoRE ¦ 4QU LoRE | Red Flag Warning - Catastrophic Fires | 2025 | Safety | 5534.8915 | 1130.0763 | 2025 | Control | 0.053 | 3 | 0 | esc | 0 | 0 | 0 | 0 | 0 | 0 | 0.055966 | 309.7669
[79 empty] | WLDFR | HFTD - Distribution - Tier 2 - 4QU CoRE ¦ 5QU LoRE | Seismic - Non-Red Flag Warning - Catastrophic Fires | 2022 | 0 | 0 | 0 | 0 | 21083.8428 | 409.2237 | 13469.0878 | 7205.5313 | 1219.584 | 1219.584 | 1219.584 | 0 | 4.1077e-10 |  | 0 | 5.0097e-07 | 5.0097e-07 | 0 | 5.0097e-07 | 5.0097e-07 | 0 | 5.0097e-07 | 5.0097e-07 | 0 | 0 | 0 | [40 empty] | All EPR in 2020WLDFRElectric Reliability | WLDFR | HFTD - Distribution - Tier 2 - 2QU CoRE ¦ 4QU LoRE | Red Flag Warning - Destructive Fires | 2021 | Electric Reliability | 222.2294 | 1130.0763 | 2021 | Control | 0.1325 | 3 | 0 | esc | 0.15274 | 33.9428 | 0.15274 | 33.9428 | 0 | 0 | 0 | 0
[79 empty] | WLDFR | HFTD - Distribution - Tier 2 - 4QU CoRE ¦ 5QU LoRE | Seismic - Non-Red Flag Warning - Catastrophic Fires | 2023 | 0 | 0 | 0 | 0 | 21835.9781 | 428.6023 | 13939.561 | 7467.8148 | 0 | 1263.5534 | 1263.5534 | 1263.5534 | 4.1077e-10 |  | 0 | 0 | 0 | 0 | 5.1903e-07 | 5.1903e-07 | 0 | 5.1903e-07 | 5.1903e-07 | 0 | 5.1903e-07 | 5.1903e-07 | [40 empty] | All EPR in 2020WLDFRFinancial | WLDFR | HFTD - Distribution - Tier 2 - 2QU CoRE ¦ 4QU LoRE | Red Flag Warning - Destructive Fires | 2021 | Financial | 8585.7228 | 1130.0763 | 2021 | Control | 0.053 | 3 | 0 | esc | 0.055966 | 480.5104 | 0.055966 | 480.5104 | 0 | 0 | 0 | 0
[79 empty] | WLDFR | HFTD - Distribution - Tier 2 - 4QU CoRE ¦ 5QU LoRE | Seismic - Non-Red Flag Warning - Catastrophic Fires | 2024 | 0 | 0 | 0 | 0 | 21835.9781 | 428.6023 | 13939.561 | 7467.8148 | 0 | 0 | 1263.5534 | 1263.5534 | 4.1077e-10 |  | 0 | 0 | 0 | 0 | 0 | 0 | 0 | 5.1903e-07 | 5.1903e-07 | 0 | 5.1903e-07 | 5.1903e-07 | [40 empty] | All EPR in 2020WLDFRElectric Reliability | WLDFR | HFTD - Distribution - Tier 2 - 2QU CoRE ¦ 4QU LoRE | Red Flag Warning - Destructive Fires | 2022 | Electric Reliability | 222.2294 | 1130.0763 | 2022 | Control | 0.1325 | 3 | 0 | esc | 0.15274 | 33.9428 | 0.15274 | 33.9428 | 0.15274 | 33.9428 | 0 | 0
[79 empty] | WLDFR | HFTD - Distribution - Tier 2 - 4QU CoRE ¦ 5QU LoRE | Seismic - Non-Red Flag Warning - Catastrophic Fires | 2025 | 0 | 0 | 0 | 0 | 21835.9781 | 428.6023 | 13939.561 | 7467.8148 | 0 | 0 | 0 | 1263.5534 | 4.1077e-10 |  | 0 | 0 | 0 | 0 | 0 | 0 | 0 | 0 | 0 | 0 | 5.1903e-07 | 5.1903e-07 | [40 empty] | All EPR in 2020WLDFRFinancial | WLDFR | HFTD - Distribution - Tier 2 - 2QU CoRE ¦ 4QU LoRE | Red Flag Warning - Destructive Fires | 2022 | Financial | 8585.7228 | 1130.0763 | 2022 | Control | 0.053 | 3 | 0 | esc | 0.055966 | 480.5104 | 0.055966 | 480.5104 | 0.055966 | 480.5104 | 0 | 0
[79 empty] | WLDFR | HFTD - Distribution - Tier 2 - 4QU CoRE ¦ 5QU LoRE | Seismic - Red Flag Warning - Catastrophic Fires | 2020 | 0 | 0 | 0 | 0 | 21083.8428 | 409.2237 | 13469.0878 | 7205.5313 | 1219.584 | 0 | 0 | 0 | 1.7716e-08 |  | 0 | 2.1606e-05 | 2.1606e-05 | 0 | 0 | 0 | 0 | 0 | 0 | 0 | 0 | 0 | [40 empty] | All EPR in 2020WLDFRElectric Reliability | WLDFR | HFTD - Distribution - Tier 2 - 2QU CoRE ¦ 4QU LoRE | Red Flag Warning - Destructive Fires | 2023 | Electric Reliability | 233.2301 | 1130.0763 | 2023 | Control | 0.1325 | 3 | 0 | esc | 0 | 0 | 0.15274 | 35.623 | 0.15274 | 35.623 | 0.15274 | 35.623
[79 empty] | WLDFR | HFTD - Distribution - Tier 2 - 4QU CoRE ¦ 5QU LoRE | Seismic - Red Flag Warning - Catastrophic Fires | 2021 | 0 | 0 | 0 | 0 | 21083.8428 | 409.2237 | 13469.0878 | 7205.5313 | 1219.584 | 1219.584 | 0 | 0 | 1.7716e-08 |  | 0 | 2.1606e-05 | 2.1606e-05 | 0 | 2.1606e-05 | 2.1606e-05 | 0 | 0 | 0 | 0 | 0 | 0 | [40 empty] | All EPR in 2020WLDFRFinancial | WLDFR | HFTD - Distribution - Tier 2 - 2QU CoRE ¦ 4QU LoRE | Red Flag Warning - Destructive Fires | 2023 | Financial | 8896.516 | 1130.0763 | 2023 | Control | 0.053 | 3 | 0 | esc | 0 | 0 | 0.055966 | 497.9043 | 0.055966 | 497.9043 | 0.055966 | 497.9043
[79 empty] | WLDFR | HFTD - Distribution - Tier 2 - 4QU CoRE ¦ 5QU LoRE | Seismic - Red Flag Warning - Catastrophic Fires | 2022 | 0 | 0 | 0 | 0 | 21083.8428 | 409.2237 | 13469.0878 | 7205.5313 | 1219.584 | 1219.584 | 1219.584 | 0 | 1.7716e-08 |  | 0 | 2.1606e-05 | 2.1606e-05 | 0 | 2.1606e-05 | 2.1606e-05 | 0 | 2.1606e-05 | 2.1606e-05 | 0 | 0 | 0 | [40 empty] | All EPR in 2020WLDFRElectric Reliability | WLDFR | HFTD - Distribution - Tier 2 - 2QU CoRE ¦ 4QU LoRE | Red Flag Warning - Destructive Fires | 2024 | Electric Reliability | 233.2301 | 1130.0763 | 2024 | Control | 0.1325 | 3 | 0 | esc | 0 | 0 | 0 | 0 | 0.15274 | 35.623 | 0.15274 | 35.623
[79 empty] | WLDFR | HFTD - Distribution - Tier 2 - 4QU CoRE ¦ 5QU LoRE | Seismic - Red Flag Warning - Catastrophic Fires | 2023 | 0 | 0 | 0 | 0 | 21835.9781 | 428.6023 | 13939.561 | 7467.8148 | 0 | 1263.5534 | 1263.5534 | 1263.5534 | 1.7716e-08 |  | 0 | 0 | 0 | 0 | 2.2385e-05 | 2.2385e-05 | 0 | 2.2385e-05 | 2.2385e-05 | 0 | 2.2385e-05 | 2.2385e-05 | [40 empty] | All EPR in 2020WLDFRFinancial | WLDFR | HFTD - Distribution - Tier 2 - 2QU CoRE ¦ 4QU LoRE | Red Flag Warning - Destructive Fires | 2024 | Financial | 8896.516 | 1130.0763 | 2024 | Control | 0.053 | 3 | 0 | esc | 0 | 0 | 0 | 0 | 0.055966 | 497.9043 | 0.055966 | 497.9043
[79 empty] | WLDFR | HFTD - Distribution - Tier 2 - 4QU CoRE ¦ 5QU LoRE | Seismic - Red Flag Warning - Catastrophic Fires | 2024 | 0 | 0 | 0 | 0 | 21835.9781 | 428.6023 | 13939.561 | 7467.8148 | 0 | 0 | 1263.5534 | 1263.5534 | 1.7716e-08 |  | 0 | 0 | 0 | 0 | 0 | 0 | 0 | 2.2385e-05 | 2.2385e-05 | 0 | 2.2385e-05 | 2.2385e-05 | [40 empty] | All EPR in 2020WLDFRElectric Reliability | WLDFR | HFTD - Distribution - Tier 2 - 2QU CoRE ¦ 4QU LoRE | Red Flag Warning - Destructive Fires | 2025 | Electric Reliability | 233.2301 | 1130.0763 | 2025 | Control | 0.1325 | 3 | 0 | esc | 0 | 0 | 0 | 0 | 0 | 0 | 0.15274 | 35.623
[79 empty] | WLDFR | HFTD - Distribution - Tier 2 - 4QU CoRE ¦ 5QU LoRE | Seismic - Red Flag Warning - Catastrophic Fires | 2025 | 0 | 0 | 0 | 0 | 21835.9781 | 428.6023 | 13939.561 | 7467.8148 | 0 | 0 | 0 | 1263.5534 | 1.7716e-08 |  | 0 | 0 | 0 | 0 | 0 | 0 | 0 | 0 | 0 | 0 | 2.2385e-05 | 2.2385e-05 | [40 empty] | All EPR in 2020WLDFRFinancial | WLDFR | HFTD - Distribution - Tier 2 - 2QU CoRE ¦ 4QU LoRE | Red Flag Warning - Destructive Fires | 2025 | Financial | 8896.516 | 1130.0763 | 2025 | Control | 0.053 | 3 | 0 | esc | 0 | 0 | 0 | 0 | 0 | 0 | 0.055966 | 497.9043
[79 empty] | WLDFR | HFTD - Distribution - Tier 2 - 5QU CoRE ¦ 1QU LoRE | Non-Red Flag Warning - Catastrophic Fires | 2020 | 0 | 0 | 0 | 0 | 14146.1306 | 222.2294 | 8585.7228 | 5338.1784 | 813.2108 | 0 | 0 | 0 | 2.2185e-07 |  | 0 | 0.00018041 | 0.00018041 | 0 | 0 | 0 | 0 | 0 | 0 | 0 | 0 | 0 | [40 empty] | All EPR in 2020WLDFRElectric Reliability | WLDFR | HFTD - Distribution - Tier 2 - 2QU CoRE ¦ 4QU LoRE | Red Flag Warning - Large Fires | 2021 | Electric Reliability | 0.69642 | 1130.0763 | 2021 | Control | 0.1325 | 3 | 0 | esc | 0.15274 | 0.10637 | 0.15274 | 0.10637 | 0 | 0 | 0 | 0
[79 empty] | WLDFR | HFTD - Distribution - Tier 2 - 5QU CoRE ¦ 1QU LoRE | Non-Red Flag Warning - Catastrophic Fires | 2021 | 0 | 0 | 0 | 0 | 14146.1306 | 222.2294 | 8585.7228 | 5338.1784 | 813.2108 | 813.2108 | 0 | 0 | 2.2185e-07 |  | 0 | 0.00018041 | 0.00018041 | 0 | 0.00018041 | 0.00018041 | 0 | 0 | 0 | 0 | 0 | 0 | [40 empty] | All EPR in 2020WLDFRFinancial | WLDFR | HFTD - Distribution - Tier 2 - 2QU CoRE ¦ 4QU LoRE | Red Flag Warning - Large Fires | 2021 | Financial | 2.942 | 1130.0763 | 2021 | Control | 0.053 | 3 | 0 | esc | 0.055966 | 0.16465 | 0.055966 | 0.16465 | 0 | 0 | 0 | 0
[79 empty] | WLDFR | HFTD - Distribution - Tier 2 - 5QU CoRE ¦ 1QU LoRE | Non-Red Flag Warning - Catastrophic Fires | 2022 | 0 | 0 | 0 | 0 | 14146.1306 | 222.2294 | 8585.7228 | 5338.1784 | 813.2108 | 813.2108 | 813.2108 | 0 | 2.2185e-07 |  | 0 | 0.00018041 | 0.00018041 | 0 | 0.00018041 | 0.00018041 | 0 | 0.00018041 | 0.00018041 | 0 | 0 | 0 | [40 empty] | All EPR in 2020WLDFRSafety | WLDFR | HFTD - Distribution - Tier 2 - 2QU CoRE ¦ 4QU LoRE | Red Flag Warning - Large Fires | 2021 | Safety | 1.6022 | 1130.0763 | 2021 | Control | 0.053 | 3 | 0 | esc | 0.055966 | 0.089668 | 0.055966 | 0.089668 | 0 | 0 | 0 | 0
[79 empty] | WLDFR | HFTD - Distribution - Tier 2 - 5QU CoRE ¦ 1QU LoRE | Non-Red Flag Warning - Catastrophic Fires | 2023 | 0 | 0 | 0 | 0 | 14664.6376 | 233.2301 | 8896.516 | 5534.8915 | 0 | 843.2942 | 843.2942 | 843.2942 | 2.2185e-07 |  | 0 | 0 | 0 | 0 | 0.00018708 | 0.00018708 | 0 | 0.00018708 | 0.00018708 | 0 | 0.00018708 | 0.00018708 | [40 empty] | All EPR in 2020WLDFRElectric Reliability | WLDFR | HFTD - Distribution - Tier 2 - 2QU CoRE ¦ 4QU LoRE | Red Flag Warning - Large Fires | 2022 | Electric Reliability | 0.69642 | 1130.0763 | 2022 | Control | 0.1325 | 3 | 0 | esc | 0.15274 | 0.10637 | 0.15274 | 0.10637 | 0.15274 | 0.10637 | 0 | 0
[79 empty] | WLDFR | HFTD - Distribution - Tier 2 - 5QU CoRE ¦ 1QU LoRE | Non-Red Flag Warning - Catastrophic Fires | 2024 | 0 | 0 | 0 | 0 | 14664.6376 | 233.2301 | 8896.516 | 5534.8915 | 0 | 0 | 843.2942 | 843.2942 | 2.2185e-07 |  | 0 | 0 | 0 | 0 | 0 | 0 | 0 | 0.00018708 | 0.00018708 | 0 | 0.00018708 | 0.00018708 | [40 empty] | All EPR in 2020WLDFRFinancial | WLDFR | HFTD - Distribution - Tier 2 - 2QU CoRE ¦ 4QU LoRE | Red Flag Warning - Large Fires | 2022 | Financial | 2.942 | 1130.0763 | 2022 | Control | 0.053 | 3 | 0 | esc | 0.055966 | 0.16465 | 0.055966 | 0.16465 | 0.055966 | 0.16465 | 0 | 0
[79 empty] | WLDFR | HFTD - Distribution - Tier 2 - 5QU CoRE ¦ 1QU LoRE | Non-Red Flag Warning - Catastrophic Fires | 2025 | 0 | 0 | 0 | 0 | 14664.6376 | 233.2301 | 8896.516 | 5534.8915 | 0 | 0 | 0 | 843.2942 | 2.2185e-07 |  | 0 | 0 | 0 | 0 | 0 | 0 | 0 | 0 | 0 | 0 | 0.00018708 | 0.00018708 | [40 empty] | All EPR in 2020WLDFRSafety | WLDFR | HFTD - Distribution - Tier 2 - 2QU CoRE ¦ 4QU LoRE | Red Flag Warning - Large Fires | 2022 | Safety | 1.6022 | 1130.0763 | 2022 | Control | 0.053 | 3 | 0 | esc | 0.055966 | 0.089668 | 0.055966 | 0.089668 | 0.055966 | 0.089668 | 0 | 0
[79 empty] | WLDFR | HFTD - Distribution - Tier 2 - 5QU CoRE ¦ 1QU LoRE | Non-Red Flag Warning - Destructive Fires | 2020 | 0 | 0 | 0 | 0 | 8807.9522 | 222.2294 | 8585.7228 | 0 | 514.4532 | 0 | 0 | 0 | 2.6682e-07 |  | 0 | 0.00013726 | 0.00013726 | 0 | 0 | 0 | 0 | 0 | 0 | 0 | 0 | 0 | [40 empty] | All EPR in 2020WLDFRElectric Reliability | WLDFR | HFTD - Distribution - Tier 2 - 2QU CoRE ¦ 4QU LoRE | Red Flag Warning - Large Fires | 2023 | Electric Reliability | 0.71896 | 1130.0763 | 2023 | Control | 0.1325 | 3 | 0 | esc | 0 | 0 | 0.15274 | 0.10981 | 0.15274 | 0.10981 | 0.15274 | 0.10981
[79 empty] | WLDFR | HFTD - Distribution - Tier 2 - 5QU CoRE ¦ 1QU LoRE | Non-Red Flag Warning - Destructive Fires | 2021 | 0 | 0 | 0 | 0 | 8807.9522 | 222.2294 | 8585.7228 | 0 | 514.4532 | 514.4532 | 0 | 0 | 2.6682e-07 |  | 0 | 0.00013726 | 0.00013726 | 0 | 0.00013726 | 0.00013726 | 0 | 0 | 0 | 0 | 0 | 0 | [40 empty] | All EPR in 2020WLDFRFinancial | WLDFR | HFTD - Distribution - Tier 2 - 2QU CoRE ¦ 4QU LoRE | Red Flag Warning - Large Fires | 2023 | Financial | 3.0715 | 1130.0763 | 2023 | Control | 0.053 | 3 | 0 | esc | 0 | 0 | 0.055966 | 0.1719 | 0.055966 | 0.1719 | 0.055966 | 0.1719
[79 empty] | WLDFR | HFTD - Distribution - Tier 2 - 5QU CoRE ¦ 1QU LoRE | Non-Red Flag Warning - Destructive Fires | 2022 | 0 | 0 | 0 | 0 | 8807.9522 | 222.2294 | 8585.7228 | 0 | 514.4532 | 514.4532 | 514.4532 | 0 | 2.6682e-07 |  | 0 | 0.00013726 | 0.00013726 | 0 | 0.00013726 | 0.00013726 | 0 | 0.00013726 | 0.00013726 | 0 | 0 | 0 | [40 empty] | All EPR in 2020WLDFRSafety | WLDFR | HFTD - Distribution - Tier 2 - 2QU CoRE ¦ 4QU LoRE | Red Flag Warning - Large Fires | 2023 | Safety | 1.6846 | 1130.0763 | 2023 | Control | 0.053 | 3 | 0 | esc | 0 | 0 | 0.055966 | 0.094279 | 0.055966 | 0.094279 | 0.055966 | 0.094279
[79 empty] | WLDFR | HFTD - Distribution - Tier 2 - 5QU CoRE ¦ 1QU LoRE | Non-Red Flag Warning - Destructive Fires | 2023 | 0 | 0 | 0 | 0 | 9129.7461 | 233.2301 | 8896.516 | 0 | 0 | 533.5273 | 533.5273 | 533.5273 | 2.6682e-07 |  | 0 | 0 | 0 | 0 | 0.00014235 | 0.00014235 | 0 | 0.00014235 | 0.00014235 | 0 | 0.00014235 | 0.00014235 | [40 empty] | All EPR in 2020WLDFRElectric Reliability | WLDFR | HFTD - Distribution - Tier 2 - 2QU CoRE ¦ 4QU LoRE | Red Flag Warning - Large Fires | 2024 | Electric Reliability | 0.71896 | 1130.0763 | 2024 | Control | 0.1325 | 3 | 0 | esc | 0 | 0 | 0 | 0 | 0.15274 | 0.10981 | 0.15274 | 0.10981
[79 empty] | WLDFR | HFTD - Distribution - Tier 2 - 5QU CoRE ¦ 1QU LoRE | Non-Red Flag Warning - Destructive Fires | 2024 | 0 | 0 | 0 | 0 | 9129.7461 | 233.2301 | 8896.516 | 0 | 0 | 0 | 533.5273 | 533.5273 | 2.6682e-07 |  | 0 | 0 | 0 | 0 | 0 | 0 | 0 | 0.00014235 | 0.00014235 | 0 | 0.00014235 | 0.00014235 | [40 empty] | All EPR in 2020WLDFRFinancial | WLDFR | HFTD - Distribution - Tier 2 - 2QU CoRE ¦ 4QU LoRE | Red Flag Warning - Large Fires | 2024 | Financial | 3.0715 | 1130.0763 | 2024 | Control | 0.053 | 3 | 0 | esc | 0 | 0 | 0 | 0 | 0.055966 | 0.1719 | 0.055966 | 0.1719
[79 empty] | WLDFR | HFTD - Distribution - Tier 2 - 5QU CoRE ¦ 1QU LoRE | Non-Red Flag Warning - Destructive Fires | 2025 | 0 | 0 | 0 | 0 | 9129.7461 | 233.2301 | 8896.516 | 0 | 0 | 0 | 0 | 533.5273 | 2.6682e-07 |  | 0 | 0 | 0 | 0 | 0 | 0 | 0 | 0 | 0 | 0 | 0.00014235 | 0.00014235 | [40 empty] | All EPR in 2020WLDFRSafety | WLDFR | HFTD - Distribution - Tier 2 - 2QU CoRE ¦ 4QU LoRE | Red Flag Warning - Large Fires | 2024 | Safety | 1.6846 | 1130.0763 | 2024 | Control | 0.053 | 3 | 0 | esc | 0 | 0 | 0 | 0 | 0.055966 | 0.094279 | 0.055966 | 0.094279
[79 empty] | WLDFR | HFTD - Distribution - Tier 2 - 5QU CoRE ¦ 1QU LoRE | Non-Red Flag Warning - Large Fires | 2020 | 0 | 0 | 0 | 0 | 5.2406 | 0.69642 | 2.942 | 1.6022 | 0.36069 | 0 | 0 | 0 | 2.8634e-05 |  | 0 | 1.0328e-05 | 1.0328e-05 | 0 | 0 | 0 | 0 | 0 | 0 | 0 | 0 | 0 | [40 empty] | All EPR in 2020WLDFRElectric Reliability | WLDFR | HFTD - Distribution - Tier 2 - 2QU CoRE ¦ 4QU LoRE | Red Flag Warning - Large Fires | 2025 | Electric Reliability | 0.71896 | 1130.0763 | 2025 | Control | 0.1325 | 3 | 0 | esc | 0 | 0 | 0 | 0 | 0 | 0 | 0.15274 | 0.10981
[79 empty] | WLDFR | HFTD - Distribution - Tier 2 - 5QU CoRE ¦ 1QU LoRE | Non-Red Flag Warning - Large Fires | 2021 | 0 | 0 | 0 | 0 | 5.2406 | 0.69642 | 2.942 | 1.6022 | 0.36069 | 0.36069 | 0 | 0 | 2.8634e-05 |  | 0 | 1.0328e-05 | 1.0328e-05 | 0 | 1.0328e-05 | 1.0328e-05 | 0 | 0 | 0 | 0 | 0 | 0 | [40 empty] | All EPR in 2020WLDFRFinancial | WLDFR | HFTD - Distribution - Tier 2 - 2QU CoRE ¦ 4QU LoRE | Red Flag Warning - Large Fires | 2025 | Financial | 3.0715 | 1130.0763 | 2025 | Control | 0.053 | 3 | 0 | esc | 0 | 0 | 0 | 0 | 0 | 0 | 0.055966 | 0.1719
[79 empty] | WLDFR | HFTD - Distribution - Tier 2 - 5QU CoRE ¦ 1QU LoRE | Non-Red Flag Warning - Large Fires | 2022 | 0 | 0 | 0 | 0 | 5.2406 | 0.69642 | 2.942 | 1.6022 | 0.36069 | 0.36069 | 0.36069 | 0 | 2.8634e-05 |  | 0 | 1.0328e-05 | 1.0328e-05 | 0 | 1.0328e-05 | 1.0328e-05 | 0 | 1.0328e-05 | 1.0328e-05 | 0 | 0 | 0 | [40 empty] | All EPR in 2020WLDFRSafety | WLDFR | HFTD - Distribution - Tier 2 - 2QU CoRE ¦ 4QU LoRE | Red Flag Warning - Large Fires | 2025 | Safety | 1.6846 | 1130.0763 | 2025 | Control | 0.053 | 3 | 0 | esc | 0 | 0 | 0 | 0 | 0 | 0 | 0.055966 | 0.094279
[79 empty] | WLDFR | HFTD - Distribution - Tier 2 - 5QU CoRE ¦ 1QU LoRE | Non-Red Flag Warning - Large Fires | 2023 | 0 | 0 | 0 | 0 | 5.475 | 0.71896 | 3.0715 | 1.6846 | 0 | 0.37599 | 0.37599 | 0.37599 | 2.8634e-05 |  | 0 | 0 | 0 | 0 | 1.0766e-05 | 1.0766e-05 | 0 | 1.0766e-05 | 1.0766e-05 | 0 | 1.0766e-05 | 1.0766e-05 | [40 empty] | All EPR in 2020WLDFRElectric Reliability | WLDFR | HFTD - Distribution - Tier 2 - 2QU CoRE ¦ 4QU LoRE | Red Flag Warning - Small Fires | 2021 | Electric Reliability | 0.036425 | 1130.0763 | 2021 | Control | 0.1325 | 3 | 0 | esc | 0.15274 | 0.0055635 | 0.15274 | 0.0055635 | 0 | 0 | 0 | 0
[79 empty] | WLDFR | HFTD - Distribution - Tier 2 - 5QU CoRE ¦ 1QU LoRE | Non-Red Flag Warning - Large Fires | 2024 | 0 | 0 | 0 | 0 | 5.475 | 0.71896 | 3.0715 | 1.6846 | 0 | 0 | 0.37599 | 0.37599 | 2.8634e-05 |  | 0 | 0 | 0 | 0 | 0 | 0 | 0 | 1.0766e-05 | 1.0766e-05 | 0 | 1.0766e-05 | 1.0766e-05 | [40 empty] | All EPR in 2020WLDFRFinancial | WLDFR | HFTD - Distribution - Tier 2 - 2QU CoRE ¦ 4QU LoRE | Red Flag Warning - Small Fires | 2021 | Financial | 0.0015809 | 1130.0763 | 2021 | Control | 0.053 | 3 | 0 | esc | 0.055966 | 8.8475e-05 | 0.055966 | 8.8475e-05 | 0 | 0 | 0 | 0
[79 empty] | WLDFR | HFTD - Distribution - Tier 2 - 5QU CoRE ¦ 1QU LoRE | Non-Red Flag Warning - Large Fires | 2025 | 0 | 0 | 0 | 0 | 5.475 | 0.71896 | 3.0715 | 1.6846 | 0 | 0 | 0 | 0.37599 | 2.8634e-05 |  | 0 | 0 | 0 | 0 | 0 | 0 | 0 | 0 | 0 | 0 | 1.0766e-05 | 1.0766e-05 | [40 empty] | All EPR in 2020WLDFRSafety | WLDFR | HFTD - Distribution - Tier 2 - 2QU CoRE ¦ 4QU LoRE | Red Flag Warning - Small Fires | 2021 | Safety | 0.039895 | 1130.0763 | 2021 | Control | 0.053 | 3 | 0 | esc | 0.055966 | 0.0022328 | 0.055966 | 0.0022328 | 0 | 0 | 0 | 0
[79 empty] | WLDFR | HFTD - Distribution - Tier 2 - 5QU CoRE ¦ 1QU LoRE | Non-Red Flag Warning - Small Fires | 2020 | 0 | 0 | 0 | 0 | 0.077901 | 0.036425 | 0.0015809 | 0.039895 | 0.0078847 | 0 | 0 | 0 | 0.010837 |  | 0 | 8.5445e-05 | 8.5445e-05 | 0 | 0 | 0 | 0 | 0 | 0 | 0 | 0 | 0 | [40 empty] | All EPR in 2020WLDFRElectric Reliability | WLDFR | HFTD - Distribution - Tier 2 - 2QU CoRE ¦ 4QU LoRE | Red Flag Warning - Small Fires | 2022 | Electric Reliability | 0.036425 | 1130.0763 | 2022 | Control | 0.1325 | 3 | 0 | esc | 0.15274 | 0.0055635 | 0.15274 | 0.0055635 | 0.15274 | 0.0055635 | 0 | 0
[79 empty] | WLDFR | HFTD - Distribution - Tier 2 - 5QU CoRE ¦ 1QU LoRE | Non-Red Flag Warning - Small Fires | 2021 | 0 | 0 | 0 | 0 | 0.077901 | 0.036425 | 0.0015809 | 0.039895 | 0.0078847 | 0.0078847 | 0 | 0 | 0.010837 |  | 0 | 8.5445e-05 | 8.5445e-05 | 0 | 8.5445e-05 | 8.5445e-05 | 0 | 0 | 0 | 0 | 0 | 0 | [40 empty] | All EPR in 2020WLDFRFinancial | WLDFR | HFTD - Distribution - Tier 2 - 2QU CoRE ¦ 4QU LoRE | Red Flag Warning - Small Fires | 2022 | Financial | 0.0015809 | 1130.0763 | 2022 | Control | 0.053 | 3 | 0 | esc | 0.055966 | 8.8475e-05 | 0.055966 | 8.8475e-05 | 0.055966 | 8.8475e-05 | 0 | 0
[79 empty] | WLDFR | HFTD - Distribution - Tier 2 - 5QU CoRE ¦ 1QU LoRE | Non-Red Flag Warning - Small Fires | 2022 | 0 | 0 | 0 | 0 | 0.077901 | 0.036425 | 0.0015809 | 0.039895 | 0.0078847 | 0.0078847 | 0.0078847 | 0 | 0.010837 |  | 0 | 8.5445e-05 | 8.5445e-05 | 0 | 8.5445e-05 | 8.5445e-05 | 0 | 8.5445e-05 | 8.5445e-05 | 0 | 0 | 0 | [40 empty] | All EPR in 2020WLDFRSafety | WLDFR | HFTD - Distribution - Tier 2 - 2QU CoRE ¦ 4QU LoRE | Red Flag Warning - Small Fires | 2022 | Safety | 0.039895 | 1130.0763 | 2022 | Control | 0.053 | 3 | 0 | esc | 0.055966 | 0.0022328 | 0.055966 | 0.0022328 | 0.055966 | 0.0022328 | 0 | 0
[79 empty] | WLDFR | HFTD - Distribution - Tier 2 - 5QU CoRE ¦ 1QU LoRE | Non-Red Flag Warning - Small Fires | 2023 | 0 | 0 | 0 | 0 | 0.080408 | 0.03759 | 0.0016314 | 0.041187 | 0 | 0.0081378 | 0.0081378 | 0.0081378 | 0.010837 |  | 0 | 0 | 0 | 0 | 8.8188e-05 | 8.8188e-05 | 0 | 8.8188e-05 | 8.8188e-05 | 0 | 8.8188e-05 | 8.8188e-05 | [40 empty] | All EPR in 2020WLDFRElectric Reliability | WLDFR | HFTD - Distribution - Tier 2 - 2QU CoRE ¦ 4QU LoRE | Red Flag Warning - Small Fires | 2023 | Electric Reliability | 0.03759 | 1130.0763 | 2023 | Control | 0.1325 | 3 | 0 | esc | 0 | 0 | 0.15274 | 0.0057414 | 0.15274 | 0.0057414 | 0.15274 | 0.0057414
[79 empty] | WLDFR | HFTD - Distribution - Tier 2 - 5QU CoRE ¦ 1QU LoRE | Non-Red Flag Warning - Small Fires | 2024 | 0 | 0 | 0 | 0 | 0.080408 | 0.03759 | 0.0016314 | 0.041187 | 0 | 0 | 0.0081378 | 0.0081378 | 0.010837 |  | 0 | 0 | 0 | 0 | 0 | 0 | 0 | 8.8188e-05 | 8.8188e-05 | 0 | 8.8188e-05 | 8.8188e-05 | [40 empty] | All EPR in 2020WLDFRFinancial | WLDFR | HFTD - Distribution - Tier 2 - 2QU CoRE ¦ 4QU LoRE | Red Flag Warning - Small Fires | 2023 | Financial | 0.0016314 | 1130.0763 | 2023 | Control | 0.053 | 3 | 0 | esc | 0 | 0 | 0.055966 | 9.1305e-05 | 0.055966 | 9.1305e-05 | 0.055966 | 9.1305e-05
[79 empty] | WLDFR | HFTD - Distribution - Tier 2 - 5QU CoRE ¦ 1QU LoRE | Non-Red Flag Warning - Small Fires | 2025 | 0 | 0 | 0 | 0 | 0.080408 | 0.03759 | 0.0016314 | 0.041187 | 0 | 0 | 0 | 0.0081378 | 0.010837 |  | 0 | 0 | 0 | 0 | 0 | 0 | 0 | 0 | 0 | 0 | 8.8188e-05 | 8.8188e-05 | [40 empty] | All EPR in 2020WLDFRSafety | WLDFR | HFTD - Distribution - Tier 2 - 2QU CoRE ¦ 4QU LoRE | Red Flag Warning - Small Fires | 2023 | Safety | 0.041187 | 1130.0763 | 2023 | Control | 0.053 | 3 | 0 | esc | 0 | 0 | 0.055966 | 0.0023051 | 0.055966 | 0.0023051 | 0.055966 | 0.0023051
[79 empty] | WLDFR | HFTD - Distribution - Tier 2 - 5QU CoRE ¦ 1QU LoRE | Red Flag Warning - Catastrophic Fires | 2020 | 0 | 0 | 0 | 0 | 14146.1306 | 222.2294 | 8585.7228 | 5338.1784 | 813.2108 | 0 | 0 | 0 | 3.1062e-06 |  | 0 | 0.002526 | 0.002526 | 0 | 0 | 0 | 0 | 0 | 0 | 0 | 0 | 0 | [40 empty] | All EPR in 2020WLDFRElectric Reliability | WLDFR | HFTD - Distribution - Tier 2 - 2QU CoRE ¦ 4QU LoRE | Red Flag Warning - Small Fires | 2024 | Electric Reliability | 0.03759 | 1130.0763 | 2024 | Control | 0.1325 | 3 | 0 | esc | 0 | 0 | 0 | 0 | 0.15274 | 0.0057414 | 0.15274 | 0.0057414
[79 empty] | WLDFR | HFTD - Distribution - Tier 2 - 5QU CoRE ¦ 1QU LoRE | Red Flag Warning - Catastrophic Fires | 2021 | 0 | 0 | 0 | 0 | 14146.1306 | 222.2294 | 8585.7228 | 5338.1784 | 813.2108 | 813.2108 | 0 | 0 | 3.1062e-06 |  | 0 | 0.002526 | 0.002526 | 0 | 0.002526 | 0.002526 | 0 | 0 | 0 | 0 | 0 | 0 | [40 empty] | All EPR in 2020WLDFRFinancial | WLDFR | HFTD - Distribution - Tier 2 - 2QU CoRE ¦ 4QU LoRE | Red Flag Warning - Small Fires | 2024 | Financial | 0.0016314 | 1130.0763 | 2024 | Control | 0.053 | 3 | 0 | esc | 0 | 0 | 0 | 0 | 0.055966 | 9.1305e-05 | 0.055966 | 9.1305e-05
[79 empty] | WLDFR | HFTD - Distribution - Tier 2 - 5QU CoRE ¦ 1QU LoRE | Red Flag Warning - Catastrophic Fires | 2022 | 0 | 0 | 0 | 0 | 14146.1306 | 222.2294 | 8585.7228 | 5338.1784 | 813.2108 | 813.2108 | 813.2108 | 0 | 3.1062e-06 |  | 0 | 0.002526 | 0.002526 | 0 | 0.002526 | 0.002526 | 0 | 0.002526 | 0.002526 | 0 | 0 | 0 | [40 empty] | All EPR in 2020WLDFRSafety | WLDFR | HFTD - Distribution - Tier 2 - 2QU CoRE ¦ 4QU LoRE | Red Flag Warning - Small Fires | 2024 | Safety | 0.041187 | 1130.0763 | 2024 | Control | 0.053 | 3 | 0 | esc | 0 | 0 | 0 | 0 | 0.055966 | 0.0023051 | 0.055966 | 0.0023051
[79 empty] | WLDFR | HFTD - Distribution - Tier 2 - 5QU CoRE ¦ 1QU LoRE | Red Flag Warning - Catastrophic Fires | 2023 | 0 | 0 | 0 | 0 | 14664.6376 | 233.2301 | 8896.516 | 5534.8915 | 0 | 843.2942 | 843.2942 | 843.2942 | 3.1062e-06 |  | 0 | 0 | 0 | 0 | 0.0026194 | 0.0026194 | 0 | 0.0026194 | 0.0026194 | 0 | 0.0026194 | 0.0026194 | [40 empty] | All EPR in 2020WLDFRElectric Reliability | WLDFR | HFTD - Distribution - Tier 2 - 2QU CoRE ¦ 4QU LoRE | Red Flag Warning - Small Fires | 2025 | Electric Reliability | 0.03759 | 1130.0763 | 2025 | Control | 0.1325 | 3 | 0 | esc | 0 | 0 | 0 | 0 | 0 | 0 | 0.15274 | 0.0057414
[79 empty] | WLDFR | HFTD - Distribution - Tier 2 - 5QU CoRE ¦ 1QU LoRE | Red Flag Warning - Catastrophic Fires | 2024 | 0 | 0 | 0 | 0 | 14664.6376 | 233.2301 | 8896.516 | 5534.8915 | 0 | 0 | 843.2942 | 843.2942 | 3.1062e-06 |  | 0 | 0 | 0 | 0 | 0 | 0 | 0 | 0.0026194 | 0.0026194 | 0 | 0.0026194 | 0.0026194 | [40 empty] | All EPR in 2020WLDFRFinancial | WLDFR | HFTD - Distribution - Tier 2 - 2QU CoRE ¦ 4QU LoRE | Red Flag Warning - Small Fires | 2025 | Financial | 0.0016314 | 1130.0763 | 2025 | Control | 0.053 | 3 | 0 | esc | 0 | 0 | 0 | 0 | 0 | 0 | 0.055966 | 9.1305e-05
[79 empty] | WLDFR | HFTD - Distribution - Tier 2 - 5QU CoRE ¦ 1QU LoRE | Red Flag Warning - Catastrophic Fires | 2025 | 0 | 0 | 0 | 0 | 14664.6376 | 233.2301 | 8896.516 | 5534.8915 | 0 | 0 | 0 | 843.2942 | 3.1062e-06 |  | 0 | 0 | 0 | 0 | 0 | 0 | 0 | 0 | 0 | 0 | 0.0026194 | 0.0026194 | [40 empty] | All EPR in 2020WLDFRSafety | WLDFR | HFTD - Distribution - Tier 2 - 2QU CoRE ¦ 4QU LoRE | Red Flag Warning - Small Fires | 2025 | Safety | 0.041187 | 1130.0763 | 2025 | Control | 0.053 | 3 | 0 | esc | 0 | 0 | 0 | 0 | 0 | 0 | 0.055966 | 0.0023051
[79 empty] | WLDFR | HFTD - Distribution - Tier 2 - 5QU CoRE ¦ 1QU LoRE | Red Flag Warning - Destructive Fires | 2020 | 0 | 0 | 0 | 0 | 8807.9522 | 222.2294 | 8585.7228 | 0 | 514.4532 | 0 | 0 | 0 | 5.8442e-07 |  | 0 | 0.00030066 | 0.00030066 | 0 | 0 | 0 | 0 | 0 | 0 | 0 | 0 | 0 | [40 empty] | All EPR in 2020WLDFRElectric Reliability | WLDFR | HFTD - Distribution - Tier 2 - 2QU CoRE ¦ 4QU LoRE | Seismic - Non-Red Flag Warning - Catastrophic Fires | 2021 | Electric Reliability | 409.2237 | 1130.0763 | 2021 | Control | 0.1325 | 3 | 0 | esc | 0.15274 | 62.5039 | 0.15274 | 62.5039 | 0 | 0 | 0 | 0
[79 empty] | WLDFR | HFTD - Distribution - Tier 2 - 5QU CoRE ¦ 1QU LoRE | Red Flag Warning - Destructive Fires | 2021 | 0 | 0 | 0 | 0 | 8807.9522 | 222.2294 | 8585.7228 | 0 | 514.4532 | 514.4532 | 0 | 0 | 5.8442e-07 |  | 0 | 0.00030066 | 0.00030066 | 0 | 0.00030066 | 0.00030066 | 0 | 0 | 0 | 0 | 0 | 0 | [40 empty] | All EPR in 2020WLDFRFinancial | WLDFR | HFTD - Distribution - Tier 2 - 2QU CoRE ¦ 4QU LoRE | Seismic - Non-Red Flag Warning - Catastrophic Fires | 2021 | Financial | 13469.0878 | 1130.0763 | 2021 | Control | 0.053 | 3 | 0 | esc | 0.055966 | 753.8138 | 0.055966 | 753.8138 | 0 | 0 | 0 | 0
[79 empty] | WLDFR | HFTD - Distribution - Tier 2 - 5QU CoRE ¦ 1QU LoRE | Red Flag Warning - Destructive Fires | 2022 | 0 | 0 | 0 | 0 | 8807.9522 | 222.2294 | 8585.7228 | 0 | 514.4532 | 514.4532 | 514.4532 | 0 | 5.8442e-07 |  | 0 | 0.00030066 | 0.00030066 | 0 | 0.00030066 | 0.00030066 | 0 | 0.00030066 | 0.00030066 | 0 | 0 | 0 | [40 empty] | All EPR in 2020WLDFRSafety | WLDFR | HFTD - Distribution - Tier 2 - 2QU CoRE ¦ 4QU LoRE | Seismic - Non-Red Flag Warning - Catastrophic Fires | 2021 | Safety | 7205.5313 | 1130.0763 | 2021 | Control | 0.053 | 3 | 0 | esc | 0.055966 | 403.2663 | 0.055966 | 403.2663 | 0 | 0 | 0 | 0
[79 empty] | WLDFR | HFTD - Distribution - Tier 2 - 5QU CoRE ¦ 1QU LoRE | Red Flag Warning - Destructive Fires | 2023 | 0 | 0 | 0 | 0 | 9129.7461 | 233.2301 | 8896.516 | 0 | 0 | 533.5273 | 533.5273 | 533.5273 | 5.8442e-07 |  | 0 | 0 | 0 | 0 | 0.00031181 | 0.00031181 | 0 | 0.00031181 | 0.00031181 | 0 | 0.00031181 | 0.00031181 | [40 empty] | All EPR in 2020WLDFRElectric Reliability | WLDFR | HFTD - Distribution - Tier 2 - 2QU CoRE ¦ 4QU LoRE | Seismic - Non-Red Flag Warning - Catastrophic Fires | 2022 | Electric Reliability | 409.2237 | 1130.0763 | 2022 | Control | 0.1325 | 3 | 0 | esc | 0.15274 | 62.5039 | 0.15274 | 62.5039 | 0.15274 | 62.5039 | 0 | 0
[79 empty] | WLDFR | HFTD - Distribution - Tier 2 - 5QU CoRE ¦ 1QU LoRE | Red Flag Warning - Destructive Fires | 2024 | 0 | 0 | 0 | 0 | 9129.7461 | 233.2301 | 8896.516 | 0 | 0 | 0 | 533.5273 | 533.5273 | 5.8442e-07 |  | 0 | 0 | 0 | 0 | 0 | 0 | 0 | 0.00031181 | 0.00031181 | 0 | 0.00031181 | 0.00031181 | [40 empty] | All EPR in 2020WLDFRFinancial | WLDFR | HFTD - Distribution - Tier 2 - 2QU CoRE ¦ 4QU LoRE | Seismic - Non-Red Flag Warning - Catastrophic Fires | 2022 | Financial | 13469.0878 | 1130.0763 | 2022 | Control | 0.053 | 3 | 0 | esc | 0.055966 | 753.8138 | 0.055966 | 753.8138 | 0.055966 | 753.8138 | 0 | 0
[79 empty] | WLDFR | HFTD - Distribution - Tier 2 - 5QU CoRE ¦ 1QU LoRE | Red Flag Warning - Destructive Fires | 2025 | 0 | 0 | 0 | 0 | 9129.7461 | 233.2301 | 8896.516 | 0 | 0 | 0 | 0 | 533.5273 | 5.8442e-07 |  | 0 | 0 | 0 | 0 | 0 | 0 | 0 | 0 | 0 | 0 | 0.00031181 | 0.00031181 | [40 empty] | All EPR in 2020WLDFRSafety | WLDFR | HFTD - Distribution - Tier 2 - 2QU CoRE ¦ 4QU LoRE | Seismic - Non-Red Flag Warning - Catastrophic Fires | 2022 | Safety | 7205.5313 | 1130.0763 | 2022 | Control | 0.053 | 3 | 0 | esc | 0.055966 | 403.2663 | 0.055966 | 403.2663 | 0.055966 | 403.2663 | 0 | 0
[79 empty] | WLDFR | HFTD - Distribution - Tier 2 - 5QU CoRE ¦ 1QU LoRE | Red Flag Warning - Large Fires | 2020 | 0 | 0 | 0 | 0 | 5.2406 | 0.69642 | 2.942 | 1.6022 | 0.36069 | 0 | 0 | 0 | 4.3462e-05 |  | 0 | 1.5676e-05 | 1.5676e-05 | 0 | 0 | 0 | 0 | 0 | 0 | 0 | 0 | 0 | [40 empty] | All EPR in 2020WLDFRElectric Reliability | WLDFR | HFTD - Distribution - Tier 2 - 2QU CoRE ¦ 4QU LoRE | Seismic - Non-Red Flag Warning - Catastrophic Fires | 2023 | Electric Reliability | 428.6023 | 1130.0763 | 2023 | Control | 0.1325 | 3 | 0 | esc | 0 | 0 | 0.15274 | 65.4638 | 0.15274 | 65.4638 | 0.15274 | 65.4638
[79 empty] | WLDFR | HFTD - Distribution - Tier 2 - 5QU CoRE ¦ 1QU LoRE | Red Flag Warning - Large Fires | 2021 | 0 | 0 | 0 | 0 | 5.2406 | 0.69642 | 2.942 | 1.6022 | 0.36069 | 0.36069 | 0 | 0 | 4.3462e-05 |  | 0 | 1.5676e-05 | 1.5676e-05 | 0 | 1.5676e-05 | 1.5676e-05 | 0 | 0 | 0 | 0 | 0 | 0 | [40 empty] | All EPR in 2020WLDFRFinancial | WLDFR | HFTD - Distribution - Tier 2 - 2QU CoRE ¦ 4QU LoRE | Seismic - Non-Red Flag Warning - Catastrophic Fires | 2023 | Financial | 13939.561 | 1130.0763 | 2023 | Control | 0.053 | 3 | 0 | esc | 0 | 0 | 0.055966 | 780.1444 | 0.055966 | 780.1444 | 0.055966 | 780.1444
[79 empty] | WLDFR | HFTD - Distribution - Tier 2 - 5QU CoRE ¦ 1QU LoRE | Red Flag Warning - Large Fires | 2022 | 0 | 0 | 0 | 0 | 5.2406 | 0.69642 | 2.942 | 1.6022 | 0.36069 | 0.36069 | 0.36069 | 0 | 4.3462e-05 |  | 0 | 1.5676e-05 | 1.5676e-05 | 0 | 1.5676e-05 | 1.5676e-05 | 0 | 1.5676e-05 | 1.5676e-05 | 0 | 0 | 0 | [40 empty] | All EPR in 2020WLDFRSafety | WLDFR | HFTD - Distribution - Tier 2 - 2QU CoRE ¦ 4QU LoRE | Seismic - Non-Red Flag Warning - Catastrophic Fires | 2023 | Safety | 7467.8148 | 1130.0763 | 2023 | Control | 0.053 | 3 | 0 | esc | 0 | 0 | 0.055966 | 417.9453 | 0.055966 | 417.9453 | 0.055966 | 417.9453
[79 empty] | WLDFR | HFTD - Distribution - Tier 2 - 5QU CoRE ¦ 1QU LoRE | Red Flag Warning - Large Fires | 2023 | 0 | 0 | 0 | 0 | 5.475 | 0.71896 | 3.0715 | 1.6846 | 0 | 0.37599 | 0.37599 | 0.37599 | 4.3462e-05 |  | 0 | 0 | 0 | 0 | 1.6341e-05 | 1.6341e-05 | 0 | 1.6341e-05 | 1.6341e-05 | 0 | 1.6341e-05 | 1.6341e-05 | [40 empty] | All EPR in 2020WLDFRElectric Reliability | WLDFR | HFTD - Distribution - Tier 2 - 2QU CoRE ¦ 4QU LoRE | Seismic - Non-Red Flag Warning - Catastrophic Fires | 2024 | Electric Reliability | 428.6023 | 1130.0763 | 2024 | Control | 0.1325 | 3 | 0 | esc | 0 | 0 | 0 | 0 | 0.15274 | 65.4638 | 0.15274 | 65.4638
[79 empty] | WLDFR | HFTD - Distribution - Tier 2 - 5QU CoRE ¦ 1QU LoRE | Red Flag Warning - Large Fires | 2024 | 0 | 0 | 0 | 0 | 5.475 | 0.71896 | 3.0715 | 1.6846 | 0 | 0 | 0.37599 | 0.37599 | 4.3462e-05 |  | 0 | 0 | 0 | 0 | 0 | 0 | 0 | 1.6341e-05 | 1.6341e-05 | 0 | 1.6341e-05 | 1.6341e-05 | [40 empty] | All EPR in 2020WLDFRFinancial | WLDFR | HFTD - Distribution - Tier 2 - 2QU CoRE ¦ 4QU LoRE | Seismic - Non-Red Flag Warning - Catastrophic Fires | 2024 | Financial | 13939.561 | 1130.0763 | 2024 | Control | 0.053 | 3 | 0 | esc | 0 | 0 | 0 | 0 | 0.055966 | 780.1444 | 0.055966 | 780.1444
[79 empty] | WLDFR | HFTD - Distribution - Tier 2 - 5QU CoRE ¦ 1QU LoRE | Red Flag Warning - Large Fires | 2025 | 0 | 0 | 0 | 0 | 5.475 | 0.71896 | 3.0715 | 1.6846 | 0 | 0 | 0 | 0.37599 | 4.3462e-05 |  | 0 | 0 | 0 | 0 | 0 | 0 | 0 | 0 | 0 | 0 | 1.6341e-05 | 1.6341e-05 | [40 empty] | All EPR in 2020WLDFRSafety | WLDFR | HFTD - Distribution - Tier 2 - 2QU CoRE ¦ 4QU LoRE | Seismic - Non-Red Flag Warning - Catastrophic Fires | 2024 | Safety | 7467.8148 | 1130.0763 | 2024 | Control | 0.053 | 3 | 0 | esc | 0 | 0 | 0 | 0 | 0.055966 | 417.9453 | 0.055966 | 417.9453
[79 empty] | WLDFR | HFTD - Distribution - Tier 2 - 5QU CoRE ¦ 1QU LoRE | Red Flag Warning - Small Fires | 2020 | 0 | 0 | 0 | 0 | 0.077901 | 0.036425 | 0.0015809 | 0.039895 | 0.0078847 | 0 | 0 | 0 | 0.0011831 |  | 0 | 9.3284e-06 | 9.3284e-06 | 0 | 0 | 0 | 0 | 0 | 0 | 0 | 0 | 0 | [40 empty] | All EPR in 2020WLDFRElectric Reliability | WLDFR | HFTD - Distribution - Tier 2 - 2QU CoRE ¦ 4QU LoRE | Seismic - Non-Red Flag Warning - Catastrophic Fires | 2025 | Electric Reliability | 428.6023 | 1130.0763 | 2025 | Control | 0.1325 | 3 | 0 | esc | 0 | 0 | 0 | 0 | 0 | 0 | 0.15274 | 65.4638
[79 empty] | WLDFR | HFTD - Distribution - Tier 2 - 5QU CoRE ¦ 1QU LoRE | Red Flag Warning - Small Fires | 2021 | 0 | 0 | 0 | 0 | 0.077901 | 0.036425 | 0.0015809 | 0.039895 | 0.0078847 | 0.0078847 | 0 | 0 | 0.0011831 |  | 0 | 9.3284e-06 | 9.3284e-06 | 0 | 9.3284e-06 | 9.3284e-06 | 0 | 0 | 0 | 0 | 0 | 0 | [40 empty] | All EPR in 2020WLDFRFinancial | WLDFR | HFTD - Distribution - Tier 2 - 2QU CoRE ¦ 4QU LoRE | Seismic - Non-Red Flag Warning - Catastrophic Fires | 2025 | Financial | 13939.561 | 1130.0763 | 2025 | Control | 0.053 | 3 | 0 | esc | 0 | 0 | 0 | 0 | 0 | 0 | 0.055966 | 780.1444
[79 empty] | WLDFR | HFTD - Distribution - Tier 2 - 5QU CoRE ¦ 1QU LoRE | Red Flag Warning - Small Fires | 2022 | 0 | 0 | 0 | 0 | 0.077901 | 0.036425 | 0.0015809 | 0.039895 | 0.0078847 | 0.0078847 | 0.0078847 | 0 | 0.0011831 |  | 0 | 9.3284e-06 | 9.3284e-06 | 0 | 9.3284e-06 | 9.3284e-06 | 0 | 9.3284e-06 | 9.3284e-06 | 0 | 0 | 0 | [40 empty] | All EPR in 2020WLDFRSafety | WLDFR | HFTD - Distribution - Tier 2 - 2QU CoRE ¦ 4QU LoRE | Seismic - Non-Red Flag Warning - Catastrophic Fires | 2025 | Safety | 7467.8148 | 1130.0763 | 2025 | Control | 0.053 | 3 | 0 | esc | 0 | 0 | 0 | 0 | 0 | 0 | 0.055966 | 417.9453
[79 empty] | WLDFR | HFTD - Distribution - Tier 2 - 5QU CoRE ¦ 1QU LoRE | Red Flag Warning - Small Fires | 2023 | 0 | 0 | 0 | 0 | 0.080408 | 0.03759 | 0.0016314 | 0.041187 | 0 | 0.0081378 | 0.0081378 | 0.0081378 | 0.0011831 |  | 0 | 0 | 0 | 0 | 9.6278e-06 | 9.6278e-06 | 0 | 9.6278e-06 | 9.6278e-06 | 0 | 9.6278e-06 | 9.6278e-06 | [40 empty] | All EPR in 2020WLDFRElectric Reliability | WLDFR | HFTD - Distribution - Tier 2 - 2QU CoRE ¦ 4QU LoRE | Seismic - Red Flag Warning - Catastrophic Fires | 2021 | Electric Reliability | 409.2237 | 1130.0763 | 2021 | Control | 0.1325 | 3 | 0 | esc | 0.15274 | 62.5039 | 0.15274 | 62.5039 | 0 | 0 | 0 | 0
[79 empty] | WLDFR | HFTD - Distribution - Tier 2 - 5QU CoRE ¦ 1QU LoRE | Red Flag Warning - Small Fires | 2024 | 0 | 0 | 0 | 0 | 0.080408 | 0.03759 | 0.0016314 | 0.041187 | 0 | 0 | 0.0081378 | 0.0081378 | 0.0011831 |  | 0 | 0 | 0 | 0 | 0 | 0 | 0 | 9.6278e-06 | 9.6278e-06 | 0 | 9.6278e-06 | 9.6278e-06 | [40 empty] | All EPR in 2020WLDFRFinancial | WLDFR | HFTD - Distribution - Tier 2 - 2QU CoRE ¦ 4QU LoRE | Seismic - Red Flag Warning - Catastrophic Fires | 2021 | Financial | 13469.0878 | 1130.0763 | 2021 | Control | 0.053 | 3 | 0 | esc | 0.055966 | 753.8138 | 0.055966 | 753.8138 | 0 | 0 | 0 | 0
[79 empty] | WLDFR | HFTD - Distribution - Tier 2 - 5QU CoRE ¦ 1QU LoRE | Red Flag Warning - Small Fires | 2025 | 0 | 0 | 0 | 0 | 0.080408 | 0.03759 | 0.0016314 | 0.041187 | 0 | 0 | 0 | 0.0081378 | 0.0011831 |  | 0 | 0 | 0 | 0 | 0 | 0 | 0 | 0 | 0 | 0 | 9.6278e-06 | 9.6278e-06 | [40 empty] | All EPR in 2020WLDFRSafety | WLDFR | HFTD - Distribution - Tier 2 - 2QU CoRE ¦ 4QU LoRE | Seismic - Red Flag Warning - Catastrophic Fires | 2021 | Safety | 7205.5313 | 1130.0763 | 2021 | Control | 0.053 | 3 | 0 | esc | 0.055966 | 403.2663 | 0.055966 | 403.2663 | 0 | 0 | 0 | 0
[79 empty] | WLDFR | HFTD - Distribution - Tier 2 - 5QU CoRE ¦ 1QU LoRE | Seismic - Non-Red Flag Warning - Catastrophic Fires | 2020 | 0 | 0 | 0 | 0 | 21083.8428 | 409.2237 | 13469.0878 | 7205.5313 | 1219.584 | 0 | 0 | 0 | 1.6584e-09 |  | 0 | 2.0226e-06 | 2.0226e-06 | 0 | 0 | 0 | 0 | 0 | 0 | 0 | 0 | 0 | [40 empty] | All EPR in 2020WLDFRElectric Reliability | WLDFR | HFTD - Distribution - Tier 2 - 2QU CoRE ¦ 4QU LoRE | Seismic - Red Flag Warning - Catastrophic Fires | 2022 | Electric Reliability | 409.2237 | 1130.0763 | 2022 | Control | 0.1325 | 3 | 0 | esc | 0.15274 | 62.5039 | 0.15274 | 62.5039 | 0.15274 | 62.5039 | 0 | 0
[79 empty] | WLDFR | HFTD - Distribution - Tier 2 - 5QU CoRE ¦ 1QU LoRE | Seismic - Non-Red Flag Warning - Catastrophic Fires | 2021 | 0 | 0 | 0 | 0 | 21083.8428 | 409.2237 | 13469.0878 | 7205.5313 | 1219.584 | 1219.584 | 0 | 0 | 1.6584e-09 |  | 0 | 2.0226e-06 | 2.0226e-06 | 0 | 2.0226e-06 | 2.0226e-06 | 0 | 0 | 0 | 0 | 0 | 0 | [40 empty] | All EPR in 2020WLDFRFinancial | WLDFR | HFTD - Distribution - Tier 2 - 2QU CoRE ¦ 4QU LoRE | Seismic - Red Flag Warning - Catastrophic Fires | 2022 | Financial | 13469.0878 | 1130.0763 | 2022 | Control | 0.053 | 3 | 0 | esc | 0.055966 | 753.8138 | 0.055966 | 753.8138 | 0.055966 | 753.8138 | 0 | 0
[79 empty] | WLDFR | HFTD - Distribution - Tier 2 - 5QU CoRE ¦ 1QU LoRE | Seismic - Non-Red Flag Warning - Catastrophic Fires | 2022 | 0 | 0 | 0 | 0 | 21083.8428 | 409.2237 | 13469.0878 | 7205.5313 | 1219.584 | 1219.584 | 1219.584 | 0 | 1.6584e-09 |  | 0 | 2.0226e-06 | 2.0226e-06 | 0 | 2.0226e-06 | 2.0226e-06 | 0 | 2.0226e-06 | 2.0226e-06 | 0 | 0 | 0 | [40 empty] | All EPR in 2020WLDFRSafety | WLDFR | HFTD - Distribution - Tier 2 - 2QU CoRE ¦ 4QU LoRE | Seismic - Red Flag Warning - Catastrophic Fires | 2022 | Safety | 7205.5313 | 1130.0763 | 2022 | Control | 0.053 | 3 | 0 | esc | 0.055966 | 403.2663 | 0.055966 | 403.2663 | 0.055966 | 403.2663 | 0 | 0
[79 empty] | WLDFR | HFTD - Distribution - Tier 2 - 5QU CoRE ¦ 1QU LoRE | Seismic - Non-Red Flag Warning - Catastrophic Fires | 2023 | 0 | 0 | 0 | 0 | 21835.9781 | 428.6023 | 13939.561 | 7467.8148 | 0 | 1263.5534 | 1263.5534 | 1263.5534 | 1.6584e-09 |  | 0 | 0 | 0 | 0 | 2.0955e-06 | 2.0955e-06 | 0 | 2.0955e-06 | 2.0955e-06 | 0 | 2.0955e-06 | 2.0955e-06 | [40 empty] | All EPR in 2020WLDFRElectric Reliability | WLDFR | HFTD - Distribution - Tier 2 - 2QU CoRE ¦ 4QU LoRE | Seismic - Red Flag Warning - Catastrophic Fires | 2023 | Electric Reliability | 428.6023 | 1130.0763 | 2023 | Control | 0.1325 | 3 | 0 | esc | 0 | 0 | 0.15274 | 65.4638 | 0.15274 | 65.4638 | 0.15274 | 65.4638
[79 empty] | WLDFR | HFTD - Distribution - Tier 2 - 5QU CoRE ¦ 1QU LoRE | Seismic - Non-Red Flag Warning - Catastrophic Fires | 2024 | 0 | 0 | 0 | 0 | 21835.9781 | 428.6023 | 13939.561 | 7467.8148 | 0 | 0 | 1263.5534 | 1263.5534 | 1.6584e-09 |  | 0 | 0 | 0 | 0 | 0 | 0 | 0 | 2.0955e-06 | 2.0955e-06 | 0 | 2.0955e-06 | 2.0955e-06 | [40 empty] | All EPR in 2020WLDFRFinancial | WLDFR | HFTD - Distribution - Tier 2 - 2QU CoRE ¦ 4QU LoRE | Seismic - Red Flag Warning - Catastrophic Fires | 2023 | Financial | 13939.561 | 1130.0763 | 2023 | Control | 0.053 | 3 | 0 | esc | 0 | 0 | 0.055966 | 780.1444 | 0.055966 | 780.1444 | 0.055966 | 780.1444
[79 empty] | WLDFR | HFTD - Distribution - Tier 2 - 5QU CoRE ¦ 1QU LoRE | Seismic - Non-Red Flag Warning - Catastrophic Fires | 2025 | 0 | 0 | 0 | 0 | 21835.9781 | 428.6023 | 13939.561 | 7467.8148 | 0 | 0 | 0 | 1263.5534 | 1.6584e-09 |  | 0 | 0 | 0 | 0 | 0 | 0 | 0 | 0 | 0 | 0 | 2.0955e-06 | 2.0955e-06 | [40 empty] | All EPR in 2020WLDFRSafety | WLDFR | HFTD - Distribution - Tier 2 - 2QU CoRE ¦ 4QU LoRE | Seismic - Red Flag Warning - Catastrophic Fires | 2023 | Safety | 7467.8148 | 1130.0763 | 2023 | Control | 0.053 | 3 | 0 | esc | 0 | 0 | 0.055966 | 417.9453 | 0.055966 | 417.9453 | 0.055966 | 417.9453
[79 empty] | WLDFR | HFTD - Distribution - Tier 2 - 5QU CoRE ¦ 1QU LoRE | Seismic - Red Flag Warning - Catastrophic Fires | 2020 | 0 | 0 | 0 | 0 | 21083.8428 | 409.2237 | 13469.0878 | 7205.5313 | 1219.584 | 0 | 0 | 0 | 7.1527e-08 |  | 0 | 8.7233e-05 | 8.7233e-05 | 0 | 0 | 0 | 0 | 0 | 0 | 0 | 0 | 0 | [40 empty] | All EPR in 2020WLDFRElectric Reliability | WLDFR | HFTD - Distribution - Tier 2 - 2QU CoRE ¦ 4QU LoRE | Seismic - Red Flag Warning - Catastrophic Fires | 2024 | Electric Reliability | 428.6023 | 1130.0763 | 2024 | Control | 0.1325 | 3 | 0 | esc | 0 | 0 | 0 | 0 | 0.15274 | 65.4638 | 0.15274 | 65.4638
[79 empty] | WLDFR | HFTD - Distribution - Tier 2 - 5QU CoRE ¦ 1QU LoRE | Seismic - Red Flag Warning - Catastrophic Fires | 2021 | 0 | 0 | 0 | 0 | 21083.8428 | 409.2237 | 13469.0878 | 7205.5313 | 1219.584 | 1219.584 | 0 | 0 | 7.1527e-08 |  | 0 | 8.7233e-05 | 8.7233e-05 | 0 | 8.7233e-05 | 8.7233e-05 | 0 | 0 | 0 | 0 | 0 | 0 | [40 empty] | All EPR in 2020WLDFRFinancial | WLDFR | HFTD - Distribution - Tier 2 - 2QU CoRE ¦ 4QU LoRE | Seismic - Red Flag Warning - Catastrophic Fires | 2024 | Financial | 13939.561 | 1130.0763 | 2024 | Control | 0.053 | 3 | 0 | esc | 0 | 0 | 0 | 0 | 0.055966 | 780.1444 | 0.055966 | 780.1444
[79 empty] | WLDFR | HFTD - Distribution - Tier 2 - 5QU CoRE ¦ 1QU LoRE | Seismic - Red Flag Warning - Catastrophic Fires | 2022 | 0 | 0 | 0 | 0 | 21083.8428 | 409.2237 | 13469.0878 | 7205.5313 | 1219.584 | 1219.584 | 1219.584 | 0 | 7.1527e-08 |  | 0 | 8.7233e-05 | 8.7233e-05 | 0 | 8.7233e-05 | 8.7233e-05 | 0 | 8.7233e-05 | 8.7233e-05 | 0 | 0 | 0 | [40 empty] | All EPR in 2020WLDFRSafety | WLDFR | HFTD - Distribution - Tier 2 - 2QU CoRE ¦ 4QU LoRE | Seismic - Red Flag Warning - Catastrophic Fires | 2024 | Safety | 7467.8148 | 1130.0763 | 2024 | Control | 0.053 | 3 | 0 | esc | 0 | 0 | 0 | 0 | 0.055966 | 417.9453 | 0.055966 | 417.9453
[79 empty] | WLDFR | HFTD - Distribution - Tier 2 - 5QU CoRE ¦ 1QU LoRE | Seismic - Red Flag Warning - Catastrophic Fires | 2023 | 0 | 0 | 0 | 0 | 21835.9781 | 428.6023 | 13939.561 | 7467.8148 | 0 | 1263.5534 | 1263.5534 | 1263.5534 | 7.1527e-08 |  | 0 | 0 | 0 | 0 | 9.0378e-05 | 9.0378e-05 | 0 | 9.0378e-05 | 9.0378e-05 | 0 | 9.0378e-05 | 9.0378e-05 | [40 empty] | All EPR in 2020WLDFRElectric Reliability | WLDFR | HFTD - Distribution - Tier 2 - 2QU CoRE ¦ 4QU LoRE | Seismic - Red Flag Warning - Catastrophic Fires | 2025 | Electric Reliability | 428.6023 | 1130.0763 | 2025 | Control | 0.1325 | 3 | 0 | esc | 0 | 0 | 0 | 0 | 0 | 0 | 0.15274 | 65.4638
[79 empty] | WLDFR | HFTD - Distribution - Tier 2 - 5QU CoRE ¦ 1QU LoRE | Seismic - Red Flag Warning - Catastrophic Fires | 2024 | 0 | 0 | 0 | 0 | 21835.9781 | 428.6023 | 13939.561 | 7467.8148 | 0 | 0 | 1263.5534 | 1263.5534 | 7.1527e-08 |  | 0 | 0 | 0 | 0 | 0 | 0 | 0 | 9.0378e-05 | 9.0378e-05 | 0 | 9.0378e-05 | 9.0378e-05 | [40 empty] | All EPR in 2020WLDFRFinancial | WLDFR | HFTD - Distribution - Tier 2 - 2QU CoRE ¦ 4QU LoRE | Seismic - Red Flag Warning - Catastrophic Fires | 2025 | Financial | 13939.561 | 1130.0763 | 2025 | Control | 0.053 | 3 | 0 | esc | 0 | 0 | 0 | 0 | 0 | 0 | 0.055966 | 780.1444
[79 empty] | WLDFR | HFTD - Distribution - Tier 2 - 5QU CoRE ¦ 1QU LoRE | Seismic - Red Flag Warning - Catastrophic Fires | 2025 | 0 | 0 | 0 | 0 | 21835.9781 | 428.6023 | 13939.561 | 7467.8148 | 0 | 0 | 0 | 1263.5534 | 7.1527e-08 |  | 0 | 0 | 0 | 0 | 0 | 0 | 0 | 0 | 0 | 0 | 9.0378e-05 | 9.0378e-05 | [40 empty] | All EPR in 2020WLDFRSafety | WLDFR | HFTD - Distribution - Tier 2 - 2QU CoRE ¦ 4QU LoRE | Seismic - Red Flag Warning - Catastrophic Fires | 2025 | Safety | 7467.8148 | 1130.0763 | 2025 | Control | 0.053 | 3 | 0 | esc | 0 | 0 | 0 | 0 | 0 | 0 | 0.055966 | 417.9453
[79 empty] | WLDFR | HFTD - Distribution - Tier 2 - 5QU CoRE ¦ 2QU LoRE | Non-Red Flag Warning - Catastrophic Fires | 2020 | 0 | 0 | 0 | 0 | 14146.1306 | 222.2294 | 8585.7228 | 5338.1784 | 813.2108 | 0 | 0 | 0 | 1.2608e-07 |  | 0 | 0.00010253 | 0.00010253 | 0 | 0 | 0 | 0 | 0 | 0 | 0 | 0 | 0 | [40 empty] | All EPR in 2020WLDFRElectric Reliability | WLDFR | HFTD - Distribution - Tier 2 - 2QU CoRE ¦ 5QU LoRE | Non-Red Flag Warning - Catastrophic Fires | 2021 | Electric Reliability | 222.2294 | 1453.2434 | 2021 | Control | 0.1325 | 3 | 0 | esc | 0.15274 | 33.9428 | 0.15274 | 33.9428 | 0 | 0 | 0 | 0
[79 empty] | WLDFR | HFTD - Distribution - Tier 2 - 5QU CoRE ¦ 2QU LoRE | Non-Red Flag Warning - Catastrophic Fires | 2021 | 0 | 0 | 0 | 0 | 14146.1306 | 222.2294 | 8585.7228 | 5338.1784 | 813.2108 | 813.2108 | 0 | 0 | 1.2608e-07 |  | 0 | 0.00010253 | 0.00010253 | 0 | 0.00010253 | 0.00010253 | 0 | 0 | 0 | 0 | 0 | 0 | [40 empty] | All EPR in 2020WLDFRFinancial | WLDFR | HFTD - Distribution - Tier 2 - 2QU CoRE ¦ 5QU LoRE | Non-Red Flag Warning - Catastrophic Fires | 2021 | Financial | 8585.7228 | 1453.2434 | 2021 | Control | 0.053 | 3 | 0 | esc | 0.055966 | 480.5104 | 0.055966 | 480.5104 | 0 | 0 | 0 | 0
[79 empty] | WLDFR | HFTD - Distribution - Tier 2 - 5QU CoRE ¦ 2QU LoRE | Non-Red Flag Warning - Catastrophic Fires | 2022 | 0 | 0 | 0 | 0 | 14146.1306 | 222.2294 | 8585.7228 | 5338.1784 | 813.2108 | 813.2108 | 813.2108 | 0 | 1.2608e-07 |  | 0 | 0.00010253 | 0.00010253 | 0 | 0.00010253 | 0.00010253 | 0 | 0.00010253 | 0.00010253 | 0 | 0 | 0 | [40 empty] | All EPR in 2020WLDFRSafety | WLDFR | HFTD - Distribution - Tier 2 - 2QU CoRE ¦ 5QU LoRE | Non-Red Flag Warning - Catastrophic Fires | 2021 | Safety | 5338.1784 | 1453.2434 | 2021 | Control | 0.053 | 3 | 0 | esc | 0.055966 | 298.7576 | 0.055966 | 298.7576 | 0 | 0 | 0 | 0
[79 empty] | WLDFR | HFTD - Distribution - Tier 2 - 5QU CoRE ¦ 2QU LoRE | Non-Red Flag Warning - Catastrophic Fires | 2023 | 0 | 0 | 0 | 0 | 14664.6376 | 233.2301 | 8896.516 | 5534.8915 | 0 | 843.2942 | 843.2942 | 843.2942 | 1.2608e-07 |  | 0 | 0 | 0 | 0 | 0.00010632 | 0.00010632 | 0 | 0.00010632 | 0.00010632 | 0 | 0.00010632 | 0.00010632 | [40 empty] | All EPR in 2020WLDFRElectric Reliability | WLDFR | HFTD - Distribution - Tier 2 - 2QU CoRE ¦ 5QU LoRE | Non-Red Flag Warning - Catastrophic Fires | 2022 | Electric Reliability | 222.2294 | 1453.2434 | 2022 | Control | 0.1325 | 3 | 0 | esc | 0.15274 | 33.9428 | 0.15274 | 33.9428 | 0.15274 | 33.9428 | 0 | 0
[79 empty] | WLDFR | HFTD - Distribution - Tier 2 - 5QU CoRE ¦ 2QU LoRE | Non-Red Flag Warning - Catastrophic Fires | 2024 | 0 | 0 | 0 | 0 | 14664.6376 | 233.2301 | 8896.516 | 5534.8915 | 0 | 0 | 843.2942 | 843.2942 | 1.2608e-07 |  | 0 | 0 | 0 | 0 | 0 | 0 | 0 | 0.00010632 | 0.00010632 | 0 | 0.00010632 | 0.00010632 | [40 empty] | All EPR in 2020WLDFRFinancial | WLDFR | HFTD - Distribution - Tier 2 - 2QU CoRE ¦ 5QU LoRE | Non-Red Flag Warning - Catastrophic Fires | 2022 | Financial | 8585.7228 | 1453.2434 | 2022 | Control | 0.053 | 3 | 0 | esc | 0.055966 | 480.5104 | 0.055966 | 480.5104 | 0.055966 | 480.5104 | 0 | 0
[79 empty] | WLDFR | HFTD - Distribution - Tier 2 - 5QU CoRE ¦ 2QU LoRE | Non-Red Flag Warning - Catastrophic Fires | 2025 | 0 | 0 | 0 | 0 | 14664.6376 | 233.2301 | 8896.516 | 5534.8915 | 0 | 0 | 0 | 843.2942 | 1.2608e-07 |  | 0 | 0 | 0 | 0 | 0 | 0 | 0 | 0 | 0 | 0 | 0.00010632 | 0.00010632 | [40 empty] | All EPR in 2020WLDFRSafety | WLDFR | HFTD - Distribution - Tier 2 - 2QU CoRE ¦ 5QU LoRE | Non-Red Flag Warning - Catastrophic Fires | 2022 | Safety | 5338.1784 | 1453.2434 | 2022 | Control | 0.053 | 3 | 0 | esc | 0.055966 | 298.7576 | 0.055966 | 298.7576 | 0.055966 | 298.7576 | 0 | 0
[79 empty] | WLDFR | HFTD - Distribution - Tier 2 - 5QU CoRE ¦ 2QU LoRE | Non-Red Flag Warning - Destructive Fires | 2020 | 0 | 0 | 0 | 0 | 8807.9522 | 222.2294 | 8585.7228 | 0 | 514.4532 | 0 | 0 | 0 | 1.4791e-07 |  | 0 | 7.6095e-05 | 7.6095e-05 | 0 | 0 | 0 | 0 | 0 | 0 | 0 | 0 | 0 | [40 empty] | All EPR in 2020WLDFRElectric Reliability | WLDFR | HFTD - Distribution - Tier 2 - 2QU CoRE ¦ 5QU LoRE | Non-Red Flag Warning - Catastrophic Fires | 2023 | Electric Reliability | 233.2301 | 1453.2434 | 2023 | Control | 0.1325 | 3 | 0 | esc | 0 | 0 | 0.15274 | 35.623 | 0.15274 | 35.623 | 0.15274 | 35.623
[79 empty] | WLDFR | HFTD - Distribution - Tier 2 - 5QU CoRE ¦ 2QU LoRE | Non-Red Flag Warning - Destructive Fires | 2021 | 0 | 0 | 0 | 0 | 8807.9522 | 222.2294 | 8585.7228 | 0 | 514.4532 | 514.4532 | 0 | 0 | 1.4791e-07 |  | 0 | 7.6095e-05 | 7.6095e-05 | 0 | 7.6095e-05 | 7.6095e-05 | 0 | 0 | 0 | 0 | 0 | 0 | [40 empty] | All EPR in 2020WLDFRFinancial | WLDFR | HFTD - Distribution - Tier 2 - 2QU CoRE ¦ 5QU LoRE | Non-Red Flag Warning - Catastrophic Fires | 2023 | Financial | 8896.516 | 1453.2434 | 2023 | Control | 0.053 | 3 | 0 | esc | 0 | 0 | 0.055966 | 497.9043 | 0.055966 | 497.9043 | 0.055966 | 497.9043
[79 empty] | WLDFR | HFTD - Distribution - Tier 2 - 5QU CoRE ¦ 2QU LoRE | Non-Red Flag Warning - Destructive Fires | 2022 | 0 | 0 | 0 | 0 | 8807.9522 | 222.2294 | 8585.7228 | 0 | 514.4532 | 514.4532 | 514.4532 | 0 | 1.4791e-07 |  | 0 | 7.6095e-05 | 7.6095e-05 | 0 | 7.6095e-05 | 7.6095e-05 | 0 | 7.6095e-05 | 7.6095e-05 | 0 | 0 | 0 | [40 empty] | All EPR in 2020WLDFRSafety | WLDFR | HFTD - Distribution - Tier 2 - 2QU CoRE ¦ 5QU LoRE | Non-Red Flag Warning - Catastrophic Fires | 2023 | Safety | 5534.8915 | 1453.2434 | 2023 | Control | 0.053 | 3 | 0 | esc | 0 | 0 | 0.055966 | 309.7669 | 0.055966 | 309.7669 | 0.055966 | 309.7669
[79 empty] | WLDFR | HFTD - Distribution - Tier 2 - 5QU CoRE ¦ 2QU LoRE | Non-Red Flag Warning - Destructive Fires | 2023 | 0 | 0 | 0 | 0 | 9129.7461 | 233.2301 | 8896.516 | 0 | 0 | 533.5273 | 533.5273 | 533.5273 | 1.4791e-07 |  | 0 | 0 | 0 | 0 | 7.8916e-05 | 7.8916e-05 | 0 | 7.8916e-05 | 7.8916e-05 | 0 | 7.8916e-05 | 7.8916e-05 | [40 empty] | All EPR in 2020WLDFRElectric Reliability | WLDFR | HFTD - Distribution - Tier 2 - 2QU CoRE ¦ 5QU LoRE | Non-Red Flag Warning - Catastrophic Fires | 2024 | Electric Reliability | 233.2301 | 1453.2434 | 2024 | Control | 0.1325 | 3 | 0 | esc | 0 | 0 | 0 | 0 | 0.15274 | 35.623 | 0.15274 | 35.623
[79 empty] | WLDFR | HFTD - Distribution - Tier 2 - 5QU CoRE ¦ 2QU LoRE | Non-Red Flag Warning - Destructive Fires | 2024 | 0 | 0 | 0 | 0 | 9129.7461 | 233.2301 | 8896.516 | 0 | 0 | 0 | 533.5273 | 533.5273 | 1.4791e-07 |  | 0 | 0 | 0 | 0 | 0 | 0 | 0 | 7.8916e-05 | 7.8916e-05 | 0 | 7.8916e-05 | 7.8916e-05 | [40 empty] | All EPR in 2020WLDFRFinancial | WLDFR | HFTD - Distribution - Tier 2 - 2QU CoRE ¦ 5QU LoRE | Non-Red Flag Warning - Catastrophic Fires | 2024 | Financial | 8896.516 | 1453.2434 | 2024 | Control | 0.053 | 3 | 0 | esc | 0 | 0 | 0 | 0 | 0.055966 | 497.9043 | 0.055966 | 497.9043
[79 empty] | WLDFR | HFTD - Distribution - Tier 2 - 5QU CoRE ¦ 2QU LoRE | Non-Red Flag Warning - Destructive Fires | 2025 | 0 | 0 | 0 | 0 | 9129.7461 | 233.2301 | 8896.516 | 0 | 0 | 0 | 0 | 533.5273 | 1.4791e-07 |  | 0 | 0 | 0 | 0 | 0 | 0 | 0 | 0 | 0 | 0 | 7.8916e-05 | 7.8916e-05 | [40 empty] | All EPR in 2020WLDFRSafety | WLDFR | HFTD - Distribution - Tier 2 - 2QU CoRE ¦ 5QU LoRE | Non-Red Flag Warning - Catastrophic Fires | 2024 | Safety | 5534.8915 | 1453.2434 | 2024 | Control | 0.053 | 3 | 0 | esc | 0 | 0 | 0 | 0 | 0.055966 | 309.7669 | 0.055966 | 309.7669
[79 empty] | WLDFR | HFTD - Distribution - Tier 2 - 5QU CoRE ¦ 2QU LoRE | Non-Red Flag Warning - Large Fires | 2020 | 0 | 0 | 0 | 0 | 5.2406 | 0.69642 | 2.942 | 1.6022 | 0.36069 | 0 | 0 | 0 | 1.5115e-05 |  | 0 | 5.4517e-06 | 5.4517e-06 | 0 | 0 | 0 | 0 | 0 | 0 | 0 | 0 | 0 | [40 empty] | All EPR in 2020WLDFRElectric Reliability | WLDFR | HFTD - Distribution - Tier 2 - 2QU CoRE ¦ 5QU LoRE | Non-Red Flag Warning - Catastrophic Fires | 2025 | Electric Reliability | 233.2301 | 1453.2434 | 2025 | Control | 0.1325 | 3 | 0 | esc | 0 | 0 | 0 | 0 | 0 | 0 | 0.15274 | 35.623
[79 empty] | WLDFR | HFTD - Distribution - Tier 2 - 5QU CoRE ¦ 2QU LoRE | Non-Red Flag Warning - Large Fires | 2021 | 0 | 0 | 0 | 0 | 5.2406 | 0.69642 | 2.942 | 1.6022 | 0.36069 | 0.36069 | 0 | 0 | 1.5115e-05 |  | 0 | 5.4517e-06 | 5.4517e-06 | 0 | 5.4517e-06 | 5.4517e-06 | 0 | 0 | 0 | 0 | 0 | 0 | [40 empty] | All EPR in 2020WLDFRFinancial | WLDFR | HFTD - Distribution - Tier 2 - 2QU CoRE ¦ 5QU LoRE | Non-Red Flag Warning - Catastrophic Fires | 2025 | Financial | 8896.516 | 1453.2434 | 2025 | Control | 0.053 | 3 | 0 | esc | 0 | 0 | 0 | 0 | 0 | 0 | 0.055966 | 497.9043
[79 empty] | WLDFR | HFTD - Distribution - Tier 2 - 5QU CoRE ¦ 2QU LoRE | Non-Red Flag Warning - Large Fires | 2022 | 0 | 0 | 0 | 0 | 5.2406 | 0.69642 | 2.942 | 1.6022 | 0.36069 | 0.36069 | 0.36069 | 0 | 1.5115e-05 |  | 0 | 5.4517e-06 | 5.4517e-06 | 0 | 5.4517e-06 | 5.4517e-06 | 0 | 5.4517e-06 | 5.4517e-06 | 0 | 0 | 0 | [40 empty] | All EPR in 2020WLDFRSafety | WLDFR | HFTD - Distribution - Tier 2 - 2QU CoRE ¦ 5QU LoRE | Non-Red Flag Warning - Catastrophic Fires | 2025 | Safety | 5534.8915 | 1453.2434 | 2025 | Control | 0.053 | 3 | 0 | esc | 0 | 0 | 0 | 0 | 0 | 0 | 0.055966 | 309.7669
[79 empty] | WLDFR | HFTD - Distribution - Tier 2 - 5QU CoRE ¦ 2QU LoRE | Non-Red Flag Warning - Large Fires | 2023 | 0 | 0 | 0 | 0 | 5.475 | 0.71896 | 3.0715 | 1.6846 | 0 | 0.37599 | 0.37599 | 0.37599 | 1.5115e-05 |  | 0 | 0 | 0 | 0 | 5.683e-06 | 5.683e-06 | 0 | 5.683e-06 | 5.683e-06 | 0 | 5.683e-06 | 5.683e-06 | [40 empty] | All EPR in 2020WLDFRElectric Reliability | WLDFR | HFTD - Distribution - Tier 2 - 2QU CoRE ¦ 5QU LoRE | Non-Red Flag Warning - Destructive Fires | 2021 | Electric Reliability | 222.2294 | 1453.2434 | 2021 | Control | 0.1325 | 3 | 0 | esc | 0.15274 | 33.9428 | 0.15274 | 33.9428 | 0 | 0 | 0 | 0
[79 empty] | WLDFR | HFTD - Distribution - Tier 2 - 5QU CoRE ¦ 2QU LoRE | Non-Red Flag Warning - Large Fires | 2024 | 0 | 0 | 0 | 0 | 5.475 | 0.71896 | 3.0715 | 1.6846 | 0 | 0 | 0.37599 | 0.37599 | 1.5115e-05 |  | 0 | 0 | 0 | 0 | 0 | 0 | 0 | 5.683e-06 | 5.683e-06 | 0 | 5.683e-06 | 5.683e-06 | [40 empty] | All EPR in 2020WLDFRFinancial | WLDFR | HFTD - Distribution - Tier 2 - 2QU CoRE ¦ 5QU LoRE | Non-Red Flag Warning - Destructive Fires | 2021 | Financial | 8585.7228 | 1453.2434 | 2021 | Control | 0.053 | 3 | 0 | esc | 0.055966 | 480.5104 | 0.055966 | 480.5104 | 0 | 0 | 0 | 0
[79 empty] | WLDFR | HFTD - Distribution - Tier 2 - 5QU CoRE ¦ 2QU LoRE | Non-Red Flag Warning - Large Fires | 2025 | 0 | 0 | 0 | 0 | 5.475 | 0.71896 | 3.0715 | 1.6846 | 0 | 0 | 0 | 0.37599 | 1.5115e-05 |  | 0 | 0 | 0 | 0 | 0 | 0 | 0 | 0 | 0 | 0 | 5.683e-06 | 5.683e-06 | [40 empty] | All EPR in 2020WLDFRElectric Reliability | WLDFR | HFTD - Distribution - Tier 2 - 2QU CoRE ¦ 5QU LoRE | Non-Red Flag Warning - Destructive Fires | 2022 | Electric Reliability | 222.2294 | 1453.2434 | 2022 | Control | 0.1325 | 3 | 0 | esc | 0.15274 | 33.9428 | 0.15274 | 33.9428 | 0.15274 | 33.9428 | 0 | 0
[79 empty] | WLDFR | HFTD - Distribution - Tier 2 - 5QU CoRE ¦ 2QU LoRE | Non-Red Flag Warning - Small Fires | 2020 | 0 | 0 | 0 | 0 | 0.077901 | 0.036425 | 0.0015809 | 0.039895 | 0.0078847 | 0 | 0 | 0 | 0.0058456 |  | 0 | 4.6091e-05 | 4.6091e-05 | 0 | 0 | 0 | 0 | 0 | 0 | 0 | 0 | 0 | [40 empty] | All EPR in 2020WLDFRFinancial | WLDFR | HFTD - Distribution - Tier 2 - 2QU CoRE ¦ 5QU LoRE | Non-Red Flag Warning - Destructive Fires | 2022 | Financial | 8585.7228 | 1453.2434 | 2022 | Control | 0.053 | 3 | 0 | esc | 0.055966 | 480.5104 | 0.055966 | 480.5104 | 0.055966 | 480.5104 | 0 | 0
[79 empty] | WLDFR | HFTD - Distribution - Tier 2 - 5QU CoRE ¦ 2QU LoRE | Non-Red Flag Warning - Small Fires | 2021 | 0 | 0 | 0 | 0 | 0.077901 | 0.036425 | 0.0015809 | 0.039895 | 0.0078847 | 0.0078847 | 0 | 0 | 0.0058456 |  | 0 | 4.6091e-05 | 4.6091e-05 | 0 | 4.6091e-05 | 4.6091e-05 | 0 | 0 | 0 | 0 | 0 | 0 | [40 empty] | All EPR in 2020WLDFRElectric Reliability | WLDFR | HFTD - Distribution - Tier 2 - 2QU CoRE ¦ 5QU LoRE | Non-Red Flag Warning - Destructive Fires | 2023 | Electric Reliability | 233.2301 | 1453.2434 | 2023 | Control | 0.1325 | 3 | 0 | esc | 0 | 0 | 0.15274 | 35.623 | 0.15274 | 35.623 | 0.15274 | 35.623
[79 empty] | WLDFR | HFTD - Distribution - Tier 2 - 5QU CoRE ¦ 2QU LoRE | Non-Red Flag Warning - Small Fires | 2022 | 0 | 0 | 0 | 0 | 0.077901 | 0.036425 | 0.0015809 | 0.039895 | 0.0078847 | 0.0078847 | 0.0078847 | 0 | 0.0058456 |  | 0 | 4.6091e-05 | 4.6091e-05 | 0 | 4.6091e-05 | 4.6091e-05 | 0 | 4.6091e-05 | 4.6091e-05 | 0 | 0 | 0 | [40 empty] | All EPR in 2020WLDFRFinancial | WLDFR | HFTD - Distribution - Tier 2 - 2QU CoRE ¦ 5QU LoRE | Non-Red Flag Warning - Destructive Fires | 2023 | Financial | 8896.516 | 1453.2434 | 2023 | Control | 0.053 | 3 | 0 | esc | 0 | 0 | 0.055966 | 497.9043 | 0.055966 | 497.9043 | 0.055966 | 497.9043
[79 empty] | WLDFR | HFTD - Distribution - Tier 2 - 5QU CoRE ¦ 2QU LoRE | Non-Red Flag Warning - Small Fires | 2023 | 0 | 0 | 0 | 0 | 0.080408 | 0.03759 | 0.0016314 | 0.041187 | 0 | 0.0081378 | 0.0081378 | 0.0081378 | 0.0058456 |  | 0 | 0 | 0 | 0 | 4.7571e-05 | 4.7571e-05 | 0 | 4.7571e-05 | 4.7571e-05 | 0 | 4.7571e-05 | 4.7571e-05 | [40 empty] | All EPR in 2020WLDFRElectric Reliability | WLDFR | HFTD - Distribution - Tier 2 - 2QU CoRE ¦ 5QU LoRE | Non-Red Flag Warning - Destructive Fires | 2024 | Electric Reliability | 233.2301 | 1453.2434 | 2024 | Control | 0.1325 | 3 | 0 | esc | 0 | 0 | 0 | 0 | 0.15274 | 35.623 | 0.15274 | 35.623
[79 empty] | WLDFR | HFTD - Distribution - Tier 2 - 5QU CoRE ¦ 2QU LoRE | Non-Red Flag Warning - Small Fires | 2024 | 0 | 0 | 0 | 0 | 0.080408 | 0.03759 | 0.0016314 | 0.041187 | 0 | 0 | 0.0081378 | 0.0081378 | 0.0058456 |  | 0 | 0 | 0 | 0 | 0 | 0 | 0 | 4.7571e-05 | 4.7571e-05 | 0 | 4.7571e-05 | 4.7571e-05 | [40 empty] | All EPR in 2020WLDFRFinancial | WLDFR | HFTD - Distribution - Tier 2 - 2QU CoRE ¦ 5QU LoRE | Non-Red Flag Warning - Destructive Fires | 2024 | Financial | 8896.516 | 1453.2434 | 2024 | Control | 0.053 | 3 | 0 | esc | 0 | 0 | 0 | 0 | 0.055966 | 497.9043 | 0.055966 | 497.9043
[79 empty] | WLDFR | HFTD - Distribution - Tier 2 - 5QU CoRE ¦ 2QU LoRE | Non-Red Flag Warning - Small Fires | 2025 | 0 | 0 | 0 | 0 | 0.080408 | 0.03759 | 0.0016314 | 0.041187 | 0 | 0 | 0 | 0.0081378 | 0.0058456 |  | 0 | 0 | 0 | 0 | 0 | 0 | 0 | 0 | 0 | 0 | 4.7571e-05 | 4.7571e-05 | [40 empty] | All EPR in 2020WLDFRElectric Reliability | WLDFR | HFTD - Distribution - Tier 2 - 2QU CoRE ¦ 5QU LoRE | Non-Red Flag Warning - Destructive Fires | 2025 | Electric Reliability | 233.2301 | 1453.2434 | 2025 | Control | 0.1325 | 3 | 0 | esc | 0 | 0 | 0 | 0 | 0 | 0 | 0.15274 | 35.623
[79 empty] | WLDFR | HFTD - Distribution - Tier 2 - 5QU CoRE ¦ 2QU LoRE | Red Flag Warning - Catastrophic Fires | 2020 | 0 | 0 | 0 | 0 | 14146.1306 | 222.2294 | 8585.7228 | 5338.1784 | 813.2108 | 0 | 0 | 0 | 2.0596e-06 |  | 0 | 0.0016749 | 0.0016749 | 0 | 0 | 0 | 0 | 0 | 0 | 0 | 0 | 0 | [40 empty] | All EPR in 2020WLDFRFinancial | WLDFR | HFTD - Distribution - Tier 2 - 2QU CoRE ¦ 5QU LoRE | Non-Red Flag Warning - Destructive Fires | 2025 | Financial | 8896.516 | 1453.2434 | 2025 | Control | 0.053 | 3 | 0 | esc | 0 | 0 | 0 | 0 | 0 | 0 | 0.055966 | 497.9043
[79 empty] | WLDFR | HFTD - Distribution - Tier 2 - 5QU CoRE ¦ 2QU LoRE | Red Flag Warning - Catastrophic Fires | 2021 | 0 | 0 | 0 | 0 | 14146.1306 | 222.2294 | 8585.7228 | 5338.1784 | 813.2108 | 813.2108 | 0 | 0 | 2.0596e-06 |  | 0 | 0.0016749 | 0.0016749 | 0 | 0.0016749 | 0.0016749 | 0 | 0 | 0 | 0 | 0 | 0 | [40 empty] | All EPR in 2020WLDFRElectric Reliability | WLDFR | HFTD - Distribution - Tier 2 - 2QU CoRE ¦ 5QU LoRE | Non-Red Flag Warning - Large Fires | 2021 | Electric Reliability | 0.69642 | 1453.2434 | 2021 | Control | 0.1325 | 3 | 0 | esc | 0.15274 | 0.10637 | 0.15274 | 0.10637 | 0 | 0 | 0 | 0
[79 empty] | WLDFR | HFTD - Distribution - Tier 2 - 5QU CoRE ¦ 2QU LoRE | Red Flag Warning - Catastrophic Fires | 2022 | 0 | 0 | 0 | 0 | 14146.1306 | 222.2294 | 8585.7228 | 5338.1784 | 813.2108 | 813.2108 | 813.2108 | 0 | 2.0596e-06 |  | 0 | 0.0016749 | 0.0016749 | 0 | 0.0016749 | 0.0016749 | 0 | 0.0016749 | 0.0016749 | 0 | 0 | 0 | [40 empty] | All EPR in 2020WLDFRFinancial | WLDFR | HFTD - Distribution - Tier 2 - 2QU CoRE ¦ 5QU LoRE | Non-Red Flag Warning - Large Fires | 2021 | Financial | 2.942 | 1453.2434 | 2021 | Control | 0.053 | 3 | 0 | esc | 0.055966 | 0.16465 | 0.055966 | 0.16465 | 0 | 0 | 0 | 0
[79 empty] | WLDFR | HFTD - Distribution - Tier 2 - 5QU CoRE ¦ 2QU LoRE | Red Flag Warning - Catastrophic Fires | 2023 | 0 | 0 | 0 | 0 | 14664.6376 | 233.2301 | 8896.516 | 5534.8915 | 0 | 843.2942 | 843.2942 | 843.2942 | 2.0596e-06 |  | 0 | 0 | 0 | 0 | 0.0017369 | 0.0017369 | 0 | 0.0017369 | 0.0017369 | 0 | 0.0017369 | 0.0017369 | [40 empty] | All EPR in 2020WLDFRSafety | WLDFR | HFTD - Distribution - Tier 2 - 2QU CoRE ¦ 5QU LoRE | Non-Red Flag Warning - Large Fires | 2021 | Safety | 1.6022 | 1453.2434 | 2021 | Control | 0.053 | 3 | 0 | esc | 0.055966 | 0.089668 | 0.055966 | 0.089668 | 0 | 0 | 0 | 0
[79 empty] | WLDFR | HFTD - Distribution - Tier 2 - 5QU CoRE ¦ 2QU LoRE | Red Flag Warning - Catastrophic Fires | 2024 | 0 | 0 | 0 | 0 | 14664.6376 | 233.2301 | 8896.516 | 5534.8915 | 0 | 0 | 843.2942 | 843.2942 | 2.0596e-06 |  | 0 | 0 | 0 | 0 | 0 | 0 | 0 | 0.0017369 | 0.0017369 | 0 | 0.0017369 | 0.0017369 | [40 empty] | All EPR in 2020WLDFRElectric Reliability | WLDFR | HFTD - Distribution - Tier 2 - 2QU CoRE ¦ 5QU LoRE | Non-Red Flag Warning - Large Fires | 2022 | Electric Reliability | 0.69642 | 1453.2434 | 2022 | Control | 0.1325 | 3 | 0 | esc | 0.15274 | 0.10637 | 0.15274 | 0.10637 | 0.15274 | 0.10637 | 0 | 0
[79 empty] | WLDFR | HFTD - Distribution - Tier 2 - 5QU CoRE ¦ 2QU LoRE | Red Flag Warning - Catastrophic Fires | 2025 | 0 | 0 | 0 | 0 | 14664.6376 | 233.2301 | 8896.516 | 5534.8915 | 0 | 0 | 0 | 843.2942 | 2.0596e-06 |  | 0 | 0 | 0 | 0 | 0 | 0 | 0 | 0 | 0 | 0 | 0.0017369 | 0.0017369 | [40 empty] | All EPR in 2020WLDFRFinancial | WLDFR | HFTD - Distribution - Tier 2 - 2QU CoRE ¦ 5QU LoRE | Non-Red Flag Warning - Large Fires | 2022 | Financial | 2.942 | 1453.2434 | 2022 | Control | 0.053 | 3 | 0 | esc | 0.055966 | 0.16465 | 0.055966 | 0.16465 | 0.055966 | 0.16465 | 0 | 0
[79 empty] | WLDFR | HFTD - Distribution - Tier 2 - 5QU CoRE ¦ 2QU LoRE | Red Flag Warning - Destructive Fires | 2020 | 0 | 0 | 0 | 0 | 8807.9522 | 222.2294 | 8585.7228 | 0 | 514.4532 | 0 | 0 | 0 | 3.6006e-07 |  | 0 | 0.00018523 | 0.00018523 | 0 | 0 | 0 | 0 | 0 | 0 | 0 | 0 | 0 | [40 empty] | All EPR in 2020WLDFRSafety | WLDFR | HFTD - Distribution - Tier 2 - 2QU CoRE ¦ 5QU LoRE | Non-Red Flag Warning - Large Fires | 2022 | Safety | 1.6022 | 1453.2434 | 2022 | Control | 0.053 | 3 | 0 | esc | 0.055966 | 0.089668 | 0.055966 | 0.089668 | 0.055966 | 0.089668 | 0 | 0
[79 empty] | WLDFR | HFTD - Distribution - Tier 2 - 5QU CoRE ¦ 2QU LoRE | Red Flag Warning - Destructive Fires | 2021 | 0 | 0 | 0 | 0 | 8807.9522 | 222.2294 | 8585.7228 | 0 | 514.4532 | 514.4532 | 0 | 0 | 3.6006e-07 |  | 0 | 0.00018523 | 0.00018523 | 0 | 0.00018523 | 0.00018523 | 0 | 0 | 0 | 0 | 0 | 0 | [40 empty] | All EPR in 2020WLDFRElectric Reliability | WLDFR | HFTD - Distribution - Tier 2 - 2QU CoRE ¦ 5QU LoRE | Non-Red Flag Warning - Large Fires | 2023 | Electric Reliability | 0.71896 | 1453.2434 | 2023 | Control | 0.1325 | 3 | 0 | esc | 0 | 0 | 0.15274 | 0.10981 | 0.15274 | 0.10981 | 0.15274 | 0.10981
[79 empty] | WLDFR | HFTD - Distribution - Tier 2 - 5QU CoRE ¦ 2QU LoRE | Red Flag Warning - Destructive Fires | 2022 | 0 | 0 | 0 | 0 | 8807.9522 | 222.2294 | 8585.7228 | 0 | 514.4532 | 514.4532 | 514.4532 | 0 | 3.6006e-07 |  | 0 | 0.00018523 | 0.00018523 | 0 | 0.00018523 | 0.00018523 | 0 | 0.00018523 | 0.00018523 | 0 | 0 | 0 | [40 empty] | All EPR in 2020WLDFRFinancial | WLDFR | HFTD - Distribution - Tier 2 - 2QU CoRE ¦ 5QU LoRE | Non-Red Flag Warning - Large Fires | 2023 | Financial | 3.0715 | 1453.2434 | 2023 | Control | 0.053 | 3 | 0 | esc | 0 | 0 | 0.055966 | 0.1719 | 0.055966 | 0.1719 | 0.055966 | 0.1719
[79 empty] | WLDFR | HFTD - Distribution - Tier 2 - 5QU CoRE ¦ 2QU LoRE | Red Flag Warning - Destructive Fires | 2023 | 0 | 0 | 0 | 0 | 9129.7461 | 233.2301 | 8896.516 | 0 | 0 | 533.5273 | 533.5273 | 533.5273 | 3.6006e-07 |  | 0 | 0 | 0 | 0 | 0.0001921 | 0.0001921 | 0 | 0.0001921 | 0.0001921 | 0 | 0.0001921 | 0.0001921 | [40 empty] | All EPR in 2020WLDFRSafety | WLDFR | HFTD - Distribution - Tier 2 - 2QU CoRE ¦ 5QU LoRE | Non-Red Flag Warning - Large Fires | 2023 | Safety | 1.6846 | 1453.2434 | 2023 | Control | 0.053 | 3 | 0 | esc | 0 | 0 | 0.055966 | 0.094279 | 0.055966 | 0.094279 | 0.055966 | 0.094279
[79 empty] | WLDFR | HFTD - Distribution - Tier 2 - 5QU CoRE ¦ 2QU LoRE | Red Flag Warning - Destructive Fires | 2024 | 0 | 0 | 0 | 0 | 9129.7461 | 233.2301 | 8896.516 | 0 | 0 | 0 | 533.5273 | 533.5273 | 3.6006e-07 |  | 0 | 0 | 0 | 0 | 0 | 0 | 0 | 0.0001921 | 0.0001921 | 0 | 0.0001921 | 0.0001921 | [40 empty] | All EPR in 2020WLDFRElectric Reliability | WLDFR | HFTD - Distribution - Tier 2 - 2QU CoRE ¦ 5QU LoRE | Non-Red Flag Warning - Large Fires | 2024 | Electric Reliability | 0.71896 | 1453.2434 | 2024 | Control | 0.1325 | 3 | 0 | esc | 0 | 0 | 0 | 0 | 0.15274 | 0.10981 | 0.15274 | 0.10981
[79 empty] | WLDFR | HFTD - Distribution - Tier 2 - 5QU CoRE ¦ 2QU LoRE | Red Flag Warning - Destructive Fires | 2025 | 0 | 0 | 0 | 0 | 9129.7461 | 233.2301 | 8896.516 | 0 | 0 | 0 | 0 | 533.5273 | 3.6006e-07 |  | 0 | 0 | 0 | 0 | 0 | 0 | 0 | 0 | 0 | 0 | 0.0001921 | 0.0001921 | [40 empty] | All EPR in 2020WLDFRFinancial | WLDFR | HFTD - Distribution - Tier 2 - 2QU CoRE ¦ 5QU LoRE | Non-Red Flag Warning - Large Fires | 2024 | Financial | 3.0715 | 1453.2434 | 2024 | Control | 0.053 | 3 | 0 | esc | 0 | 0 | 0 | 0 | 0.055966 | 0.1719 | 0.055966 | 0.1719
[79 empty] | WLDFR | HFTD - Distribution - Tier 2 - 5QU CoRE ¦ 2QU LoRE | Red Flag Warning - Large Fires | 2020 | 0 | 0 | 0 | 0 | 5.2406 | 0.69642 | 2.942 | 1.6022 | 0.36069 | 0 | 0 | 0 | 2.4654e-05 |  | 0 | 8.8925e-06 | 8.8925e-06 | 0 | 0 | 0 | 0 | 0 | 0 | 0 | 0 | 0 | [40 empty] | All EPR in 2020WLDFRSafety | WLDFR | HFTD - Distribution - Tier 2 - 2QU CoRE ¦ 5QU LoRE | Non-Red Flag Warning - Large Fires | 2024 | Safety | 1.6846 | 1453.2434 | 2024 | Control | 0.053 | 3 | 0 | esc | 0 | 0 | 0 | 0 | 0.055966 | 0.094279 | 0.055966 | 0.094279
[79 empty] | WLDFR | HFTD - Distribution - Tier 2 - 5QU CoRE ¦ 2QU LoRE | Red Flag Warning - Large Fires | 2021 | 0 | 0 | 0 | 0 | 5.2406 | 0.69642 | 2.942 | 1.6022 | 0.36069 | 0.36069 | 0 | 0 | 2.4654e-05 |  | 0 | 8.8925e-06 | 8.8925e-06 | 0 | 8.8925e-06 | 8.8925e-06 | 0 | 0 | 0 | 0 | 0 | 0 | [40 empty] | All EPR in 2020WLDFRElectric Reliability | WLDFR | HFTD - Distribution - Tier 2 - 2QU CoRE ¦ 5QU LoRE | Non-Red Flag Warning - Large Fires | 2025 | Electric Reliability | 0.71896 | 1453.2434 | 2025 | Control | 0.1325 | 3 | 0 | esc | 0 | 0 | 0 | 0 | 0 | 0 | 0.15274 | 0.10981
[79 empty] | WLDFR | HFTD - Distribution - Tier 2 - 5QU CoRE ¦ 2QU LoRE | Red Flag Warning - Large Fires | 2022 | 0 | 0 | 0 | 0 | 5.2406 | 0.69642 | 2.942 | 1.6022 | 0.36069 | 0.36069 | 0.36069 | 0 | 2.4654e-05 |  | 0 | 8.8925e-06 | 8.8925e-06 | 0 | 8.8925e-06 | 8.8925e-06 | 0 | 8.8925e-06 | 8.8925e-06 | 0 | 0 | 0 | [40 empty] | All EPR in 2020WLDFRFinancial | WLDFR | HFTD - Distribution - Tier 2 - 2QU CoRE ¦ 5QU LoRE | Non-Red Flag Warning - Large Fires | 2025 | Financial | 3.0715 | 1453.2434 | 2025 | Control | 0.053 | 3 | 0 | esc | 0 | 0 | 0 | 0 | 0 | 0 | 0.055966 | 0.1719
[79 empty] | WLDFR | HFTD - Distribution - Tier 2 - 5QU CoRE ¦ 2QU LoRE | Red Flag Warning - Large Fires | 2023 | 0 | 0 | 0 | 0 | 5.475 | 0.71896 | 3.0715 | 1.6846 | 0 | 0.37599 | 0.37599 | 0.37599 | 2.4654e-05 |  | 0 | 0 | 0 | 0 | 9.2698e-06 | 9.2698e-06 | 0 | 9.2698e-06 | 9.2698e-06 | 0 | 9.2698e-06 | 9.2698e-06 | [40 empty] | All EPR in 2020WLDFRSafety | WLDFR | HFTD - Distribution - Tier 2 - 2QU CoRE ¦ 5QU LoRE | Non-Red Flag Warning - Large Fires | 2025 | Safety | 1.6846 | 1453.2434 | 2025 | Control | 0.053 | 3 | 0 | esc | 0 | 0 | 0 | 0 | 0 | 0 | 0.055966 | 0.094279
[79 empty] | WLDFR | HFTD - Distribution - Tier 2 - 5QU CoRE ¦ 2QU LoRE | Red Flag Warning - Large Fires | 2024 | 0 | 0 | 0 | 0 | 5.475 | 0.71896 | 3.0715 | 1.6846 | 0 | 0 | 0.37599 | 0.37599 | 2.4654e-05 |  | 0 | 0 | 0 | 0 | 0 | 0 | 0 | 9.2698e-06 | 9.2698e-06 | 0 | 9.2698e-06 | 9.2698e-06 | [40 empty] | All EPR in 2020WLDFRElectric Reliability | WLDFR | HFTD - Distribution - Tier 2 - 2QU CoRE ¦ 5QU LoRE | Non-Red Flag Warning - Small Fires | 2021 | Electric Reliability | 0.036425 | 1453.2434 | 2021 | Control | 0.1325 | 3 | 0 | esc | 0.15274 | 0.0055635 | 0.15274 | 0.0055635 | 0 | 0 | 0 | 0
[79 empty] | WLDFR | HFTD - Distribution - Tier 2 - 5QU CoRE ¦ 2QU LoRE | Red Flag Warning - Large Fires | 2025 | 0 | 0 | 0 | 0 | 5.475 | 0.71896 | 3.0715 | 1.6846 | 0 | 0 | 0 | 0.37599 | 2.4654e-05 |  | 0 | 0 | 0 | 0 | 0 | 0 | 0 | 0 | 0 | 0 | 9.2698e-06 | 9.2698e-06 | [40 empty] | All EPR in 2020WLDFRFinancial | WLDFR | HFTD - Distribution - Tier 2 - 2QU CoRE ¦ 5QU LoRE | Non-Red Flag Warning - Small Fires | 2021 | Financial | 0.0015809 | 1453.2434 | 2021 | Control | 0.053 | 3 | 0 | esc | 0.055966 | 8.8475e-05 | 0.055966 | 8.8475e-05 | 0 | 0 | 0 | 0
[79 empty] | WLDFR | HFTD - Distribution - Tier 2 - 5QU CoRE ¦ 2QU LoRE | Red Flag Warning - Small Fires | 2020 | 0 | 0 | 0 | 0 | 0.077901 | 0.036425 | 0.0015809 | 0.039895 | 0.0078847 | 0 | 0 | 0 | 0.0007271 |  | 0 | 5.733e-06 | 5.733e-06 | 0 | 0 | 0 | 0 | 0 | 0 | 0 | 0 | 0 | [40 empty] | All EPR in 2020WLDFRSafety | WLDFR | HFTD - Distribution - Tier 2 - 2QU CoRE ¦ 5QU LoRE | Non-Red Flag Warning - Small Fires | 2021 | Safety | 0.039895 | 1453.2434 | 2021 | Control | 0.053 | 3 | 0 | esc | 0.055966 | 0.0022328 | 0.055966 | 0.0022328 | 0 | 0 | 0 | 0
[79 empty] | WLDFR | HFTD - Distribution - Tier 2 - 5QU CoRE ¦ 2QU LoRE | Red Flag Warning - Small Fires | 2021 | 0 | 0 | 0 | 0 | 0.077901 | 0.036425 | 0.0015809 | 0.039895 | 0.0078847 | 0.0078847 | 0 | 0 | 0.0007271 |  | 0 | 5.733e-06 | 5.733e-06 | 0 | 5.733e-06 | 5.733e-06 | 0 | 0 | 0 | 0 | 0 | 0 | [40 empty] | All EPR in 2020WLDFRElectric Reliability | WLDFR | HFTD - Distribution - Tier 2 - 2QU CoRE ¦ 5QU LoRE | Non-Red Flag Warning - Small Fires | 2022 | Electric Reliability | 0.036425 | 1453.2434 | 2022 | Control | 0.1325 | 3 | 0 | esc | 0.15274 | 0.0055635 | 0.15274 | 0.0055635 | 0.15274 | 0.0055635 | 0 | 0
[79 empty] | WLDFR | HFTD - Distribution - Tier 2 - 5QU CoRE ¦ 2QU LoRE | Red Flag Warning - Small Fires | 2022 | 0 | 0 | 0 | 0 | 0.077901 | 0.036425 | 0.0015809 | 0.039895 | 0.0078847 | 0.0078847 | 0.0078847 | 0 | 0.0007271 |  | 0 | 5.733e-06 | 5.733e-06 | 0 | 5.733e-06 | 5.733e-06 | 0 | 5.733e-06 | 5.733e-06 | 0 | 0 | 0 | [40 empty] | All EPR in 2020WLDFRFinancial | WLDFR | HFTD - Distribution - Tier 2 - 2QU CoRE ¦ 5QU LoRE | Non-Red Flag Warning - Small Fires | 2022 | Financial | 0.0015809 | 1453.2434 | 2022 | Control | 0.053 | 3 | 0 | esc | 0.055966 | 8.8475e-05 | 0.055966 | 8.8475e-05 | 0.055966 | 8.8475e-05 | 0 | 0
[79 empty] | WLDFR | HFTD - Distribution - Tier 2 - 5QU CoRE ¦ 2QU LoRE | Red Flag Warning - Small Fires | 2023 | 0 | 0 | 0 | 0 | 0.080408 | 0.03759 | 0.0016314 | 0.041187 | 0 | 0.0081378 | 0.0081378 | 0.0081378 | 0.0007271 |  | 0 | 0 | 0 | 0 | 5.917e-06 | 5.917e-06 | 0 | 5.917e-06 | 5.917e-06 | 0 | 5.917e-06 | 5.917e-06 | [40 empty] | All EPR in 2020WLDFRSafety | WLDFR | HFTD - Distribution - Tier 2 - 2QU CoRE ¦ 5QU LoRE | Non-Red Flag Warning - Small Fires | 2022 | Safety | 0.039895 | 1453.2434 | 2022 | Control | 0.053 | 3 | 0 | esc | 0.055966 | 0.0022328 | 0.055966 | 0.0022328 | 0.055966 | 0.0022328 | 0 | 0
[79 empty] | WLDFR | HFTD - Distribution - Tier 2 - 5QU CoRE ¦ 2QU LoRE | Red Flag Warning - Small Fires | 2024 | 0 | 0 | 0 | 0 | 0.080408 | 0.03759 | 0.0016314 | 0.041187 | 0 | 0 | 0.0081378 | 0.0081378 | 0.0007271 |  | 0 | 0 | 0 | 0 | 0 | 0 | 0 | 5.917e-06 | 5.917e-06 | 0 | 5.917e-06 | 5.917e-06 | [40 empty] | All EPR in 2020WLDFRElectric Reliability | WLDFR | HFTD - Distribution - Tier 2 - 2QU CoRE ¦ 5QU LoRE | Non-Red Flag Warning - Small Fires | 2023 | Electric Reliability | 0.03759 | 1453.2434 | 2023 | Control | 0.1325 | 3 | 0 | esc | 0 | 0 | 0.15274 | 0.0057414 | 0.15274 | 0.0057414 | 0.15274 | 0.0057414
[79 empty] | WLDFR | HFTD - Distribution - Tier 2 - 5QU CoRE ¦ 2QU LoRE | Red Flag Warning - Small Fires | 2025 | 0 | 0 | 0 | 0 | 0.080408 | 0.03759 | 0.0016314 | 0.041187 | 0 | 0 | 0 | 0.0081378 | 0.0007271 |  | 0 | 0 | 0 | 0 | 0 | 0 | 0 | 0 | 0 | 0 | 5.917e-06 | 5.917e-06 | [40 empty] | All EPR in 2020WLDFRFinancial | WLDFR | HFTD - Distribution - Tier 2 - 2QU CoRE ¦ 5QU LoRE | Non-Red Flag Warning - Small Fires | 2023 | Financial | 0.0016314 | 1453.2434 | 2023 | Control | 0.053 | 3 | 0 | esc | 0 | 0 | 0.055966 | 9.1305e-05 | 0.055966 | 9.1305e-05 | 0.055966 | 9.1305e-05
[79 empty] | WLDFR | HFTD - Distribution - Tier 2 - 5QU CoRE ¦ 2QU LoRE | Seismic - Non-Red Flag Warning - Catastrophic Fires | 2020 | 0 | 0 | 0 | 0 | 21083.8428 | 409.2237 | 13469.0878 | 7205.5313 | 1219.584 | 0 | 0 | 0 | 9.6915e-10 |  | 0 | 1.182e-06 | 1.182e-06 | 0 | 0 | 0 | 0 | 0 | 0 | 0 | 0 | 0 | [40 empty] | All EPR in 2020WLDFRSafety | WLDFR | HFTD - Distribution - Tier 2 - 2QU CoRE ¦ 5QU LoRE | Non-Red Flag Warning - Small Fires | 2023 | Safety | 0.041187 | 1453.2434 | 2023 | Control | 0.053 | 3 | 0 | esc | 0 | 0 | 0.055966 | 0.0023051 | 0.055966 | 0.0023051 | 0.055966 | 0.0023051
[79 empty] | WLDFR | HFTD - Distribution - Tier 2 - 5QU CoRE ¦ 2QU LoRE | Seismic - Non-Red Flag Warning - Catastrophic Fires | 2021 | 0 | 0 | 0 | 0 | 21083.8428 | 409.2237 | 13469.0878 | 7205.5313 | 1219.584 | 1219.584 | 0 | 0 | 9.6915e-10 |  | 0 | 1.182e-06 | 1.182e-06 | 0 | 1.182e-06 | 1.182e-06 | 0 | 0 | 0 | 0 | 0 | 0 | [40 empty] | All EPR in 2020WLDFRElectric Reliability | WLDFR | HFTD - Distribution - Tier 2 - 2QU CoRE ¦ 5QU LoRE | Non-Red Flag Warning - Small Fires | 2024 | Electric Reliability | 0.03759 | 1453.2434 | 2024 | Control | 0.1325 | 3 | 0 | esc | 0 | 0 | 0 | 0 | 0.15274 | 0.0057414 | 0.15274 | 0.0057414
[79 empty] | WLDFR | HFTD - Distribution - Tier 2 - 5QU CoRE ¦ 2QU LoRE | Seismic - Non-Red Flag Warning - Catastrophic Fires | 2022 | 0 | 0 | 0 | 0 | 21083.8428 | 409.2237 | 13469.0878 | 7205.5313 | 1219.584 | 1219.584 | 1219.584 | 0 | 9.6915e-10 |  | 0 | 1.182e-06 | 1.182e-06 | 0 | 1.182e-06 | 1.182e-06 | 0 | 1.182e-06 | 1.182e-06 | 0 | 0 | 0 | [40 empty] | All EPR in 2020WLDFRFinancial | WLDFR | HFTD - Distribution - Tier 2 - 2QU CoRE ¦ 5QU LoRE | Non-Red Flag Warning - Small Fires | 2024 | Financial | 0.0016314 | 1453.2434 | 2024 | Control | 0.053 | 3 | 0 | esc | 0 | 0 | 0 | 0 | 0.055966 | 9.1305e-05 | 0.055966 | 9.1305e-05
[79 empty] | WLDFR | HFTD - Distribution - Tier 2 - 5QU CoRE ¦ 2QU LoRE | Seismic - Non-Red Flag Warning - Catastrophic Fires | 2023 | 0 | 0 | 0 | 0 | 21835.9781 | 428.6023 | 13939.561 | 7467.8148 | 0 | 1263.5534 | 1263.5534 | 1263.5534 | 9.6915e-10 |  | 0 | 0 | 0 | 0 | 1.2246e-06 | 1.2246e-06 | 0 | 1.2246e-06 | 1.2246e-06 | 0 | 1.2246e-06 | 1.2246e-06 | [40 empty] | All EPR in 2020WLDFRSafety | WLDFR | HFTD - Distribution - Tier 2 - 2QU CoRE ¦ 5QU LoRE | Non-Red Flag Warning - Small Fires | 2024 | Safety | 0.041187 | 1453.2434 | 2024 | Control | 0.053 | 3 | 0 | esc | 0 | 0 | 0 | 0 | 0.055966 | 0.0023051 | 0.055966 | 0.0023051
[79 empty] | WLDFR | HFTD - Distribution - Tier 2 - 5QU CoRE ¦ 2QU LoRE | Seismic - Non-Red Flag Warning - Catastrophic Fires | 2024 | 0 | 0 | 0 | 0 | 21835.9781 | 428.6023 | 13939.561 | 7467.8148 | 0 | 0 | 1263.5534 | 1263.5534 | 9.6915e-10 |  | 0 | 0 | 0 | 0 | 0 | 0 | 0 | 1.2246e-06 | 1.2246e-06 | 0 | 1.2246e-06 | 1.2246e-06 | [40 empty] | All EPR in 2020WLDFRElectric Reliability | WLDFR | HFTD - Distribution - Tier 2 - 2QU CoRE ¦ 5QU LoRE | Non-Red Flag Warning - Small Fires | 2025 | Electric Reliability | 0.03759 | 1453.2434 | 2025 | Control | 0.1325 | 3 | 0 | esc | 0 | 0 | 0 | 0 | 0 | 0 | 0.15274 | 0.0057414
[79 empty] | WLDFR | HFTD - Distribution - Tier 2 - 5QU CoRE ¦ 2QU LoRE | Seismic - Non-Red Flag Warning - Catastrophic Fires | 2025 | 0 | 0 | 0 | 0 | 21835.9781 | 428.6023 | 13939.561 | 7467.8148 | 0 | 0 | 0 | 1263.5534 | 9.6915e-10 |  | 0 | 0 | 0 | 0 | 0 | 0 | 0 | 0 | 0 | 0 | 1.2246e-06 | 1.2246e-06 | [40 empty] | All EPR in 2020WLDFRFinancial | WLDFR | HFTD - Distribution - Tier 2 - 2QU CoRE ¦ 5QU LoRE | Non-Red Flag Warning - Small Fires | 2025 | Financial | 0.0016314 | 1453.2434 | 2025 | Control | 0.053 | 3 | 0 | esc | 0 | 0 | 0 | 0 | 0 | 0 | 0.055966 | 9.1305e-05
[79 empty] | WLDFR | HFTD - Distribution - Tier 2 - 5QU CoRE ¦ 2QU LoRE | Seismic - Red Flag Warning - Catastrophic Fires | 2020 | 0 | 0 | 0 | 0 | 21083.8428 | 409.2237 | 13469.0878 | 7205.5313 | 1219.584 | 0 | 0 | 0 | 4.1798e-08 |  | 0 | 5.0976e-05 | 5.0976e-05 | 0 | 0 | 0 | 0 | 0 | 0 | 0 | 0 | 0 | [40 empty] | All EPR in 2020WLDFRSafety | WLDFR | HFTD - Distribution - Tier 2 - 2QU CoRE ¦ 5QU LoRE | Non-Red Flag Warning - Small Fires | 2025 | Safety | 0.041187 | 1453.2434 | 2025 | Control | 0.053 | 3 | 0 | esc | 0 | 0 | 0 | 0 | 0 | 0 | 0.055966 | 0.0023051
[79 empty] | WLDFR | HFTD - Distribution - Tier 2 - 5QU CoRE ¦ 2QU LoRE | Seismic - Red Flag Warning - Catastrophic Fires | 2021 | 0 | 0 | 0 | 0 | 21083.8428 | 409.2237 | 13469.0878 | 7205.5313 | 1219.584 | 1219.584 | 0 | 0 | 4.1798e-08 |  | 0 | 5.0976e-05 | 5.0976e-05 | 0 | 5.0976e-05 | 5.0976e-05 | 0 | 0 | 0 | 0 | 0 | 0 | [40 empty] | All EPR in 2020WLDFRElectric Reliability | WLDFR | HFTD - Distribution - Tier 2 - 2QU CoRE ¦ 5QU LoRE | Red Flag Warning - Catastrophic Fires | 2021 | Electric Reliability | 222.2294 | 1453.2434 | 2021 | Control | 0.1325 | 3 | 0 | esc | 0.15274 | 33.9428 | 0.15274 | 33.9428 | 0 | 0 | 0 | 0
[79 empty] | WLDFR | HFTD - Distribution - Tier 2 - 5QU CoRE ¦ 2QU LoRE | Seismic - Red Flag Warning - Catastrophic Fires | 2022 | 0 | 0 | 0 | 0 | 21083.8428 | 409.2237 | 13469.0878 | 7205.5313 | 1219.584 | 1219.584 | 1219.584 | 0 | 4.1798e-08 |  | 0 | 5.0976e-05 | 5.0976e-05 | 0 | 5.0976e-05 | 5.0976e-05 | 0 | 5.0976e-05 | 5.0976e-05 | 0 | 0 | 0 | [40 empty] | All EPR in 2020WLDFRFinancial | WLDFR | HFTD - Distribution - Tier 2 - 2QU CoRE ¦ 5QU LoRE | Red Flag Warning - Catastrophic Fires | 2021 | Financial | 8585.7228 | 1453.2434 | 2021 | Control | 0.053 | 3 | 0 | esc | 0.055966 | 480.5104 | 0.055966 | 480.5104 | 0 | 0 | 0 | 0
[79 empty] | WLDFR | HFTD - Distribution - Tier 2 - 5QU CoRE ¦ 2QU LoRE | Seismic - Red Flag Warning - Catastrophic Fires | 2023 | 0 | 0 | 0 | 0 | 21835.9781 | 428.6023 | 13939.561 | 7467.8148 | 0 | 1263.5534 | 1263.5534 | 1263.5534 | 4.1798e-08 |  | 0 | 0 | 0 | 0 | 5.2814e-05 | 5.2814e-05 | 0 | 5.2814e-05 | 5.2814e-05 | 0 | 5.2814e-05 | 5.2814e-05 | [40 empty] | All EPR in 2020WLDFRSafety | WLDFR | HFTD - Distribution - Tier 2 - 2QU CoRE ¦ 5QU LoRE | Red Flag Warning - Catastrophic Fires | 2021 | Safety | 5338.1784 | 1453.2434 | 2021 | Control | 0.053 | 3 | 0 | esc | 0.055966 | 298.7576 | 0.055966 | 298.7576 | 0 | 0 | 0 | 0
[79 empty] | WLDFR | HFTD - Distribution - Tier 2 - 5QU CoRE ¦ 2QU LoRE | Seismic - Red Flag Warning - Catastrophic Fires | 2024 | 0 | 0 | 0 | 0 | 21835.9781 | 428.6023 | 13939.561 | 7467.8148 | 0 | 0 | 1263.5534 | 1263.5534 | 4.1798e-08 |  | 0 | 0 | 0 | 0 | 0 | 0 | 0 | 5.2814e-05 | 5.2814e-05 | 0 | 5.2814e-05 | 5.2814e-05 | [40 empty] | All EPR in 2020WLDFRElectric Reliability | WLDFR | HFTD - Distribution - Tier 2 - 2QU CoRE ¦ 5QU LoRE | Red Flag Warning - Catastrophic Fires | 2022 | Electric Reliability | 222.2294 | 1453.2434 | 2022 | Control | 0.1325 | 3 | 0 | esc | 0.15274 | 33.9428 | 0.15274 | 33.9428 | 0.15274 | 33.9428 | 0 | 0
[79 empty] | WLDFR | HFTD - Distribution - Tier 2 - 5QU CoRE ¦ 2QU LoRE | Seismic - Red Flag Warning - Catastrophic Fires | 2025 | 0 | 0 | 0 | 0 | 21835.9781 | 428.6023 | 13939.561 | 7467.8148 | 0 | 0 | 0 | 1263.5534 | 4.1798e-08 |  | 0 | 0 | 0 | 0 | 0 | 0 | 0 | 0 | 0 | 0 | 5.2814e-05 | 5.2814e-05 | [40 empty] | All EPR in 2020WLDFRFinancial | WLDFR | HFTD - Distribution - Tier 2 - 2QU CoRE ¦ 5QU LoRE | Red Flag Warning - Catastrophic Fires | 2022 | Financial | 8585.7228 | 1453.2434 | 2022 | Control | 0.053 | 3 | 0 | esc | 0.055966 | 480.5104 | 0.055966 | 480.5104 | 0.055966 | 480.5104 | 0 | 0
[79 empty] | WLDFR | HFTD - Distribution - Tier 2 - 5QU CoRE ¦ 3QU LoRE | Non-Red Flag Warning - Catastrophic Fires | 2020 | 0 | 0 | 0 | 0 | 14146.1306 | 222.2294 | 8585.7228 | 5338.1784 | 813.2108 | 0 | 0 | 0 | 7.6996e-08 |  | 0 | 6.2614e-05 | 6.2614e-05 | 0 | 0 | 0 | 0 | 0 | 0 | 0 | 0 | 0 | [40 empty] | All EPR in 2020WLDFRSafety | WLDFR | HFTD - Distribution - Tier 2 - 2QU CoRE ¦ 5QU LoRE | Red Flag Warning - Catastrophic Fires | 2022 | Safety | 5338.1784 | 1453.2434 | 2022 | Control | 0.053 | 3 | 0 | esc | 0.055966 | 298.7576 | 0.055966 | 298.7576 | 0.055966 | 298.7576 | 0 | 0
[79 empty] | WLDFR | HFTD - Distribution - Tier 2 - 5QU CoRE ¦ 3QU LoRE | Non-Red Flag Warning - Catastrophic Fires | 2021 | 0 | 0 | 0 | 0 | 14146.1306 | 222.2294 | 8585.7228 | 5338.1784 | 813.2108 | 813.2108 | 0 | 0 | 7.6996e-08 |  | 0 | 6.2614e-05 | 6.2614e-05 | 0 | 6.2614e-05 | 6.2614e-05 | 0 | 0 | 0 | 0 | 0 | 0 | [40 empty] | All EPR in 2020WLDFRElectric Reliability | WLDFR | HFTD - Distribution - Tier 2 - 2QU CoRE ¦ 5QU LoRE | Red Flag Warning - Catastrophic Fires | 2023 | Electric Reliability | 233.2301 | 1453.2434 | 2023 | Control | 0.1325 | 3 | 0 | esc | 0 | 0 | 0.15274 | 35.623 | 0.15274 | 35.623 | 0.15274 | 35.623
[79 empty] | WLDFR | HFTD - Distribution - Tier 2 - 5QU CoRE ¦ 3QU LoRE | Non-Red Flag Warning - Catastrophic Fires | 2022 | 0 | 0 | 0 | 0 | 14146.1306 | 222.2294 | 8585.7228 | 5338.1784 | 813.2108 | 813.2108 | 813.2108 | 0 | 7.6996e-08 |  | 0 | 6.2614e-05 | 6.2614e-05 | 0 | 6.2614e-05 | 6.2614e-05 | 0 | 6.2614e-05 | 6.2614e-05 | 0 | 0 | 0 | [40 empty] | All EPR in 2020WLDFRFinancial | WLDFR | HFTD - Distribution - Tier 2 - 2QU CoRE ¦ 5QU LoRE | Red Flag Warning - Catastrophic Fires | 2023 | Financial | 8896.516 | 1453.2434 | 2023 | Control | 0.053 | 3 | 0 | esc | 0 | 0 | 0.055966 | 497.9043 | 0.055966 | 497.9043 | 0.055966 | 497.9043
[79 empty] | WLDFR | HFTD - Distribution - Tier 2 - 5QU CoRE ¦ 3QU LoRE | Non-Red Flag Warning - Catastrophic Fires | 2023 | 0 | 0 | 0 | 0 | 14664.6376 | 233.2301 | 8896.516 | 5534.8915 | 0 | 843.2942 | 843.2942 | 843.2942 | 7.6996e-08 |  | 0 | 0 | 0 | 0 | 6.4931e-05 | 6.4931e-05 | 0 | 6.4931e-05 | 6.4931e-05 | 0 | 6.4931e-05 | 6.4931e-05 | [40 empty] | All EPR in 2020WLDFRSafety | WLDFR | HFTD - Distribution - Tier 2 - 2QU CoRE ¦ 5QU LoRE | Red Flag Warning - Catastrophic Fires | 2023 | Safety | 5534.8915 | 1453.2434 | 2023 | Control | 0.053 | 3 | 0 | esc | 0 | 0 | 0.055966 | 309.7669 | 0.055966 | 309.7669 | 0.055966 | 309.7669
[79 empty] | WLDFR | HFTD - Distribution - Tier 2 - 5QU CoRE ¦ 3QU LoRE | Non-Red Flag Warning - Catastrophic Fires | 2024 | 0 | 0 | 0 | 0 | 14664.6376 | 233.2301 | 8896.516 | 5534.8915 | 0 | 0 | 843.2942 | 843.2942 | 7.6996e-08 |  | 0 | 0 | 0 | 0 | 0 | 0 | 0 | 6.4931e-05 | 6.4931e-05 | 0 | 6.4931e-05 | 6.4931e-05 | [40 empty] | All EPR in 2020WLDFRElectric Reliability | WLDFR | HFTD - Distribution - Tier 2 - 2QU CoRE ¦ 5QU LoRE | Red Flag Warning - Catastrophic Fires | 2024 | Electric Reliability | 233.2301 | 1453.2434 | 2024 | Control | 0.1325 | 3 | 0 | esc | 0 | 0 | 0 | 0 | 0.15274 | 35.623 | 0.15274 | 35.623
[79 empty] | WLDFR | HFTD - Distribution - Tier 2 - 5QU CoRE ¦ 3QU LoRE | Non-Red Flag Warning - Catastrophic Fires | 2025 | 0 | 0 | 0 | 0 | 14664.6376 | 233.2301 | 8896.516 | 5534.8915 | 0 | 0 | 0 | 843.2942 | 7.6996e-08 |  | 0 | 0 | 0 | 0 | 0 | 0 | 0 | 0 | 0 | 0 | 6.4931e-05 | 6.4931e-05 | [40 empty] | All EPR in 2020WLDFRFinancial | WLDFR | HFTD - Distribution - Tier 2 - 2QU CoRE ¦ 5QU LoRE | Red Flag Warning - Catastrophic Fires | 2024 | Financial | 8896.516 | 1453.2434 | 2024 | Control | 0.053 | 3 | 0 | esc | 0 | 0 | 0 | 0 | 0.055966 | 497.9043 | 0.055966 | 497.9043
[79 empty] | WLDFR | HFTD - Distribution - Tier 2 - 5QU CoRE ¦ 3QU LoRE | Non-Red Flag Warning - Destructive Fires | 2020 | 0 | 0 | 0 | 0 | 8807.9522 | 222.2294 | 8585.7228 | 0 | 514.4532 | 0 | 0 | 0 | 9.6929e-08 |  | 0 | 4.9866e-05 | 4.9866e-05 | 0 | 0 | 0 | 0 | 0 | 0 | 0 | 0 | 0 | [40 empty] | All EPR in 2020WLDFRSafety | WLDFR | HFTD - Distribution - Tier 2 - 2QU CoRE ¦ 5QU LoRE | Red Flag Warning - Catastrophic Fires | 2024 | Safety | 5534.8915 | 1453.2434 | 2024 | Control | 0.053 | 3 | 0 | esc | 0 | 0 | 0 | 0 | 0.055966 | 309.7669 | 0.055966 | 309.7669
[79 empty] | WLDFR | HFTD - Distribution - Tier 2 - 5QU CoRE ¦ 3QU LoRE | Non-Red Flag Warning - Destructive Fires | 2021 | 0 | 0 | 0 | 0 | 8807.9522 | 222.2294 | 8585.7228 | 0 | 514.4532 | 514.4532 | 0 | 0 | 9.6929e-08 |  | 0 | 4.9866e-05 | 4.9866e-05 | 0 | 4.9866e-05 | 4.9866e-05 | 0 | 0 | 0 | 0 | 0 | 0 | [40 empty] | All EPR in 2020WLDFRElectric Reliability | WLDFR | HFTD - Distribution - Tier 2 - 2QU CoRE ¦ 5QU LoRE | Red Flag Warning - Catastrophic Fires | 2025 | Electric Reliability | 233.2301 | 1453.2434 | 2025 | Control | 0.1325 | 3 | 0 | esc | 0 | 0 | 0 | 0 | 0 | 0 | 0.15274 | 35.623
[79 empty] | WLDFR | HFTD - Distribution - Tier 2 - 5QU CoRE ¦ 3QU LoRE | Non-Red Flag Warning - Destructive Fires | 2022 | 0 | 0 | 0 | 0 | 8807.9522 | 222.2294 | 8585.7228 | 0 | 514.4532 | 514.4532 | 514.4532 | 0 | 9.6929e-08 |  | 0 | 4.9866e-05 | 4.9866e-05 | 0 | 4.9866e-05 | 4.9866e-05 | 0 | 4.9866e-05 | 4.9866e-05 | 0 | 0 | 0 | [40 empty] | All EPR in 2020WLDFRFinancial | WLDFR | HFTD - Distribution - Tier 2 - 2QU CoRE ¦ 5QU LoRE | Red Flag Warning - Catastrophic Fires | 2025 | Financial | 8896.516 | 1453.2434 | 2025 | Control | 0.053 | 3 | 0 | esc | 0 | 0 | 0 | 0 | 0 | 0 | 0.055966 | 497.9043
[79 empty] | WLDFR | HFTD - Distribution - Tier 2 - 5QU CoRE ¦ 3QU LoRE | Non-Red Flag Warning - Destructive Fires | 2023 | 0 | 0 | 0 | 0 | 9129.7461 | 233.2301 | 8896.516 | 0 | 0 | 533.5273 | 533.5273 | 533.5273 | 9.6929e-08 |  | 0 | 0 | 0 | 0 | 5.1714e-05 | 5.1714e-05 | 0 | 5.1714e-05 | 5.1714e-05 | 0 | 5.1714e-05 | 5.1714e-05 | [40 empty] | All EPR in 2020WLDFRSafety | WLDFR | HFTD - Distribution - Tier 2 - 2QU CoRE ¦ 5QU LoRE | Red Flag Warning - Catastrophic Fires | 2025 | Safety | 5534.8915 | 1453.2434 | 2025 | Control | 0.053 | 3 | 0 | esc | 0 | 0 | 0 | 0 | 0 | 0 | 0.055966 | 309.7669
[79 empty] | WLDFR | HFTD - Distribution - Tier 2 - 5QU CoRE ¦ 3QU LoRE | Non-Red Flag Warning - Destructive Fires | 2024 | 0 | 0 | 0 | 0 | 9129.7461 | 233.2301 | 8896.516 | 0 | 0 | 0 | 533.5273 | 533.5273 | 9.6929e-08 |  | 0 | 0 | 0 | 0 | 0 | 0 | 0 | 5.1714e-05 | 5.1714e-05 | 0 | 5.1714e-05 | 5.1714e-05 | [40 empty] | All EPR in 2020WLDFRElectric Reliability | WLDFR | HFTD - Distribution - Tier 2 - 2QU CoRE ¦ 5QU LoRE | Red Flag Warning - Destructive Fires | 2021 | Electric Reliability | 222.2294 | 1453.2434 | 2021 | Control | 0.1325 | 3 | 0 | esc | 0.15274 | 33.9428 | 0.15274 | 33.9428 | 0 | 0 | 0 | 0
[79 empty] | WLDFR | HFTD - Distribution - Tier 2 - 5QU CoRE ¦ 3QU LoRE | Non-Red Flag Warning - Destructive Fires | 2025 | 0 | 0 | 0 | 0 | 9129.7461 | 233.2301 | 8896.516 | 0 | 0 | 0 | 0 | 533.5273 | 9.6929e-08 |  | 0 | 0 | 0 | 0 | 0 | 0 | 0 | 0 | 0 | 0 | 5.1714e-05 | 5.1714e-05 | [40 empty] | All EPR in 2020WLDFRFinancial | WLDFR | HFTD - Distribution - Tier 2 - 2QU CoRE ¦ 5QU LoRE | Red Flag Warning - Destructive Fires | 2021 | Financial | 8585.7228 | 1453.2434 | 2021 | Control | 0.053 | 3 | 0 | esc | 0.055966 | 480.5104 | 0.055966 | 480.5104 | 0 | 0 | 0 | 0
[79 empty] | WLDFR | HFTD - Distribution - Tier 2 - 5QU CoRE ¦ 3QU LoRE | Non-Red Flag Warning - Large Fires | 2020 | 0 | 0 | 0 | 0 | 5.2406 | 0.69642 | 2.942 | 1.6022 | 0.36069 | 0 | 0 | 0 | 1.1721e-05 |  | 0 | 4.2275e-06 | 4.2275e-06 | 0 | 0 | 0 | 0 | 0 | 0 | 0 | 0 | 0 | [40 empty] | All EPR in 2020WLDFRElectric Reliability | WLDFR | HFTD - Distribution - Tier 2 - 2QU CoRE ¦ 5QU LoRE | Red Flag Warning - Destructive Fires | 2022 | Electric Reliability | 222.2294 | 1453.2434 | 2022 | Control | 0.1325 | 3 | 0 | esc | 0.15274 | 33.9428 | 0.15274 | 33.9428 | 0.15274 | 33.9428 | 0 | 0
[79 empty] | WLDFR | HFTD - Distribution - Tier 2 - 5QU CoRE ¦ 3QU LoRE | Non-Red Flag Warning - Large Fires | 2021 | 0 | 0 | 0 | 0 | 5.2406 | 0.69642 | 2.942 | 1.6022 | 0.36069 | 0.36069 | 0 | 0 | 1.1721e-05 |  | 0 | 4.2275e-06 | 4.2275e-06 | 0 | 4.2275e-06 | 4.2275e-06 | 0 | 0 | 0 | 0 | 0 | 0 | [40 empty] | All EPR in 2020WLDFRFinancial | WLDFR | HFTD - Distribution - Tier 2 - 2QU CoRE ¦ 5QU LoRE | Red Flag Warning - Destructive Fires | 2022 | Financial | 8585.7228 | 1453.2434 | 2022 | Control | 0.053 | 3 | 0 | esc | 0.055966 | 480.5104 | 0.055966 | 480.5104 | 0.055966 | 480.5104 | 0 | 0
[79 empty] | WLDFR | HFTD - Distribution - Tier 2 - 5QU CoRE ¦ 3QU LoRE | Non-Red Flag Warning - Large Fires | 2022 | 0 | 0 | 0 | 0 | 5.2406 | 0.69642 | 2.942 | 1.6022 | 0.36069 | 0.36069 | 0.36069 | 0 | 1.1721e-05 |  | 0 | 4.2275e-06 | 4.2275e-06 | 0 | 4.2275e-06 | 4.2275e-06 | 0 | 4.2275e-06 | 4.2275e-06 | 0 | 0 | 0 | [40 empty] | All EPR in 2020WLDFRElectric Reliability | WLDFR | HFTD - Distribution - Tier 2 - 2QU CoRE ¦ 5QU LoRE | Red Flag Warning - Destructive Fires | 2023 | Electric Reliability | 233.2301 | 1453.2434 | 2023 | Control | 0.1325 | 3 | 0 | esc | 0 | 0 | 0.15274 | 35.623 | 0.15274 | 35.623 | 0.15274 | 35.623
[79 empty] | WLDFR | HFTD - Distribution - Tier 2 - 5QU CoRE ¦ 3QU LoRE | Non-Red Flag Warning - Large Fires | 2023 | 0 | 0 | 0 | 0 | 5.475 | 0.71896 | 3.0715 | 1.6846 | 0 | 0.37599 | 0.37599 | 0.37599 | 1.1721e-05 |  | 0 | 0 | 0 | 0 | 4.4068e-06 | 4.4068e-06 | 0 | 4.4068e-06 | 4.4068e-06 | 0 | 4.4068e-06 | 4.4068e-06 | [40 empty] | All EPR in 2020WLDFRFinancial | WLDFR | HFTD - Distribution - Tier 2 - 2QU CoRE ¦ 5QU LoRE | Red Flag Warning - Destructive Fires | 2023 | Financial | 8896.516 | 1453.2434 | 2023 | Control | 0.053 | 3 | 0 | esc | 0 | 0 | 0.055966 | 497.9043 | 0.055966 | 497.9043 | 0.055966 | 497.9043
[79 empty] | WLDFR | HFTD - Distribution - Tier 2 - 5QU CoRE ¦ 3QU LoRE | Non-Red Flag Warning - Large Fires | 2024 | 0 | 0 | 0 | 0 | 5.475 | 0.71896 | 3.0715 | 1.6846 | 0 | 0 | 0.37599 | 0.37599 | 1.1721e-05 |  | 0 | 0 | 0 | 0 | 0 | 0 | 0 | 4.4068e-06 | 4.4068e-06 | 0 | 4.4068e-06 | 4.4068e-06 | [40 empty] | All EPR in 2020WLDFRElectric Reliability | WLDFR | HFTD - Distribution - Tier 2 - 2QU CoRE ¦ 5QU LoRE | Red Flag Warning - Destructive Fires | 2024 | Electric Reliability | 233.2301 | 1453.2434 | 2024 | Control | 0.1325 | 3 | 0 | esc | 0 | 0 | 0 | 0 | 0.15274 | 35.623 | 0.15274 | 35.623
[79 empty] | WLDFR | HFTD - Distribution - Tier 2 - 5QU CoRE ¦ 3QU LoRE | Non-Red Flag Warning - Large Fires | 2025 | 0 | 0 | 0 | 0 | 5.475 | 0.71896 | 3.0715 | 1.6846 | 0 | 0 | 0 | 0.37599 | 1.1721e-05 |  | 0 | 0 | 0 | 0 | 0 | 0 | 0 | 0 | 0 | 0 | 4.4068e-06 | 4.4068e-06 | [40 empty] | All EPR in 2020WLDFRFinancial | WLDFR | HFTD - Distribution - Tier 2 - 2QU CoRE ¦ 5QU LoRE | Red Flag Warning - Destructive Fires | 2024 | Financial | 8896.516 | 1453.2434 | 2024 | Control | 0.053 | 3 | 0 | esc | 0 | 0 | 0 | 0 | 0.055966 | 497.9043 | 0.055966 | 497.9043
[79 empty] | WLDFR | HFTD - Distribution - Tier 2 - 5QU CoRE ¦ 3QU LoRE | Non-Red Flag Warning - Small Fires | 2020 | 0 | 0 | 0 | 0 | 0.077901 | 0.036425 | 0.0015809 | 0.039895 | 0.0078847 | 0 | 0 | 0 | 0.0046321 |  | 0 | 3.6522e-05 | 3.6522e-05 | 0 | 0 | 0 | 0 | 0 | 0 | 0 | 0 | 0 | [40 empty] | All EPR in 2020WLDFRElectric Reliability | WLDFR | HFTD - Distribution - Tier 2 - 2QU CoRE ¦ 5QU LoRE | Red Flag Warning - Destructive Fires | 2025 | Electric Reliability | 233.2301 | 1453.2434 | 2025 | Control | 0.1325 | 3 | 0 | esc | 0 | 0 | 0 | 0 | 0 | 0 | 0.15274 | 35.623
[79 empty] | WLDFR | HFTD - Distribution - Tier 2 - 5QU CoRE ¦ 3QU LoRE | Non-Red Flag Warning - Small Fires | 2021 | 0 | 0 | 0 | 0 | 0.077901 | 0.036425 | 0.0015809 | 0.039895 | 0.0078847 | 0.0078847 | 0 | 0 | 0.0046321 |  | 0 | 3.6522e-05 | 3.6522e-05 | 0 | 3.6522e-05 | 3.6522e-05 | 0 | 0 | 0 | 0 | 0 | 0 | [40 empty] | All EPR in 2020WLDFRFinancial | WLDFR | HFTD - Distribution - Tier 2 - 2QU CoRE ¦ 5QU LoRE | Red Flag Warning - Destructive Fires | 2025 | Financial | 8896.516 | 1453.2434 | 2025 | Control | 0.053 | 3 | 0 | esc | 0 | 0 | 0 | 0 | 0 | 0 | 0.055966 | 497.9043
[79 empty] | WLDFR | HFTD - Distribution - Tier 2 - 5QU CoRE ¦ 3QU LoRE | Non-Red Flag Warning - Small Fires | 2022 | 0 | 0 | 0 | 0 | 0.077901 | 0.036425 | 0.0015809 | 0.039895 | 0.0078847 | 0.0078847 | 0.0078847 | 0 | 0.0046321 |  | 0 | 3.6522e-05 | 3.6522e-05 | 0 | 3.6522e-05 | 3.6522e-05 | 0 | 3.6522e-05 | 3.6522e-05 | 0 | 0 | 0 | [40 empty] | All EPR in 2020WLDFRElectric Reliability | WLDFR | HFTD - Distribution - Tier 2 - 2QU CoRE ¦ 5QU LoRE | Red Flag Warning - Large Fires | 2021 | Electric Reliability | 0.69642 | 1453.2434 | 2021 | Control | 0.1325 | 3 | 0 | esc | 0.15274 | 0.10637 | 0.15274 | 0.10637 | 0 | 0 | 0 | 0
[79 empty] | WLDFR | HFTD - Distribution - Tier 2 - 5QU CoRE ¦ 3QU LoRE | Non-Red Flag Warning - Small Fires | 2023 | 0 | 0 | 0 | 0 | 0.080408 | 0.03759 | 0.0016314 | 0.041187 | 0 | 0.0081378 | 0.0081378 | 0.0081378 | 0.0046321 |  | 0 | 0 | 0 | 0 | 3.7695e-05 | 3.7695e-05 | 0 | 3.7695e-05 | 3.7695e-05 | 0 | 3.7695e-05 | 3.7695e-05 | [40 empty] | All EPR in 2020WLDFRFinancial | WLDFR | HFTD - Distribution - Tier 2 - 2QU CoRE ¦ 5QU LoRE | Red Flag Warning - Large Fires | 2021 | Financial | 2.942 | 1453.2434 | 2021 | Control | 0.053 | 3 | 0 | esc | 0.055966 | 0.16465 | 0.055966 | 0.16465 | 0 | 0 | 0 | 0
[79 empty] | WLDFR | HFTD - Distribution - Tier 2 - 5QU CoRE ¦ 3QU LoRE | Non-Red Flag Warning - Small Fires | 2024 | 0 | 0 | 0 | 0 | 0.080408 | 0.03759 | 0.0016314 | 0.041187 | 0 | 0 | 0.0081378 | 0.0081378 | 0.0046321 |  | 0 | 0 | 0 | 0 | 0 | 0 | 0 | 3.7695e-05 | 3.7695e-05 | 0 | 3.7695e-05 | 3.7695e-05 | [40 empty] | All EPR in 2020WLDFRSafety | WLDFR | HFTD - Distribution - Tier 2 - 2QU CoRE ¦ 5QU LoRE | Red Flag Warning - Large Fires | 2021 | Safety | 1.6022 | 1453.2434 | 2021 | Control | 0.053 | 3 | 0 | esc | 0.055966 | 0.089668 | 0.055966 | 0.089668 | 0 | 0 | 0 | 0
[79 empty] | WLDFR | HFTD - Distribution - Tier 2 - 5QU CoRE ¦ 3QU LoRE | Non-Red Flag Warning - Small Fires | 2025 | 0 | 0 | 0 | 0 | 0.080408 | 0.03759 | 0.0016314 | 0.041187 | 0 | 0 | 0 | 0.0081378 | 0.0046321 |  | 0 | 0 | 0 | 0 | 0 | 0 | 0 | 0 | 0 | 0 | 3.7695e-05 | 3.7695e-05 | [40 empty] | All EPR in 2020WLDFRElectric Reliability | WLDFR | HFTD - Distribution - Tier 2 - 2QU CoRE ¦ 5QU LoRE | Red Flag Warning - Large Fires | 2022 | Electric Reliability | 0.69642 | 1453.2434 | 2022 | Control | 0.1325 | 3 | 0 | esc | 0.15274 | 0.10637 | 0.15274 | 0.10637 | 0.15274 | 0.10637 | 0 | 0
[79 empty] | WLDFR | HFTD - Distribution - Tier 2 - 5QU CoRE ¦ 3QU LoRE | Red Flag Warning - Catastrophic Fires | 2020 | 0 | 0 | 0 | 0 | 14146.1306 | 222.2294 | 8585.7228 | 5338.1784 | 813.2108 | 0 | 0 | 0 | 1.5233e-06 |  | 0 | 0.0012388 | 0.0012388 | 0 | 0 | 0 | 0 | 0 | 0 | 0 | 0 | 0 | [40 empty] | All EPR in 2020WLDFRFinancial | WLDFR | HFTD - Distribution - Tier 2 - 2QU CoRE ¦ 5QU LoRE | Red Flag Warning - Large Fires | 2022 | Financial | 2.942 | 1453.2434 | 2022 | Control | 0.053 | 3 | 0 | esc | 0.055966 | 0.16465 | 0.055966 | 0.16465 | 0.055966 | 0.16465 | 0 | 0
[79 empty] | WLDFR | HFTD - Distribution - Tier 2 - 5QU CoRE ¦ 3QU LoRE | Red Flag Warning - Catastrophic Fires | 2021 | 0 | 0 | 0 | 0 | 14146.1306 | 222.2294 | 8585.7228 | 5338.1784 | 813.2108 | 813.2108 | 0 | 0 | 1.5233e-06 |  | 0 | 0.0012388 | 0.0012388 | 0 | 0.0012388 | 0.0012388 | 0 | 0 | 0 | 0 | 0 | 0 | [40 empty] | All EPR in 2020WLDFRSafety | WLDFR | HFTD - Distribution - Tier 2 - 2QU CoRE ¦ 5QU LoRE | Red Flag Warning - Large Fires | 2022 | Safety | 1.6022 | 1453.2434 | 2022 | Control | 0.053 | 3 | 0 | esc | 0.055966 | 0.089668 | 0.055966 | 0.089668 | 0.055966 | 0.089668 | 0 | 0
[79 empty] | WLDFR | HFTD - Distribution - Tier 2 - 5QU CoRE ¦ 3QU LoRE | Red Flag Warning - Catastrophic Fires | 2022 | 0 | 0 | 0 | 0 | 14146.1306 | 222.2294 | 8585.7228 | 5338.1784 | 813.2108 | 813.2108 | 813.2108 | 0 | 1.5233e-06 |  | 0 | 0.0012388 | 0.0012388 | 0 | 0.0012388 | 0.0012388 | 0 | 0.0012388 | 0.0012388 | 0 | 0 | 0 | [40 empty] | All EPR in 2020WLDFRElectric Reliability | WLDFR | HFTD - Distribution - Tier 2 - 2QU CoRE ¦ 5QU LoRE | Red Flag Warning - Large Fires | 2023 | Electric Reliability | 0.71896 | 1453.2434 | 2023 | Control | 0.1325 | 3 | 0 | esc | 0 | 0 | 0.15274 | 0.10981 | 0.15274 | 0.10981 | 0.15274 | 0.10981
[79 empty] | WLDFR | HFTD - Distribution - Tier 2 - 5QU CoRE ¦ 3QU LoRE | Red Flag Warning - Catastrophic Fires | 2023 | 0 | 0 | 0 | 0 | 14664.6376 | 233.2301 | 8896.516 | 5534.8915 | 0 | 843.2942 | 843.2942 | 843.2942 | 1.5233e-06 |  | 0 | 0 | 0 | 0 | 0.0012846 | 0.0012846 | 0 | 0.0012846 | 0.0012846 | 0 | 0.0012846 | 0.0012846 | [40 empty] | All EPR in 2020WLDFRFinancial | WLDFR | HFTD - Distribution - Tier 2 - 2QU CoRE ¦ 5QU LoRE | Red Flag Warning - Large Fires | 2023 | Financial | 3.0715 | 1453.2434 | 2023 | Control | 0.053 | 3 | 0 | esc | 0 | 0 | 0.055966 | 0.1719 | 0.055966 | 0.1719 | 0.055966 | 0.1719
[79 empty] | WLDFR | HFTD - Distribution - Tier 2 - 5QU CoRE ¦ 3QU LoRE | Red Flag Warning - Catastrophic Fires | 2024 | 0 | 0 | 0 | 0 | 14664.6376 | 233.2301 | 8896.516 | 5534.8915 | 0 | 0 | 843.2942 | 843.2942 | 1.5233e-06 |  | 0 | 0 | 0 | 0 | 0 | 0 | 0 | 0.0012846 | 0.0012846 | 0 | 0.0012846 | 0.0012846 | [40 empty] | All EPR in 2020WLDFRSafety | WLDFR | HFTD - Distribution - Tier 2 - 2QU CoRE ¦ 5QU LoRE | Red Flag Warning - Large Fires | 2023 | Safety | 1.6846 | 1453.2434 | 2023 | Control | 0.053 | 3 | 0 | esc | 0 | 0 | 0.055966 | 0.094279 | 0.055966 | 0.094279 | 0.055966 | 0.094279
[79 empty] | WLDFR | HFTD - Distribution - Tier 2 - 5QU CoRE ¦ 3QU LoRE | Red Flag Warning - Catastrophic Fires | 2025 | 0 | 0 | 0 | 0 | 14664.6376 | 233.2301 | 8896.516 | 5534.8915 | 0 | 0 | 0 | 843.2942 | 1.5233e-06 |  | 0 | 0 | 0 | 0 | 0 | 0 | 0 | 0 | 0 | 0 | 0.0012846 | 0.0012846 | [40 empty] | All EPR in 2020WLDFRElectric Reliability | WLDFR | HFTD - Distribution - Tier 2 - 2QU CoRE ¦ 5QU LoRE | Red Flag Warning - Large Fires | 2024 | Electric Reliability | 0.71896 | 1453.2434 | 2024 | Control | 0.1325 | 3 | 0 | esc | 0 | 0 | 0 | 0 | 0.15274 | 0.10981 | 0.15274 | 0.10981
[79 empty] | WLDFR | HFTD - Distribution - Tier 2 - 5QU CoRE ¦ 3QU LoRE | Red Flag Warning - Destructive Fires | 2020 | 0 | 0 | 0 | 0 | 8807.9522 | 222.2294 | 8585.7228 | 0 | 514.4532 | 0 | 0 | 0 | 2.7003e-07 |  | 0 | 0.00013892 | 0.00013892 | 0 | 0 | 0 | 0 | 0 | 0 | 0 | 0 | 0 | [40 empty] | All EPR in 2020WLDFRFinancial | WLDFR | HFTD - Distribution - Tier 2 - 2QU CoRE ¦ 5QU LoRE | Red Flag Warning - Large Fires | 2024 | Financial | 3.0715 | 1453.2434 | 2024 | Control | 0.053 | 3 | 0 | esc | 0 | 0 | 0 | 0 | 0.055966 | 0.1719 | 0.055966 | 0.1719
[79 empty] | WLDFR | HFTD - Distribution - Tier 2 - 5QU CoRE ¦ 3QU LoRE | Red Flag Warning - Destructive Fires | 2021 | 0 | 0 | 0 | 0 | 8807.9522 | 222.2294 | 8585.7228 | 0 | 514.4532 | 514.4532 | 0 | 0 | 2.7003e-07 |  | 0 | 0.00013892 | 0.00013892 | 0 | 0.00013892 | 0.00013892 | 0 | 0 | 0 | 0 | 0 | 0 | [40 empty] | All EPR in 2020WLDFRSafety | WLDFR | HFTD - Distribution - Tier 2 - 2QU CoRE ¦ 5QU LoRE | Red Flag Warning - Large Fires | 2024 | Safety | 1.6846 | 1453.2434 | 2024 | Control | 0.053 | 3 | 0 | esc | 0 | 0 | 0 | 0 | 0.055966 | 0.094279 | 0.055966 | 0.094279
[79 empty] | WLDFR | HFTD - Distribution - Tier 2 - 5QU CoRE ¦ 3QU LoRE | Red Flag Warning - Destructive Fires | 2022 | 0 | 0 | 0 | 0 | 8807.9522 | 222.2294 | 8585.7228 | 0 | 514.4532 | 514.4532 | 514.4532 | 0 | 2.7003e-07 |  | 0 | 0.00013892 | 0.00013892 | 0 | 0.00013892 | 0.00013892 | 0 | 0.00013892 | 0.00013892 | 0 | 0 | 0 | [40 empty] | All EPR in 2020WLDFRElectric Reliability | WLDFR | HFTD - Distribution - Tier 2 - 2QU CoRE ¦ 5QU LoRE | Red Flag Warning - Large Fires | 2025 | Electric Reliability | 0.71896 | 1453.2434 | 2025 | Control | 0.1325 | 3 | 0 | esc | 0 | 0 | 0 | 0 | 0 | 0 | 0.15274 | 0.10981
[79 empty] | WLDFR | HFTD - Distribution - Tier 2 - 5QU CoRE ¦ 3QU LoRE | Red Flag Warning - Destructive Fires | 2023 | 0 | 0 | 0 | 0 | 9129.7461 | 233.2301 | 8896.516 | 0 | 0 | 533.5273 | 533.5273 | 533.5273 | 2.7003e-07 |  | 0 | 0 | 0 | 0 | 0.00014407 | 0.00014407 | 0 | 0.00014407 | 0.00014407 | 0 | 0.00014407 | 0.00014407 | [40 empty] | All EPR in 2020WLDFRFinancial | WLDFR | HFTD - Distribution - Tier 2 - 2QU CoRE ¦ 5QU LoRE | Red Flag Warning - Large Fires | 2025 | Financial | 3.0715 | 1453.2434 | 2025 | Control | 0.053 | 3 | 0 | esc | 0 | 0 | 0 | 0 | 0 | 0 | 0.055966 | 0.1719
[79 empty] | WLDFR | HFTD - Distribution - Tier 2 - 5QU CoRE ¦ 3QU LoRE | Red Flag Warning - Destructive Fires | 2024 | 0 | 0 | 0 | 0 | 9129.7461 | 233.2301 | 8896.516 | 0 | 0 | 0 | 533.5273 | 533.5273 | 2.7003e-07 |  | 0 | 0 | 0 | 0 | 0 | 0 | 0 | 0.00014407 | 0.00014407 | 0 | 0.00014407 | 0.00014407 | [40 empty] | All EPR in 2020WLDFRSafety | WLDFR | HFTD - Distribution - Tier 2 - 2QU CoRE ¦ 5QU LoRE | Red Flag Warning - Large Fires | 2025 | Safety | 1.6846 | 1453.2434 | 2025 | Control | 0.053 | 3 | 0 | esc | 0 | 0 | 0 | 0 | 0 | 0 | 0.055966 | 0.094279
[79 empty] | WLDFR | HFTD - Distribution - Tier 2 - 5QU CoRE ¦ 3QU LoRE | Red Flag Warning - Destructive Fires | 2025 | 0 | 0 | 0 | 0 | 9129.7461 | 233.2301 | 8896.516 | 0 | 0 | 0 | 0 | 533.5273 | 2.7003e-07 |  | 0 | 0 | 0 | 0 | 0 | 0 | 0 | 0 | 0 | 0 | 0.00014407 | 0.00014407 | [40 empty] | All EPR in 2020WLDFRElectric Reliability | WLDFR | HFTD - Distribution - Tier 2 - 2QU CoRE ¦ 5QU LoRE | Red Flag Warning - Small Fires | 2021 | Electric Reliability | 0.036425 | 1453.2434 | 2021 | Control | 0.1325 | 3 | 0 | esc | 0.15274 | 0.0055635 | 0.15274 | 0.0055635 | 0 | 0 | 0 | 0
[79 empty] | WLDFR | HFTD - Distribution - Tier 2 - 5QU CoRE ¦ 3QU LoRE | Red Flag Warning - Large Fires | 2020 | 0 | 0 | 0 | 0 | 5.2406 | 0.69642 | 2.942 | 1.6022 | 0.36069 | 0 | 0 | 0 | 2.1298e-05 |  | 0 | 7.682e-06 | 7.682e-06 | 0 | 0 | 0 | 0 | 0 | 0 | 0 | 0 | 0 | [40 empty] | All EPR in 2020WLDFRFinancial | WLDFR | HFTD - Distribution - Tier 2 - 2QU CoRE ¦ 5QU LoRE | Red Flag Warning - Small Fires | 2021 | Financial | 0.0015809 | 1453.2434 | 2021 | Control | 0.053 | 3 | 0 | esc | 0.055966 | 8.8475e-05 | 0.055966 | 8.8475e-05 | 0 | 0 | 0 | 0
[79 empty] | WLDFR | HFTD - Distribution - Tier 2 - 5QU CoRE ¦ 3QU LoRE | Red Flag Warning - Large Fires | 2021 | 0 | 0 | 0 | 0 | 5.2406 | 0.69642 | 2.942 | 1.6022 | 0.36069 | 0.36069 | 0 | 0 | 2.1298e-05 |  | 0 | 7.682e-06 | 7.682e-06 | 0 | 7.682e-06 | 7.682e-06 | 0 | 0 | 0 | 0 | 0 | 0 | [40 empty] | All EPR in 2020WLDFRSafety | WLDFR | HFTD - Distribution - Tier 2 - 2QU CoRE ¦ 5QU LoRE | Red Flag Warning - Small Fires | 2021 | Safety | 0.039895 | 1453.2434 | 2021 | Control | 0.053 | 3 | 0 | esc | 0.055966 | 0.0022328 | 0.055966 | 0.0022328 | 0 | 0 | 0 | 0
[79 empty] | WLDFR | HFTD - Distribution - Tier 2 - 5QU CoRE ¦ 3QU LoRE | Red Flag Warning - Large Fires | 2022 | 0 | 0 | 0 | 0 | 5.2406 | 0.69642 | 2.942 | 1.6022 | 0.36069 | 0.36069 | 0.36069 | 0 | 2.1298e-05 |  | 0 | 7.682e-06 | 7.682e-06 | 0 | 7.682e-06 | 7.682e-06 | 0 | 7.682e-06 | 7.682e-06 | 0 | 0 | 0 | [40 empty] | All EPR in 2020WLDFRElectric Reliability | WLDFR | HFTD - Distribution - Tier 2 - 2QU CoRE ¦ 5QU LoRE | Red Flag Warning - Small Fires | 2022 | Electric Reliability | 0.036425 | 1453.2434 | 2022 | Control | 0.1325 | 3 | 0 | esc | 0.15274 | 0.0055635 | 0.15274 | 0.0055635 | 0.15274 | 0.0055635 | 0 | 0
[79 empty] | WLDFR | HFTD - Distribution - Tier 2 - 5QU CoRE ¦ 3QU LoRE | Red Flag Warning - Large Fires | 2023 | 0 | 0 | 0 | 0 | 5.475 | 0.71896 | 3.0715 | 1.6846 | 0 | 0.37599 | 0.37599 | 0.37599 | 2.1298e-05 |  | 0 | 0 | 0 | 0 | 8.0079e-06 | 8.0079e-06 | 0 | 8.0079e-06 | 8.0079e-06 | 0 | 8.0079e-06 | 8.0079e-06 | [40 empty] | All EPR in 2020WLDFRFinancial | WLDFR | HFTD - Distribution - Tier 2 - 2QU CoRE ¦ 5QU LoRE | Red Flag Warning - Small Fires | 2022 | Financial | 0.0015809 | 1453.2434 | 2022 | Control | 0.053 | 3 | 0 | esc | 0.055966 | 8.8475e-05 | 0.055966 | 8.8475e-05 | 0.055966 | 8.8475e-05 | 0 | 0
[79 empty] | WLDFR | HFTD - Distribution - Tier 2 - 5QU CoRE ¦ 3QU LoRE | Red Flag Warning - Large Fires | 2024 | 0 | 0 | 0 | 0 | 5.475 | 0.71896 | 3.0715 | 1.6846 | 0 | 0 | 0.37599 | 0.37599 | 2.1298e-05 |  | 0 | 0 | 0 | 0 | 0 | 0 | 0 | 8.0079e-06 | 8.0079e-06 | 0 | 8.0079e-06 | 8.0079e-06 | [40 empty] | All EPR in 2020WLDFRSafety | WLDFR | HFTD - Distribution - Tier 2 - 2QU CoRE ¦ 5QU LoRE | Red Flag Warning - Small Fires | 2022 | Safety | 0.039895 | 1453.2434 | 2022 | Control | 0.053 | 3 | 0 | esc | 0.055966 | 0.0022328 | 0.055966 | 0.0022328 | 0.055966 | 0.0022328 | 0 | 0
[79 empty] | WLDFR | HFTD - Distribution - Tier 2 - 5QU CoRE ¦ 3QU LoRE | Red Flag Warning - Large Fires | 2025 | 0 | 0 | 0 | 0 | 5.475 | 0.71896 | 3.0715 | 1.6846 | 0 | 0 | 0 | 0.37599 | 2.1298e-05 |  | 0 | 0 | 0 | 0 | 0 | 0 | 0 | 0 | 0 | 0 | 8.0079e-06 | 8.0079e-06 | [40 empty] | All EPR in 2020WLDFRElectric Reliability | WLDFR | HFTD - Distribution - Tier 2 - 2QU CoRE ¦ 5QU LoRE | Red Flag Warning - Small Fires | 2023 | Electric Reliability | 0.03759 | 1453.2434 | 2023 | Control | 0.1325 | 3 | 0 | esc | 0 | 0 | 0.15274 | 0.0057414 | 0.15274 | 0.0057414 | 0.15274 | 0.0057414
[79 empty] | WLDFR | HFTD - Distribution - Tier 2 - 5QU CoRE ¦ 3QU LoRE | Red Flag Warning - Small Fires | 2020 | 0 | 0 | 0 | 0 | 0.077901 | 0.036425 | 0.0015809 | 0.039895 | 0.0078847 | 0 | 0 | 0 | 0.00058378 |  | 0 | 4.603e-06 | 4.603e-06 | 0 | 0 | 0 | 0 | 0 | 0 | 0 | 0 | 0 | [40 empty] | All EPR in 2020WLDFRFinancial | WLDFR | HFTD - Distribution - Tier 2 - 2QU CoRE ¦ 5QU LoRE | Red Flag Warning - Small Fires | 2023 | Financial | 0.0016314 | 1453.2434 | 2023 | Control | 0.053 | 3 | 0 | esc | 0 | 0 | 0.055966 | 9.1305e-05 | 0.055966 | 9.1305e-05 | 0.055966 | 9.1305e-05
[79 empty] | WLDFR | HFTD - Distribution - Tier 2 - 5QU CoRE ¦ 3QU LoRE | Red Flag Warning - Small Fires | 2021 | 0 | 0 | 0 | 0 | 0.077901 | 0.036425 | 0.0015809 | 0.039895 | 0.0078847 | 0.0078847 | 0 | 0 | 0.00058378 |  | 0 | 4.603e-06 | 4.603e-06 | 0 | 4.603e-06 | 4.603e-06 | 0 | 0 | 0 | 0 | 0 | 0 | [40 empty] | All EPR in 2020WLDFRSafety | WLDFR | HFTD - Distribution - Tier 2 - 2QU CoRE ¦ 5QU LoRE | Red Flag Warning - Small Fires | 2023 | Safety | 0.041187 | 1453.2434 | 2023 | Control | 0.053 | 3 | 0 | esc | 0 | 0 | 0.055966 | 0.0023051 | 0.055966 | 0.0023051 | 0.055966 | 0.0023051
[79 empty] | WLDFR | HFTD - Distribution - Tier 2 - 5QU CoRE ¦ 3QU LoRE | Red Flag Warning - Small Fires | 2022 | 0 | 0 | 0 | 0 | 0.077901 | 0.036425 | 0.0015809 | 0.039895 | 0.0078847 | 0.0078847 | 0.0078847 | 0 | 0.00058378 |  | 0 | 4.603e-06 | 4.603e-06 | 0 | 4.603e-06 | 4.603e-06 | 0 | 4.603e-06 | 4.603e-06 | 0 | 0 | 0 | [40 empty] | All EPR in 2020WLDFRElectric Reliability | WLDFR | HFTD - Distribution - Tier 2 - 2QU CoRE ¦ 5QU LoRE | Red Flag Warning - Small Fires | 2024 | Electric Reliability | 0.03759 | 1453.2434 | 2024 | Control | 0.1325 | 3 | 0 | esc | 0 | 0 | 0 | 0 | 0.15274 | 0.0057414 | 0.15274 | 0.0057414
[79 empty] | WLDFR | HFTD - Distribution - Tier 2 - 5QU CoRE ¦ 3QU LoRE | Red Flag Warning - Small Fires | 2023 | 0 | 0 | 0 | 0 | 0.080408 | 0.03759 | 0.0016314 | 0.041187 | 0 | 0.0081378 | 0.0081378 | 0.0081378 | 0.00058378 |  | 0 | 0 | 0 | 0 | 4.7507e-06 | 4.7507e-06 | 0 | 4.7507e-06 | 4.7507e-06 | 0 | 4.7507e-06 | 4.7507e-06 | [40 empty] | All EPR in 2020WLDFRFinancial | WLDFR | HFTD - Distribution - Tier 2 - 2QU CoRE ¦ 5QU LoRE | Red Flag Warning - Small Fires | 2024 | Financial | 0.0016314 | 1453.2434 | 2024 | Control | 0.053 | 3 | 0 | esc | 0 | 0 | 0 | 0 | 0.055966 | 9.1305e-05 | 0.055966 | 9.1305e-05
[79 empty] | WLDFR | HFTD - Distribution - Tier 2 - 5QU CoRE ¦ 3QU LoRE | Red Flag Warning - Small Fires | 2024 | 0 | 0 | 0 | 0 | 0.080408 | 0.03759 | 0.0016314 | 0.041187 | 0 | 0 | 0.0081378 | 0.0081378 | 0.00058378 |  | 0 | 0 | 0 | 0 | 0 | 0 | 0 | 4.7507e-06 | 4.7507e-06 | 0 | 4.7507e-06 | 4.7507e-06 | [40 empty] | All EPR in 2020WLDFRSafety | WLDFR | HFTD - Distribution - Tier 2 - 2QU CoRE ¦ 5QU LoRE | Red Flag Warning - Small Fires | 2024 | Safety | 0.041187 | 1453.2434 | 2024 | Control | 0.053 | 3 | 0 | esc | 0 | 0 | 0 | 0 | 0.055966 | 0.0023051 | 0.055966 | 0.0023051
[79 empty] | WLDFR | HFTD - Distribution - Tier 2 - 5QU CoRE ¦ 3QU LoRE | Red Flag Warning - Small Fires | 2025 | 0 | 0 | 0 | 0 | 0.080408 | 0.03759 | 0.0016314 | 0.041187 | 0 | 0 | 0 | 0.0081378 | 0.00058378 |  | 0 | 0 | 0 | 0 | 0 | 0 | 0 | 0 | 0 | 0 | 4.7507e-06 | 4.7507e-06 | [40 empty] | All EPR in 2020WLDFRElectric Reliability | WLDFR | HFTD - Distribution - Tier 2 - 2QU CoRE ¦ 5QU LoRE | Red Flag Warning - Small Fires | 2025 | Electric Reliability | 0.03759 | 1453.2434 | 2025 | Control | 0.1325 | 3 | 0 | esc | 0 | 0 | 0 | 0 | 0 | 0 | 0.15274 | 0.0057414
[79 empty] | WLDFR | HFTD - Distribution - Tier 2 - 5QU CoRE ¦ 3QU LoRE | Seismic - Non-Red Flag Warning - Catastrophic Fires | 2020 | 0 | 0 | 0 | 0 | 21083.8428 | 409.2237 | 13469.0878 | 7205.5313 | 1219.584 | 0 | 0 | 0 | 1.1051e-09 |  | 0 | 1.3477e-06 | 1.3477e-06 | 0 | 0 | 0 | 0 | 0 | 0 | 0 | 0 | 0 | [40 empty] | All EPR in 2020WLDFRFinancial | WLDFR | HFTD - Distribution - Tier 2 - 2QU CoRE ¦ 5QU LoRE | Red Flag Warning - Small Fires | 2025 | Financial | 0.0016314 | 1453.2434 | 2025 | Control | 0.053 | 3 | 0 | esc | 0 | 0 | 0 | 0 | 0 | 0 | 0.055966 | 9.1305e-05
[79 empty] | WLDFR | HFTD - Distribution - Tier 2 - 5QU CoRE ¦ 3QU LoRE | Seismic - Non-Red Flag Warning - Catastrophic Fires | 2021 | 0 | 0 | 0 | 0 | 21083.8428 | 409.2237 | 13469.0878 | 7205.5313 | 1219.584 | 1219.584 | 0 | 0 | 1.1051e-09 |  | 0 | 1.3477e-06 | 1.3477e-06 | 0 | 1.3477e-06 | 1.3477e-06 | 0 | 0 | 0 | 0 | 0 | 0 | [40 empty] | All EPR in 2020WLDFRSafety | WLDFR | HFTD - Distribution - Tier 2 - 2QU CoRE ¦ 5QU LoRE | Red Flag Warning - Small Fires | 2025 | Safety | 0.041187 | 1453.2434 | 2025 | Control | 0.053 | 3 | 0 | esc | 0 | 0 | 0 | 0 | 0 | 0 | 0.055966 | 0.0023051
[79 empty] | WLDFR | HFTD - Distribution - Tier 2 - 5QU CoRE ¦ 3QU LoRE | Seismic - Non-Red Flag Warning - Catastrophic Fires | 2022 | 0 | 0 | 0 | 0 | 21083.8428 | 409.2237 | 13469.0878 | 7205.5313 | 1219.584 | 1219.584 | 1219.584 | 0 | 1.1051e-09 |  | 0 | 1.3477e-06 | 1.3477e-06 | 0 | 1.3477e-06 | 1.3477e-06 | 0 | 1.3477e-06 | 1.3477e-06 | 0 | 0 | 0 | [40 empty] | All EPR in 2020WLDFRElectric Reliability | WLDFR | HFTD - Distribution - Tier 2 - 2QU CoRE ¦ 5QU LoRE | Seismic - Non-Red Flag Warning - Catastrophic Fires | 2021 | Electric Reliability | 409.2237 | 1453.2434 | 2021 | Control | 0.1325 | 3 | 0 | esc | 0.15274 | 62.5039 | 0.15274 | 62.5039 | 0 | 0 | 0 | 0
[79 empty] | WLDFR | HFTD - Distribution - Tier 2 - 5QU CoRE ¦ 3QU LoRE | Seismic - Non-Red Flag Warning - Catastrophic Fires | 2023 | 0 | 0 | 0 | 0 | 21835.9781 | 428.6023 | 13939.561 | 7467.8148 | 0 | 1263.5534 | 1263.5534 | 1263.5534 | 1.1051e-09 |  | 0 | 0 | 0 | 0 | 1.3963e-06 | 1.3963e-06 | 0 | 1.3963e-06 | 1.3963e-06 | 0 | 1.3963e-06 | 1.3963e-06 | [40 empty] | All EPR in 2020WLDFRFinancial | WLDFR | HFTD - Distribution - Tier 2 - 2QU CoRE ¦ 5QU LoRE | Seismic - Non-Red Flag Warning - Catastrophic Fires | 2021 | Financial | 13469.0878 | 1453.2434 | 2021 | Control | 0.053 | 3 | 0 | esc | 0.055966 | 753.8138 | 0.055966 | 753.8138 | 0 | 0 | 0 | 0
[79 empty] | WLDFR | HFTD - Distribution - Tier 2 - 5QU CoRE ¦ 3QU LoRE | Seismic - Non-Red Flag Warning - Catastrophic Fires | 2024 | 0 | 0 | 0 | 0 | 21835.9781 | 428.6023 | 13939.561 | 7467.8148 | 0 | 0 | 1263.5534 | 1263.5534 | 1.1051e-09 |  | 0 | 0 | 0 | 0 | 0 | 0 | 0 | 1.3963e-06 | 1.3963e-06 | 0 | 1.3963e-06 | 1.3963e-06 | [40 empty] | All EPR in 2020WLDFRSafety | WLDFR | HFTD - Distribution - Tier 2 - 2QU CoRE ¦ 5QU LoRE | Seismic - Non-Red Flag Warning - Catastrophic Fires | 2021 | Safety | 7205.5313 | 1453.2434 | 2021 | Control | 0.053 | 3 | 0 | esc | 0.055966 | 403.2663 | 0.055966 | 403.2663 | 0 | 0 | 0 | 0
[79 empty] | WLDFR | HFTD - Distribution - Tier 2 - 5QU CoRE ¦ 3QU LoRE | Seismic - Non-Red Flag Warning - Catastrophic Fires | 2025 | 0 | 0 | 0 | 0 | 21835.9781 | 428.6023 | 13939.561 | 7467.8148 | 0 | 0 | 0 | 1263.5534 | 1.1051e-09 |  | 0 | 0 | 0 | 0 | 0 | 0 | 0 | 0 | 0 | 0 | 1.3963e-06 | 1.3963e-06 | [40 empty] | All EPR in 2020WLDFRElectric Reliability | WLDFR | HFTD - Distribution - Tier 2 - 2QU CoRE ¦ 5QU LoRE | Seismic - Non-Red Flag Warning - Catastrophic Fires | 2022 | Electric Reliability | 409.2237 | 1453.2434 | 2022 | Control | 0.1325 | 3 | 0 | esc | 0.15274 | 62.5039 | 0.15274 | 62.5039 | 0.15274 | 62.5039 | 0 | 0
[79 empty] | WLDFR | HFTD - Distribution - Tier 2 - 5QU CoRE ¦ 3QU LoRE | Seismic - Red Flag Warning - Catastrophic Fires | 2020 | 0 | 0 | 0 | 0 | 21083.8428 | 409.2237 | 13469.0878 | 7205.5313 | 1219.584 | 0 | 0 | 0 | 4.766e-08 |  | 0 | 5.8125e-05 | 5.8125e-05 | 0 | 0 | 0 | 0 | 0 | 0 | 0 | 0 | 0 | [40 empty] | All EPR in 2020WLDFRFinancial | WLDFR | HFTD - Distribution - Tier 2 - 2QU CoRE ¦ 5QU LoRE | Seismic - Non-Red Flag Warning - Catastrophic Fires | 2022 | Financial | 13469.0878 | 1453.2434 | 2022 | Control | 0.053 | 3 | 0 | esc | 0.055966 | 753.8138 | 0.055966 | 753.8138 | 0.055966 | 753.8138 | 0 | 0
[79 empty] | WLDFR | HFTD - Distribution - Tier 2 - 5QU CoRE ¦ 3QU LoRE | Seismic - Red Flag Warning - Catastrophic Fires | 2021 | 0 | 0 | 0 | 0 | 21083.8428 | 409.2237 | 13469.0878 | 7205.5313 | 1219.584 | 1219.584 | 0 | 0 | 4.766e-08 |  | 0 | 5.8125e-05 | 5.8125e-05 | 0 | 5.8125e-05 | 5.8125e-05 | 0 | 0 | 0 | 0 | 0 | 0 | [40 empty] | All EPR in 2020WLDFRSafety | WLDFR | HFTD - Distribution - Tier 2 - 2QU CoRE ¦ 5QU LoRE | Seismic - Non-Red Flag Warning - Catastrophic Fires | 2022 | Safety | 7205.5313 | 1453.2434 | 2022 | Control | 0.053 | 3 | 0 | esc | 0.055966 | 403.2663 | 0.055966 | 403.2663 | 0.055966 | 403.2663 | 0 | 0
[79 empty] | WLDFR | HFTD - Distribution - Tier 2 - 5QU CoRE ¦ 3QU LoRE | Seismic - Red Flag Warning - Catastrophic Fires | 2022 | 0 | 0 | 0 | 0 | 21083.8428 | 409.2237 | 13469.0878 | 7205.5313 | 1219.584 | 1219.584 | 1219.584 | 0 | 4.766e-08 |  | 0 | 5.8125e-05 | 5.8125e-05 | 0 | 5.8125e-05 | 5.8125e-05 | 0 | 5.8125e-05 | 5.8125e-05 | 0 | 0 | 0 | [40 empty] | All EPR in 2020WLDFRElectric Reliability | WLDFR | HFTD - Distribution - Tier 2 - 2QU CoRE ¦ 5QU LoRE | Seismic - Non-Red Flag Warning - Catastrophic Fires | 2023 | Electric Reliability | 428.6023 | 1453.2434 | 2023 | Control | 0.1325 | 3 | 0 | esc | 0 | 0 | 0.15274 | 65.4638 | 0.15274 | 65.4638 | 0.15274 | 65.4638
[79 empty] | WLDFR | HFTD - Distribution - Tier 2 - 5QU CoRE ¦ 3QU LoRE | Seismic - Red Flag Warning - Catastrophic Fires | 2023 | 0 | 0 | 0 | 0 | 21835.9781 | 428.6023 | 13939.561 | 7467.8148 | 0 | 1263.5534 | 1263.5534 | 1263.5534 | 4.766e-08 |  | 0 | 0 | 0 | 0 | 6.0221e-05 | 6.0221e-05 | 0 | 6.0221e-05 | 6.0221e-05 | 0 | 6.0221e-05 | 6.0221e-05 | [40 empty] | All EPR in 2020WLDFRFinancial | WLDFR | HFTD - Distribution - Tier 2 - 2QU CoRE ¦ 5QU LoRE | Seismic - Non-Red Flag Warning - Catastrophic Fires | 2023 | Financial | 13939.561 | 1453.2434 | 2023 | Control | 0.053 | 3 | 0 | esc | 0 | 0 | 0.055966 | 780.1444 | 0.055966 | 780.1444 | 0.055966 | 780.1444
[79 empty] | WLDFR | HFTD - Distribution - Tier 2 - 5QU CoRE ¦ 3QU LoRE | Seismic - Red Flag Warning - Catastrophic Fires | 2024 | 0 | 0 | 0 | 0 | 21835.9781 | 428.6023 | 13939.561 | 7467.8148 | 0 | 0 | 1263.5534 | 1263.5534 | 4.766e-08 |  | 0 | 0 | 0 | 0 | 0 | 0 | 0 | 6.0221e-05 | 6.0221e-05 | 0 | 6.0221e-05 | 6.0221e-05 | [40 empty] | All EPR in 2020WLDFRSafety | WLDFR | HFTD - Distribution - Tier 2 - 2QU CoRE ¦ 5QU LoRE | Seismic - Non-Red Flag Warning - Catastrophic Fires | 2023 | Safety | 7467.8148 | 1453.2434 | 2023 | Control | 0.053 | 3 | 0 | esc | 0 | 0 | 0.055966 | 417.9453 | 0.055966 | 417.9453 | 0.055966 | 417.9453
[79 empty] | WLDFR | HFTD - Distribution - Tier 2 - 5QU CoRE ¦ 3QU LoRE | Seismic - Red Flag Warning - Catastrophic Fires | 2025 | 0 | 0 | 0 | 0 | 21835.9781 | 428.6023 | 13939.561 | 7467.8148 | 0 | 0 | 0 | 1263.5534 | 4.766e-08 |  | 0 | 0 | 0 | 0 | 0 | 0 | 0 | 0 | 0 | 0 | 6.0221e-05 | 6.0221e-05 | [40 empty] | All EPR in 2020WLDFRElectric Reliability | WLDFR | HFTD - Distribution - Tier 2 - 2QU CoRE ¦ 5QU LoRE | Seismic - Non-Red Flag Warning - Catastrophic Fires | 2024 | Electric Reliability | 428.6023 | 1453.2434 | 2024 | Control | 0.1325 | 3 | 0 | esc | 0 | 0 | 0 | 0 | 0.15274 | 65.4638 | 0.15274 | 65.4638
[79 empty] | WLDFR | HFTD - Distribution - Tier 2 - 5QU CoRE ¦ 4QU LoRE | Non-Red Flag Warning - Catastrophic Fires | 2020 | 0 | 0 | 0 | 0 | 14146.1306 | 222.2294 | 8585.7228 | 5338.1784 | 813.2108 | 0 | 0 | 0 | 8.9203e-08 |  | 0 | 7.2541e-05 | 7.2541e-05 | 0 | 0 | 0 | 0 | 0 | 0 | 0 | 0 | 0 | [40 empty] | All EPR in 2020WLDFRFinancial | WLDFR | HFTD - Distribution - Tier 2 - 2QU CoRE ¦ 5QU LoRE | Seismic - Non-Red Flag Warning - Catastrophic Fires | 2024 | Financial | 13939.561 | 1453.2434 | 2024 | Control | 0.053 | 3 | 0 | esc | 0 | 0 | 0 | 0 | 0.055966 | 780.1444 | 0.055966 | 780.1444
[79 empty] | WLDFR | HFTD - Distribution - Tier 2 - 5QU CoRE ¦ 4QU LoRE | Non-Red Flag Warning - Catastrophic Fires | 2021 | 0 | 0 | 0 | 0 | 14146.1306 | 222.2294 | 8585.7228 | 5338.1784 | 813.2108 | 813.2108 | 0 | 0 | 8.9203e-08 |  | 0 | 7.2541e-05 | 7.2541e-05 | 0 | 7.2541e-05 | 7.2541e-05 | 0 | 0 | 0 | 0 | 0 | 0 | [40 empty] | All EPR in 2020WLDFRSafety | WLDFR | HFTD - Distribution - Tier 2 - 2QU CoRE ¦ 5QU LoRE | Seismic - Non-Red Flag Warning - Catastrophic Fires | 2024 | Safety | 7467.8148 | 1453.2434 | 2024 | Control | 0.053 | 3 | 0 | esc | 0 | 0 | 0 | 0 | 0.055966 | 417.9453 | 0.055966 | 417.9453
[79 empty] | WLDFR | HFTD - Distribution - Tier 2 - 5QU CoRE ¦ 4QU LoRE | Non-Red Flag Warning - Catastrophic Fires | 2022 | 0 | 0 | 0 | 0 | 14146.1306 | 222.2294 | 8585.7228 | 5338.1784 | 813.2108 | 813.2108 | 813.2108 | 0 | 8.9203e-08 |  | 0 | 7.2541e-05 | 7.2541e-05 | 0 | 7.2541e-05 | 7.2541e-05 | 0 | 7.2541e-05 | 7.2541e-05 | 0 | 0 | 0 | [40 empty] | All EPR in 2020WLDFRElectric Reliability | WLDFR | HFTD - Distribution - Tier 2 - 2QU CoRE ¦ 5QU LoRE | Seismic - Non-Red Flag Warning - Catastrophic Fires | 2025 | Electric Reliability | 428.6023 | 1453.2434 | 2025 | Control | 0.1325 | 3 | 0 | esc | 0 | 0 | 0 | 0 | 0 | 0 | 0.15274 | 65.4638
[79 empty] | WLDFR | HFTD - Distribution - Tier 2 - 5QU CoRE ¦ 4QU LoRE | Non-Red Flag Warning - Catastrophic Fires | 2023 | 0 | 0 | 0 | 0 | 14664.6376 | 233.2301 | 8896.516 | 5534.8915 | 0 | 843.2942 | 843.2942 | 843.2942 | 8.9203e-08 |  | 0 | 0 | 0 | 0 | 7.5224e-05 | 7.5224e-05 | 0 | 7.5224e-05 | 7.5224e-05 | 0 | 7.5224e-05 | 7.5224e-05 | [40 empty] | All EPR in 2020WLDFRFinancial | WLDFR | HFTD - Distribution - Tier 2 - 2QU CoRE ¦ 5QU LoRE | Seismic - Non-Red Flag Warning - Catastrophic Fires | 2025 | Financial | 13939.561 | 1453.2434 | 2025 | Control | 0.053 | 3 | 0 | esc | 0 | 0 | 0 | 0 | 0 | 0 | 0.055966 | 780.1444
[79 empty] | WLDFR | HFTD - Distribution - Tier 2 - 5QU CoRE ¦ 4QU LoRE | Non-Red Flag Warning - Catastrophic Fires | 2024 | 0 | 0 | 0 | 0 | 14664.6376 | 233.2301 | 8896.516 | 5534.8915 | 0 | 0 | 843.2942 | 843.2942 | 8.9203e-08 |  | 0 | 0 | 0 | 0 | 0 | 0 | 0 | 7.5224e-05 | 7.5224e-05 | 0 | 7.5224e-05 | 7.5224e-05 | [40 empty] | All EPR in 2020WLDFRSafety | WLDFR | HFTD - Distribution - Tier 2 - 2QU CoRE ¦ 5QU LoRE | Seismic - Non-Red Flag Warning - Catastrophic Fires | 2025 | Safety | 7467.8148 | 1453.2434 | 2025 | Control | 0.053 | 3 | 0 | esc | 0 | 0 | 0 | 0 | 0 | 0 | 0.055966 | 417.9453
[79 empty] | WLDFR | HFTD - Distribution - Tier 2 - 5QU CoRE ¦ 4QU LoRE | Non-Red Flag Warning - Catastrophic Fires | 2025 | 0 | 0 | 0 | 0 | 14664.6376 | 233.2301 | 8896.516 | 5534.8915 | 0 | 0 | 0 | 843.2942 | 8.9203e-08 |  | 0 | 0 | 0 | 0 | 0 | 0 | 0 | 0 | 0 | 0 | 7.5224e-05 | 7.5224e-05 | [40 empty] | All EPR in 2020WLDFRElectric Reliability | WLDFR | HFTD - Distribution - Tier 2 - 2QU CoRE ¦ 5QU LoRE | Seismic - Red Flag Warning - Catastrophic Fires | 2021 | Electric Reliability | 409.2237 | 1453.2434 | 2021 | Control | 0.1325 | 3 | 0 | esc | 0.15274 | 62.5039 | 0.15274 | 62.5039 | 0 | 0 | 0 | 0
[79 empty] | WLDFR | HFTD - Distribution - Tier 2 - 5QU CoRE ¦ 4QU LoRE | Non-Red Flag Warning - Destructive Fires | 2020 | 0 | 0 | 0 | 0 | 8807.9522 | 222.2294 | 8585.7228 | 0 | 514.4532 | 0 | 0 | 0 | 9.8913e-08 |  | 0 | 5.0886e-05 | 5.0886e-05 | 0 | 0 | 0 | 0 | 0 | 0 | 0 | 0 | 0 | [40 empty] | All EPR in 2020WLDFRFinancial | WLDFR | HFTD - Distribution - Tier 2 - 2QU CoRE ¦ 5QU LoRE | Seismic - Red Flag Warning - Catastrophic Fires | 2021 | Financial | 13469.0878 | 1453.2434 | 2021 | Control | 0.053 | 3 | 0 | esc | 0.055966 | 753.8138 | 0.055966 | 753.8138 | 0 | 0 | 0 | 0
[79 empty] | WLDFR | HFTD - Distribution - Tier 2 - 5QU CoRE ¦ 4QU LoRE | Non-Red Flag Warning - Destructive Fires | 2021 | 0 | 0 | 0 | 0 | 8807.9522 | 222.2294 | 8585.7228 | 0 | 514.4532 | 514.4532 | 0 | 0 | 9.8913e-08 |  | 0 | 5.0886e-05 | 5.0886e-05 | 0 | 5.0886e-05 | 5.0886e-05 | 0 | 0 | 0 | 0 | 0 | 0 | [40 empty] | All EPR in 2020WLDFRSafety | WLDFR | HFTD - Distribution - Tier 2 - 2QU CoRE ¦ 5QU LoRE | Seismic - Red Flag Warning - Catastrophic Fires | 2021 | Safety | 7205.5313 | 1453.2434 | 2021 | Control | 0.053 | 3 | 0 | esc | 0.055966 | 403.2663 | 0.055966 | 403.2663 | 0 | 0 | 0 | 0
[79 empty] | WLDFR | HFTD - Distribution - Tier 2 - 5QU CoRE ¦ 4QU LoRE | Non-Red Flag Warning - Destructive Fires | 2022 | 0 | 0 | 0 | 0 | 8807.9522 | 222.2294 | 8585.7228 | 0 | 514.4532 | 514.4532 | 514.4532 | 0 | 9.8913e-08 |  | 0 | 5.0886e-05 | 5.0886e-05 | 0 | 5.0886e-05 | 5.0886e-05 | 0 | 5.0886e-05 | 5.0886e-05 | 0 | 0 | 0 | [40 empty] | All EPR in 2020WLDFRElectric Reliability | WLDFR | HFTD - Distribution - Tier 2 - 2QU CoRE ¦ 5QU LoRE | Seismic - Red Flag Warning - Catastrophic Fires | 2022 | Electric Reliability | 409.2237 | 1453.2434 | 2022 | Control | 0.1325 | 3 | 0 | esc | 0.15274 | 62.5039 | 0.15274 | 62.5039 | 0.15274 | 62.5039 | 0 | 0
[79 empty] | WLDFR | HFTD - Distribution - Tier 2 - 5QU CoRE ¦ 4QU LoRE | Non-Red Flag Warning - Destructive Fires | 2023 | 0 | 0 | 0 | 0 | 9129.7461 | 233.2301 | 8896.516 | 0 | 0 | 533.5273 | 533.5273 | 533.5273 | 9.8913e-08 |  | 0 | 0 | 0 | 0 | 5.2773e-05 | 5.2773e-05 | 0 | 5.2773e-05 | 5.2773e-05 | 0 | 5.2773e-05 | 5.2773e-05 | [40 empty] | All EPR in 2020WLDFRFinancial | WLDFR | HFTD - Distribution - Tier 2 - 2QU CoRE ¦ 5QU LoRE | Seismic - Red Flag Warning - Catastrophic Fires | 2022 | Financial | 13469.0878 | 1453.2434 | 2022 | Control | 0.053 | 3 | 0 | esc | 0.055966 | 753.8138 | 0.055966 | 753.8138 | 0.055966 | 753.8138 | 0 | 0
[79 empty] | WLDFR | HFTD - Distribution - Tier 2 - 5QU CoRE ¦ 4QU LoRE | Non-Red Flag Warning - Destructive Fires | 2024 | 0 | 0 | 0 | 0 | 9129.7461 | 233.2301 | 8896.516 | 0 | 0 | 0 | 533.5273 | 533.5273 | 9.8913e-08 |  | 0 | 0 | 0 | 0 | 0 | 0 | 0 | 5.2773e-05 | 5.2773e-05 | 0 | 5.2773e-05 | 5.2773e-05 | [40 empty] | All EPR in 2020WLDFRSafety | WLDFR | HFTD - Distribution - Tier 2 - 2QU CoRE ¦ 5QU LoRE | Seismic - Red Flag Warning - Catastrophic Fires | 2022 | Safety | 7205.5313 | 1453.2434 | 2022 | Control | 0.053 | 3 | 0 | esc | 0.055966 | 403.2663 | 0.055966 | 403.2663 | 0.055966 | 403.2663 | 0 | 0
[79 empty] | WLDFR | HFTD - Distribution - Tier 2 - 5QU CoRE ¦ 4QU LoRE | Non-Red Flag Warning - Destructive Fires | 2025 | 0 | 0 | 0 | 0 | 9129.7461 | 233.2301 | 8896.516 | 0 | 0 | 0 | 0 | 533.5273 | 9.8913e-08 |  | 0 | 0 | 0 | 0 | 0 | 0 | 0 | 0 | 0 | 0 | 5.2773e-05 | 5.2773e-05 | [40 empty] | All EPR in 2020WLDFRElectric Reliability | WLDFR | HFTD - Distribution - Tier 2 - 2QU CoRE ¦ 5QU LoRE | Seismic - Red Flag Warning - Catastrophic Fires | 2023 | Electric Reliability | 428.6023 | 1453.2434 | 2023 | Control | 0.1325 | 3 | 0 | esc | 0 | 0 | 0.15274 | 65.4638 | 0.15274 | 65.4638 | 0.15274 | 65.4638
[79 empty] | WLDFR | HFTD - Distribution - Tier 2 - 5QU CoRE ¦ 4QU LoRE | Non-Red Flag Warning - Large Fires | 2020 | 0 | 0 | 0 | 0 | 5.2406 | 0.69642 | 2.942 | 1.6022 | 0.36069 | 0 | 0 | 0 | 1.0702e-05 |  | 0 | 3.8602e-06 | 3.8602e-06 | 0 | 0 | 0 | 0 | 0 | 0 | 0 | 0 | 0 | [40 empty] | All EPR in 2020WLDFRFinancial | WLDFR | HFTD - Distribution - Tier 2 - 2QU CoRE ¦ 5QU LoRE | Seismic - Red Flag Warning - Catastrophic Fires | 2023 | Financial | 13939.561 | 1453.2434 | 2023 | Control | 0.053 | 3 | 0 | esc | 0 | 0 | 0.055966 | 780.1444 | 0.055966 | 780.1444 | 0.055966 | 780.1444
[79 empty] | WLDFR | HFTD - Distribution - Tier 2 - 5QU CoRE ¦ 4QU LoRE | Non-Red Flag Warning - Large Fires | 2021 | 0 | 0 | 0 | 0 | 5.2406 | 0.69642 | 2.942 | 1.6022 | 0.36069 | 0.36069 | 0 | 0 | 1.0702e-05 |  | 0 | 3.8602e-06 | 3.8602e-06 | 0 | 3.8602e-06 | 3.8602e-06 | 0 | 0 | 0 | 0 | 0 | 0 | [40 empty] | All EPR in 2020WLDFRSafety | WLDFR | HFTD - Distribution - Tier 2 - 2QU CoRE ¦ 5QU LoRE | Seismic - Red Flag Warning - Catastrophic Fires | 2023 | Safety | 7467.8148 | 1453.2434 | 2023 | Control | 0.053 | 3 | 0 | esc | 0 | 0 | 0.055966 | 417.9453 | 0.055966 | 417.9453 | 0.055966 | 417.9453
[79 empty] | WLDFR | HFTD - Distribution - Tier 2 - 5QU CoRE ¦ 4QU LoRE | Non-Red Flag Warning - Large Fires | 2022 | 0 | 0 | 0 | 0 | 5.2406 | 0.69642 | 2.942 | 1.6022 | 0.36069 | 0.36069 | 0.36069 | 0 | 1.0702e-05 |  | 0 | 3.8602e-06 | 3.8602e-06 | 0 | 3.8602e-06 | 3.8602e-06 | 0 | 3.8602e-06 | 3.8602e-06 | 0 | 0 | 0 | [40 empty] | All EPR in 2020WLDFRElectric Reliability | WLDFR | HFTD - Distribution - Tier 2 - 2QU CoRE ¦ 5QU LoRE | Seismic - Red Flag Warning - Catastrophic Fires | 2024 | Electric Reliability | 428.6023 | 1453.2434 | 2024 | Control | 0.1325 | 3 | 0 | esc | 0 | 0 | 0 | 0 | 0.15274 | 65.4638 | 0.15274 | 65.4638
[79 empty] | WLDFR | HFTD - Distribution - Tier 2 - 5QU CoRE ¦ 4QU LoRE | Non-Red Flag Warning - Large Fires | 2023 | 0 | 0 | 0 | 0 | 5.475 | 0.71896 | 3.0715 | 1.6846 | 0 | 0.37599 | 0.37599 | 0.37599 | 1.0702e-05 |  | 0 | 0 | 0 | 0 | 4.024e-06 | 4.024e-06 | 0 | 4.024e-06 | 4.024e-06 | 0 | 4.024e-06 | 4.024e-06 | [40 empty] | All EPR in 2020WLDFRFinancial | WLDFR | HFTD - Distribution - Tier 2 - 2QU CoRE ¦ 5QU LoRE | Seismic - Red Flag Warning - Catastrophic Fires | 2024 | Financial | 13939.561 | 1453.2434 | 2024 | Control | 0.053 | 3 | 0 | esc | 0 | 0 | 0 | 0 | 0.055966 | 780.1444 | 0.055966 | 780.1444
[79 empty] | WLDFR | HFTD - Distribution - Tier 2 - 5QU CoRE ¦ 4QU LoRE | Non-Red Flag Warning - Large Fires | 2024 | 0 | 0 | 0 | 0 | 5.475 | 0.71896 | 3.0715 | 1.6846 | 0 | 0 | 0.37599 | 0.37599 | 1.0702e-05 |  | 0 | 0 | 0 | 0 | 0 | 0 | 0 | 4.024e-06 | 4.024e-06 | 0 | 4.024e-06 | 4.024e-06 | [40 empty] | All EPR in 2020WLDFRSafety | WLDFR | HFTD - Distribution - Tier 2 - 2QU CoRE ¦ 5QU LoRE | Seismic - Red Flag Warning - Catastrophic Fires | 2024 | Safety | 7467.8148 | 1453.2434 | 2024 | Control | 0.053 | 3 | 0 | esc | 0 | 0 | 0 | 0 | 0.055966 | 417.9453 | 0.055966 | 417.9453
[79 empty] | WLDFR | HFTD - Distribution - Tier 2 - 5QU CoRE ¦ 4QU LoRE | Non-Red Flag Warning - Large Fires | 2025 | 0 | 0 | 0 | 0 | 5.475 | 0.71896 | 3.0715 | 1.6846 | 0 | 0 | 0 | 0.37599 | 1.0702e-05 |  | 0 | 0 | 0 | 0 | 0 | 0 | 0 | 0 | 0 | 0 | 4.024e-06 | 4.024e-06 | [40 empty] | All EPR in 2020WLDFRElectric Reliability | WLDFR | HFTD - Distribution - Tier 2 - 2QU CoRE ¦ 5QU LoRE | Seismic - Red Flag Warning - Catastrophic Fires | 2025 | Electric Reliability | 428.6023 | 1453.2434 | 2025 | Control | 0.1325 | 3 | 0 | esc | 0 | 0 | 0 | 0 | 0 | 0 | 0.15274 | 65.4638
[79 empty] | WLDFR | HFTD - Distribution - Tier 2 - 5QU CoRE ¦ 4QU LoRE | Non-Red Flag Warning - Small Fires | 2020 | 0 | 0 | 0 | 0 | 0.077901 | 0.036425 | 0.0015809 | 0.039895 | 0.0078847 | 0 | 0 | 0 | 0.0035886 |  | 0 | 2.8295e-05 | 2.8295e-05 | 0 | 0 | 0 | 0 | 0 | 0 | 0 | 0 | 0 | [40 empty] | All EPR in 2020WLDFRFinancial | WLDFR | HFTD - Distribution - Tier 2 - 2QU CoRE ¦ 5QU LoRE | Seismic - Red Flag Warning - Catastrophic Fires | 2025 | Financial | 13939.561 | 1453.2434 | 2025 | Control | 0.053 | 3 | 0 | esc | 0 | 0 | 0 | 0 | 0 | 0 | 0.055966 | 780.1444
[79 empty] | WLDFR | HFTD - Distribution - Tier 2 - 5QU CoRE ¦ 4QU LoRE | Non-Red Flag Warning - Small Fires | 2021 | 0 | 0 | 0 | 0 | 0.077901 | 0.036425 | 0.0015809 | 0.039895 | 0.0078847 | 0.0078847 | 0 | 0 | 0.0035886 |  | 0 | 2.8295e-05 | 2.8295e-05 | 0 | 2.8295e-05 | 2.8295e-05 | 0 | 0 | 0 | 0 | 0 | 0 | [40 empty] | All EPR in 2020WLDFRSafety | WLDFR | HFTD - Distribution - Tier 2 - 2QU CoRE ¦ 5QU LoRE | Seismic - Red Flag Warning - Catastrophic Fires | 2025 | Safety | 7467.8148 | 1453.2434 | 2025 | Control | 0.053 | 3 | 0 | esc | 0 | 0 | 0 | 0 | 0 | 0 | 0.055966 | 417.9453
[79 empty] | WLDFR | HFTD - Distribution - Tier 2 - 5QU CoRE ¦ 4QU LoRE | Non-Red Flag Warning - Small Fires | 2022 | 0 | 0 | 0 | 0 | 0.077901 | 0.036425 | 0.0015809 | 0.039895 | 0.0078847 | 0.0078847 | 0.0078847 | 0 | 0.0035886 |  | 0 | 2.8295e-05 | 2.8295e-05 | 0 | 2.8295e-05 | 2.8295e-05 | 0 | 2.8295e-05 | 2.8295e-05 | 0 | 0 | 0 | [40 empty] | All EPR in 2020WLDFRElectric Reliability | WLDFR | HFTD - Distribution - Tier 2 - 3QU CoRE ¦ 1QU LoRE | Non-Red Flag Warning - Catastrophic Fires | 2021 | Electric Reliability | 222.2294 | 500.9897 | 2021 | Control | 0.1325 | 3 | 0 | esc | 0.15274 | 33.9428 | 0.15274 | 33.9428 | 0 | 0 | 0 | 0
[79 empty] | WLDFR | HFTD - Distribution - Tier 2 - 5QU CoRE ¦ 4QU LoRE | Non-Red Flag Warning - Small Fires | 2023 | 0 | 0 | 0 | 0 | 0.080408 | 0.03759 | 0.0016314 | 0.041187 | 0 | 0.0081378 | 0.0081378 | 0.0081378 | 0.0035886 |  | 0 | 0 | 0 | 0 | 2.9203e-05 | 2.9203e-05 | 0 | 2.9203e-05 | 2.9203e-05 | 0 | 2.9203e-05 | 2.9203e-05 | [40 empty] | All EPR in 2020WLDFRFinancial | WLDFR | HFTD - Distribution - Tier 2 - 3QU CoRE ¦ 1QU LoRE | Non-Red Flag Warning - Catastrophic Fires | 2021 | Financial | 8585.7228 | 500.9897 | 2021 | Control | 0.053 | 3 | 0 | esc | 0.055966 | 480.5104 | 0.055966 | 480.5104 | 0 | 0 | 0 | 0
[79 empty] | WLDFR | HFTD - Distribution - Tier 2 - 5QU CoRE ¦ 4QU LoRE | Non-Red Flag Warning - Small Fires | 2024 | 0 | 0 | 0 | 0 | 0.080408 | 0.03759 | 0.0016314 | 0.041187 | 0 | 0 | 0.0081378 | 0.0081378 | 0.0035886 |  | 0 | 0 | 0 | 0 | 0 | 0 | 0 | 2.9203e-05 | 2.9203e-05 | 0 | 2.9203e-05 | 2.9203e-05 | [40 empty] | All EPR in 2020WLDFRSafety | WLDFR | HFTD - Distribution - Tier 2 - 3QU CoRE ¦ 1QU LoRE | Non-Red Flag Warning - Catastrophic Fires | 2021 | Safety | 5338.1784 | 500.9897 | 2021 | Control | 0.053 | 3 | 0 | esc | 0.055966 | 298.7576 | 0.055966 | 298.7576 | 0 | 0 | 0 | 0
[79 empty] | WLDFR | HFTD - Distribution - Tier 2 - 5QU CoRE ¦ 4QU LoRE | Non-Red Flag Warning - Small Fires | 2025 | 0 | 0 | 0 | 0 | 0.080408 | 0.03759 | 0.0016314 | 0.041187 | 0 | 0 | 0 | 0.0081378 | 0.0035886 |  | 0 | 0 | 0 | 0 | 0 | 0 | 0 | 0 | 0 | 0 | 2.9203e-05 | 2.9203e-05 | [40 empty] | All EPR in 2020WLDFRElectric Reliability | WLDFR | HFTD - Distribution - Tier 2 - 3QU CoRE ¦ 1QU LoRE | Non-Red Flag Warning - Catastrophic Fires | 2022 | Electric Reliability | 222.2294 | 500.9897 | 2022 | Control | 0.1325 | 3 | 0 | esc | 0.15274 | 33.9428 | 0.15274 | 33.9428 | 0.15274 | 33.9428 | 0 | 0
[79 empty] | WLDFR | HFTD - Distribution - Tier 2 - 5QU CoRE ¦ 4QU LoRE | Red Flag Warning - Catastrophic Fires | 2020 | 0 | 0 | 0 | 0 | 14146.1306 | 222.2294 | 8585.7228 | 5338.1784 | 813.2108 | 0 | 0 | 0 | 1.3659e-06 |  | 0 | 0.0011108 | 0.0011108 | 0 | 0 | 0 | 0 | 0 | 0 | 0 | 0 | 0 | [40 empty] | All EPR in 2020WLDFRFinancial | WLDFR | HFTD - Distribution - Tier 2 - 3QU CoRE ¦ 1QU LoRE | Non-Red Flag Warning - Catastrophic Fires | 2022 | Financial | 8585.7228 | 500.9897 | 2022 | Control | 0.053 | 3 | 0 | esc | 0.055966 | 480.5104 | 0.055966 | 480.5104 | 0.055966 | 480.5104 | 0 | 0
[79 empty] | WLDFR | HFTD - Distribution - Tier 2 - 5QU CoRE ¦ 4QU LoRE | Red Flag Warning - Catastrophic Fires | 2021 | 0 | 0 | 0 | 0 | 14146.1306 | 222.2294 | 8585.7228 | 5338.1784 | 813.2108 | 813.2108 | 0 | 0 | 1.3659e-06 |  | 0 | 0.0011108 | 0.0011108 | 0 | 0.0011108 | 0.0011108 | 0 | 0 | 0 | 0 | 0 | 0 | [40 empty] | All EPR in 2020WLDFRSafety | WLDFR | HFTD - Distribution - Tier 2 - 3QU CoRE ¦ 1QU LoRE | Non-Red Flag Warning - Catastrophic Fires | 2022 | Safety | 5338.1784 | 500.9897 | 2022 | Control | 0.053 | 3 | 0 | esc | 0.055966 | 298.7576 | 0.055966 | 298.7576 | 0.055966 | 298.7576 | 0 | 0
[79 empty] | WLDFR | HFTD - Distribution - Tier 2 - 5QU CoRE ¦ 4QU LoRE | Red Flag Warning - Catastrophic Fires | 2022 | 0 | 0 | 0 | 0 | 14146.1306 | 222.2294 | 8585.7228 | 5338.1784 | 813.2108 | 813.2108 | 813.2108 | 0 | 1.3659e-06 |  | 0 | 0.0011108 | 0.0011108 | 0 | 0.0011108 | 0.0011108 | 0 | 0.0011108 | 0.0011108 | 0 | 0 | 0 | [40 empty] | All EPR in 2020WLDFRElectric Reliability | WLDFR | HFTD - Distribution - Tier 2 - 3QU CoRE ¦ 1QU LoRE | Non-Red Flag Warning - Catastrophic Fires | 2023 | Electric Reliability | 233.2301 | 500.9897 | 2023 | Control | 0.1325 | 3 | 0 | esc | 0 | 0 | 0.15274 | 35.623 | 0.15274 | 35.623 | 0.15274 | 35.623
[79 empty] | WLDFR | HFTD - Distribution - Tier 2 - 5QU CoRE ¦ 4QU LoRE | Red Flag Warning - Catastrophic Fires | 2023 | 0 | 0 | 0 | 0 | 14664.6376 | 233.2301 | 8896.516 | 5534.8915 | 0 | 843.2942 | 843.2942 | 843.2942 | 1.3659e-06 |  | 0 | 0 | 0 | 0 | 0.0011519 | 0.0011519 | 0 | 0.0011519 | 0.0011519 | 0 | 0.0011519 | 0.0011519 | [40 empty] | All EPR in 2020WLDFRFinancial | WLDFR | HFTD - Distribution - Tier 2 - 3QU CoRE ¦ 1QU LoRE | Non-Red Flag Warning - Catastrophic Fires | 2023 | Financial | 8896.516 | 500.9897 | 2023 | Control | 0.053 | 3 | 0 | esc | 0 | 0 | 0.055966 | 497.9043 | 0.055966 | 497.9043 | 0.055966 | 497.9043
[79 empty] | WLDFR | HFTD - Distribution - Tier 2 - 5QU CoRE ¦ 4QU LoRE | Red Flag Warning - Catastrophic Fires | 2024 | 0 | 0 | 0 | 0 | 14664.6376 | 233.2301 | 8896.516 | 5534.8915 | 0 | 0 | 843.2942 | 843.2942 | 1.3659e-06 |  | 0 | 0 | 0 | 0 | 0 | 0 | 0 | 0.0011519 | 0.0011519 | 0 | 0.0011519 | 0.0011519 | [40 empty] | All EPR in 2020WLDFRSafety | WLDFR | HFTD - Distribution - Tier 2 - 3QU CoRE ¦ 1QU LoRE | Non-Red Flag Warning - Catastrophic Fires | 2023 | Safety | 5534.8915 | 500.9897 | 2023 | Control | 0.053 | 3 | 0 | esc | 0 | 0 | 0.055966 | 309.7669 | 0.055966 | 309.7669 | 0.055966 | 309.7669
[79 empty] | WLDFR | HFTD - Distribution - Tier 2 - 5QU CoRE ¦ 4QU LoRE | Red Flag Warning - Catastrophic Fires | 2025 | 0 | 0 | 0 | 0 | 14664.6376 | 233.2301 | 8896.516 | 5534.8915 | 0 | 0 | 0 | 843.2942 | 1.3659e-06 |  | 0 | 0 | 0 | 0 | 0 | 0 | 0 | 0 | 0 | 0 | 0.0011519 | 0.0011519 | [40 empty] | All EPR in 2020WLDFRElectric Reliability | WLDFR | HFTD - Distribution - Tier 2 - 3QU CoRE ¦ 1QU LoRE | Non-Red Flag Warning - Catastrophic Fires | 2024 | Electric Reliability | 233.2301 | 500.9897 | 2024 | Control | 0.1325 | 3 | 0 | esc | 0 | 0 | 0 | 0 | 0.15274 | 35.623 | 0.15274 | 35.623
[79 empty] | WLDFR | HFTD - Distribution - Tier 2 - 5QU CoRE ¦ 4QU LoRE | Red Flag Warning - Destructive Fires | 2020 | 0 | 0 | 0 | 0 | 8807.9522 | 222.2294 | 8585.7228 | 0 | 514.4532 | 0 | 0 | 0 | 2.3373e-07 |  | 0 | 0.00012024 | 0.00012024 | 0 | 0 | 0 | 0 | 0 | 0 | 0 | 0 | 0 | [40 empty] | All EPR in 2020WLDFRFinancial | WLDFR | HFTD - Distribution - Tier 2 - 3QU CoRE ¦ 1QU LoRE | Non-Red Flag Warning - Catastrophic Fires | 2024 | Financial | 8896.516 | 500.9897 | 2024 | Control | 0.053 | 3 | 0 | esc | 0 | 0 | 0 | 0 | 0.055966 | 497.9043 | 0.055966 | 497.9043
[79 empty] | WLDFR | HFTD - Distribution - Tier 2 - 5QU CoRE ¦ 4QU LoRE | Red Flag Warning - Destructive Fires | 2021 | 0 | 0 | 0 | 0 | 8807.9522 | 222.2294 | 8585.7228 | 0 | 514.4532 | 514.4532 | 0 | 0 | 2.3373e-07 |  | 0 | 0.00012024 | 0.00012024 | 0 | 0.00012024 | 0.00012024 | 0 | 0 | 0 | 0 | 0 | 0 | [40 empty] | All EPR in 2020WLDFRSafety | WLDFR | HFTD - Distribution - Tier 2 - 3QU CoRE ¦ 1QU LoRE | Non-Red Flag Warning - Catastrophic Fires | 2024 | Safety | 5534.8915 | 500.9897 | 2024 | Control | 0.053 | 3 | 0 | esc | 0 | 0 | 0 | 0 | 0.055966 | 309.7669 | 0.055966 | 309.7669
[79 empty] | WLDFR | HFTD - Distribution - Tier 2 - 5QU CoRE ¦ 4QU LoRE | Red Flag Warning - Destructive Fires | 2022 | 0 | 0 | 0 | 0 | 8807.9522 | 222.2294 | 8585.7228 | 0 | 514.4532 | 514.4532 | 514.4532 | 0 | 2.3373e-07 |  | 0 | 0.00012024 | 0.00012024 | 0 | 0.00012024 | 0.00012024 | 0 | 0.00012024 | 0.00012024 | 0 | 0 | 0 | [40 empty] | All EPR in 2020WLDFRElectric Reliability | WLDFR | HFTD - Distribution - Tier 2 - 3QU CoRE ¦ 1QU LoRE | Non-Red Flag Warning - Catastrophic Fires | 2025 | Electric Reliability | 233.2301 | 500.9897 | 2025 | Control | 0.1325 | 3 | 0 | esc | 0 | 0 | 0 | 0 | 0 | 0 | 0.15274 | 35.623
[79 empty] | WLDFR | HFTD - Distribution - Tier 2 - 5QU CoRE ¦ 4QU LoRE | Red Flag Warning - Destructive Fires | 2023 | 0 | 0 | 0 | 0 | 9129.7461 | 233.2301 | 8896.516 | 0 | 0 | 533.5273 | 533.5273 | 533.5273 | 2.3373e-07 |  | 0 | 0 | 0 | 0 | 0.0001247 | 0.0001247 | 0 | 0.0001247 | 0.0001247 | 0 | 0.0001247 | 0.0001247 | [40 empty] | All EPR in 2020WLDFRFinancial | WLDFR | HFTD - Distribution - Tier 2 - 3QU CoRE ¦ 1QU LoRE | Non-Red Flag Warning - Catastrophic Fires | 2025 | Financial | 8896.516 | 500.9897 | 2025 | Control | 0.053 | 3 | 0 | esc | 0 | 0 | 0 | 0 | 0 | 0 | 0.055966 | 497.9043
[79 empty] | WLDFR | HFTD - Distribution - Tier 2 - 5QU CoRE ¦ 4QU LoRE | Red Flag Warning - Destructive Fires | 2024 | 0 | 0 | 0 | 0 | 9129.7461 | 233.2301 | 8896.516 | 0 | 0 | 0 | 533.5273 | 533.5273 | 2.3373e-07 |  | 0 | 0 | 0 | 0 | 0 | 0 | 0 | 0.0001247 | 0.0001247 | 0 | 0.0001247 | 0.0001247 | [40 empty] | All EPR in 2020WLDFRSafety | WLDFR | HFTD - Distribution - Tier 2 - 3QU CoRE ¦ 1QU LoRE | Non-Red Flag Warning - Catastrophic Fires | 2025 | Safety | 5534.8915 | 500.9897 | 2025 | Control | 0.053 | 3 | 0 | esc | 0 | 0 | 0 | 0 | 0 | 0 | 0.055966 | 309.7669
[79 empty] | WLDFR | HFTD - Distribution - Tier 2 - 5QU CoRE ¦ 4QU LoRE | Red Flag Warning - Destructive Fires | 2025 | 0 | 0 | 0 | 0 | 9129.7461 | 233.2301 | 8896.516 | 0 | 0 | 0 | 0 | 533.5273 | 2.3373e-07 |  | 0 | 0 | 0 | 0 | 0 | 0 | 0 | 0 | 0 | 0 | 0.0001247 | 0.0001247 | [40 empty] | All EPR in 2020WLDFRElectric Reliability | WLDFR | HFTD - Distribution - Tier 2 - 3QU CoRE ¦ 1QU LoRE | Non-Red Flag Warning - Destructive Fires | 2021 | Electric Reliability | 222.2294 | 500.9897 | 2021 | Control | 0.1325 | 3 | 0 | esc | 0.15274 | 33.9428 | 0.15274 | 33.9428 | 0 | 0 | 0 | 0
[79 empty] | WLDFR | HFTD - Distribution - Tier 2 - 5QU CoRE ¦ 4QU LoRE | Red Flag Warning - Large Fires | 2020 | 0 | 0 | 0 | 0 | 5.2406 | 0.69642 | 2.942 | 1.6022 | 0.36069 | 0 | 0 | 0 | 1.7431e-05 |  | 0 | 6.2872e-06 | 6.2872e-06 | 0 | 0 | 0 | 0 | 0 | 0 | 0 | 0 | 0 | [40 empty] | All EPR in 2020WLDFRFinancial | WLDFR | HFTD - Distribution - Tier 2 - 3QU CoRE ¦ 1QU LoRE | Non-Red Flag Warning - Destructive Fires | 2021 | Financial | 8585.7228 | 500.9897 | 2021 | Control | 0.053 | 3 | 0 | esc | 0.055966 | 480.5104 | 0.055966 | 480.5104 | 0 | 0 | 0 | 0
[79 empty] | WLDFR | HFTD - Distribution - Tier 2 - 5QU CoRE ¦ 4QU LoRE | Red Flag Warning - Large Fires | 2021 | 0 | 0 | 0 | 0 | 5.2406 | 0.69642 | 2.942 | 1.6022 | 0.36069 | 0.36069 | 0 | 0 | 1.7431e-05 |  | 0 | 6.2872e-06 | 6.2872e-06 | 0 | 6.2872e-06 | 6.2872e-06 | 0 | 0 | 0 | 0 | 0 | 0 | [40 empty] | All EPR in 2020WLDFRElectric Reliability | WLDFR | HFTD - Distribution - Tier 2 - 3QU CoRE ¦ 1QU LoRE | Non-Red Flag Warning - Destructive Fires | 2022 | Electric Reliability | 222.2294 | 500.9897 | 2022 | Control | 0.1325 | 3 | 0 | esc | 0.15274 | 33.9428 | 0.15274 | 33.9428 | 0.15274 | 33.9428 | 0 | 0
[79 empty] | WLDFR | HFTD - Distribution - Tier 2 - 5QU CoRE ¦ 4QU LoRE | Red Flag Warning - Large Fires | 2022 | 0 | 0 | 0 | 0 | 5.2406 | 0.69642 | 2.942 | 1.6022 | 0.36069 | 0.36069 | 0.36069 | 0 | 1.7431e-05 |  | 0 | 6.2872e-06 | 6.2872e-06 | 0 | 6.2872e-06 | 6.2872e-06 | 0 | 6.2872e-06 | 6.2872e-06 | 0 | 0 | 0 | [40 empty] | All EPR in 2020WLDFRFinancial | WLDFR | HFTD - Distribution - Tier 2 - 3QU CoRE ¦ 1QU LoRE | Non-Red Flag Warning - Destructive Fires | 2022 | Financial | 8585.7228 | 500.9897 | 2022 | Control | 0.053 | 3 | 0 | esc | 0.055966 | 480.5104 | 0.055966 | 480.5104 | 0.055966 | 480.5104 | 0 | 0
[79 empty] | WLDFR | HFTD - Distribution - Tier 2 - 5QU CoRE ¦ 4QU LoRE | Red Flag Warning - Large Fires | 2023 | 0 | 0 | 0 | 0 | 5.475 | 0.71896 | 3.0715 | 1.6846 | 0 | 0.37599 | 0.37599 | 0.37599 | 1.7431e-05 |  | 0 | 0 | 0 | 0 | 6.554e-06 | 6.554e-06 | 0 | 6.554e-06 | 6.554e-06 | 0 | 6.554e-06 | 6.554e-06 | [40 empty] | All EPR in 2020WLDFRElectric Reliability | WLDFR | HFTD - Distribution - Tier 2 - 3QU CoRE ¦ 1QU LoRE | Non-Red Flag Warning - Destructive Fires | 2023 | Electric Reliability | 233.2301 | 500.9897 | 2023 | Control | 0.1325 | 3 | 0 | esc | 0 | 0 | 0.15274 | 35.623 | 0.15274 | 35.623 | 0.15274 | 35.623
[79 empty] | WLDFR | HFTD - Distribution - Tier 2 - 5QU CoRE ¦ 4QU LoRE | Red Flag Warning - Large Fires | 2024 | 0 | 0 | 0 | 0 | 5.475 | 0.71896 | 3.0715 | 1.6846 | 0 | 0 | 0.37599 | 0.37599 | 1.7431e-05 |  | 0 | 0 | 0 | 0 | 0 | 0 | 0 | 6.554e-06 | 6.554e-06 | 0 | 6.554e-06 | 6.554e-06 | [40 empty] | All EPR in 2020WLDFRFinancial | WLDFR | HFTD - Distribution - Tier 2 - 3QU CoRE ¦ 1QU LoRE | Non-Red Flag Warning - Destructive Fires | 2023 | Financial | 8896.516 | 500.9897 | 2023 | Control | 0.053 | 3 | 0 | esc | 0 | 0 | 0.055966 | 497.9043 | 0.055966 | 497.9043 | 0.055966 | 497.9043
[79 empty] | WLDFR | HFTD - Distribution - Tier 2 - 5QU CoRE ¦ 4QU LoRE | Red Flag Warning - Large Fires | 2025 | 0 | 0 | 0 | 0 | 5.475 | 0.71896 | 3.0715 | 1.6846 | 0 | 0 | 0 | 0.37599 | 1.7431e-05 |  | 0 | 0 | 0 | 0 | 0 | 0 | 0 | 0 | 0 | 0 | 6.554e-06 | 6.554e-06 | [40 empty] | All EPR in 2020WLDFRElectric Reliability | WLDFR | HFTD - Distribution - Tier 2 - 3QU CoRE ¦ 1QU LoRE | Non-Red Flag Warning - Destructive Fires | 2024 | Electric Reliability | 233.2301 | 500.9897 | 2024 | Control | 0.1325 | 3 | 0 | esc | 0 | 0 | 0 | 0 | 0.15274 | 35.623 | 0.15274 | 35.623
[79 empty] | WLDFR | HFTD - Distribution - Tier 2 - 5QU CoRE ¦ 4QU LoRE | Red Flag Warning - Small Fires | 2020 | 0 | 0 | 0 | 0 | 0.077901 | 0.036425 | 0.0015809 | 0.039895 | 0.0078847 | 0 | 0 | 0 | 0.00042571 |  | 0 | 3.3566e-06 | 3.3566e-06 | 0 | 0 | 0 | 0 | 0 | 0 | 0 | 0 | 0 | [40 empty] | All EPR in 2020WLDFRFinancial | WLDFR | HFTD - Distribution - Tier 2 - 3QU CoRE ¦ 1QU LoRE | Non-Red Flag Warning - Destructive Fires | 2024 | Financial | 8896.516 | 500.9897 | 2024 | Control | 0.053 | 3 | 0 | esc | 0 | 0 | 0 | 0 | 0.055966 | 497.9043 | 0.055966 | 497.9043
[79 empty] | WLDFR | HFTD - Distribution - Tier 2 - 5QU CoRE ¦ 4QU LoRE | Red Flag Warning - Small Fires | 2021 | 0 | 0 | 0 | 0 | 0.077901 | 0.036425 | 0.0015809 | 0.039895 | 0.0078847 | 0.0078847 | 0 | 0 | 0.00042571 |  | 0 | 3.3566e-06 | 3.3566e-06 | 0 | 3.3566e-06 | 3.3566e-06 | 0 | 0 | 0 | 0 | 0 | 0 | [40 empty] | All EPR in 2020WLDFRElectric Reliability | WLDFR | HFTD - Distribution - Tier 2 - 3QU CoRE ¦ 1QU LoRE | Non-Red Flag Warning - Destructive Fires | 2025 | Electric Reliability | 233.2301 | 500.9897 | 2025 | Control | 0.1325 | 3 | 0 | esc | 0 | 0 | 0 | 0 | 0 | 0 | 0.15274 | 35.623
[79 empty] | WLDFR | HFTD - Distribution - Tier 2 - 5QU CoRE ¦ 4QU LoRE | Red Flag Warning - Small Fires | 2022 | 0 | 0 | 0 | 0 | 0.077901 | 0.036425 | 0.0015809 | 0.039895 | 0.0078847 | 0.0078847 | 0.0078847 | 0 | 0.00042571 |  | 0 | 3.3566e-06 | 3.3566e-06 | 0 | 3.3566e-06 | 3.3566e-06 | 0 | 3.3566e-06 | 3.3566e-06 | 0 | 0 | 0 | [40 empty] | All EPR in 2020WLDFRFinancial | WLDFR | HFTD - Distribution - Tier 2 - 3QU CoRE ¦ 1QU LoRE | Non-Red Flag Warning - Destructive Fires | 2025 | Financial | 8896.516 | 500.9897 | 2025 | Control | 0.053 | 3 | 0 | esc | 0 | 0 | 0 | 0 | 0 | 0 | 0.055966 | 497.9043
[79 empty] | WLDFR | HFTD - Distribution - Tier 2 - 5QU CoRE ¦ 4QU LoRE | Red Flag Warning - Small Fires | 2023 | 0 | 0 | 0 | 0 | 0.080408 | 0.03759 | 0.0016314 | 0.041187 | 0 | 0.0081378 | 0.0081378 | 0.0081378 | 0.00042571 |  | 0 | 0 | 0 | 0 | 3.4643e-06 | 3.4643e-06 | 0 | 3.4643e-06 | 3.4643e-06 | 0 | 3.4643e-06 | 3.4643e-06 | [40 empty] | All EPR in 2020WLDFRElectric Reliability | WLDFR | HFTD - Distribution - Tier 2 - 3QU CoRE ¦ 1QU LoRE | Non-Red Flag Warning - Large Fires | 2021 | Electric Reliability | 0.69642 | 500.9897 | 2021 | Control | 0.1325 | 3 | 0 | esc | 0.15274 | 0.10637 | 0.15274 | 0.10637 | 0 | 0 | 0 | 0
[79 empty] | WLDFR | HFTD - Distribution - Tier 2 - 5QU CoRE ¦ 4QU LoRE | Red Flag Warning - Small Fires | 2024 | 0 | 0 | 0 | 0 | 0.080408 | 0.03759 | 0.0016314 | 0.041187 | 0 | 0 | 0.0081378 | 0.0081378 | 0.00042571 |  | 0 | 0 | 0 | 0 | 0 | 0 | 0 | 3.4643e-06 | 3.4643e-06 | 0 | 3.4643e-06 | 3.4643e-06 | [40 empty] | All EPR in 2020WLDFRFinancial | WLDFR | HFTD - Distribution - Tier 2 - 3QU CoRE ¦ 1QU LoRE | Non-Red Flag Warning - Large Fires | 2021 | Financial | 2.942 | 500.9897 | 2021 | Control | 0.053 | 3 | 0 | esc | 0.055966 | 0.16465 | 0.055966 | 0.16465 | 0 | 0 | 0 | 0
[79 empty] | WLDFR | HFTD - Distribution - Tier 2 - 5QU CoRE ¦ 4QU LoRE | Red Flag Warning - Small Fires | 2025 | 0 | 0 | 0 | 0 | 0.080408 | 0.03759 | 0.0016314 | 0.041187 | 0 | 0 | 0 | 0.0081378 | 0.00042571 |  | 0 | 0 | 0 | 0 | 0 | 0 | 0 | 0 | 0 | 0 | 3.4643e-06 | 3.4643e-06 | [40 empty] | All EPR in 2020WLDFRSafety | WLDFR | HFTD - Distribution - Tier 2 - 3QU CoRE ¦ 1QU LoRE | Non-Red Flag Warning - Large Fires | 2021 | Safety | 1.6022 | 500.9897 | 2021 | Control | 0.053 | 3 | 0 | esc | 0.055966 | 0.089668 | 0.055966 | 0.089668 | 0 | 0 | 0 | 0
[79 empty] | WLDFR | HFTD - Distribution - Tier 2 - 5QU CoRE ¦ 4QU LoRE | Seismic - Non-Red Flag Warning - Catastrophic Fires | 2020 | 0 | 0 | 0 | 0 | 21083.8428 | 409.2237 | 13469.0878 | 7205.5313 | 1219.584 | 0 | 0 | 0 | 1.1618e-09 |  | 0 | 1.4169e-06 | 1.4169e-06 | 0 | 0 | 0 | 0 | 0 | 0 | 0 | 0 | 0 | [40 empty] | All EPR in 2020WLDFRElectric Reliability | WLDFR | HFTD - Distribution - Tier 2 - 3QU CoRE ¦ 1QU LoRE | Non-Red Flag Warning - Large Fires | 2022 | Electric Reliability | 0.69642 | 500.9897 | 2022 | Control | 0.1325 | 3 | 0 | esc | 0.15274 | 0.10637 | 0.15274 | 0.10637 | 0.15274 | 0.10637 | 0 | 0
[79 empty] | WLDFR | HFTD - Distribution - Tier 2 - 5QU CoRE ¦ 4QU LoRE | Seismic - Non-Red Flag Warning - Catastrophic Fires | 2021 | 0 | 0 | 0 | 0 | 21083.8428 | 409.2237 | 13469.0878 | 7205.5313 | 1219.584 | 1219.584 | 0 | 0 | 1.1618e-09 |  | 0 | 1.4169e-06 | 1.4169e-06 | 0 | 1.4169e-06 | 1.4169e-06 | 0 | 0 | 0 | 0 | 0 | 0 | [40 empty] | All EPR in 2020WLDFRFinancial | WLDFR | HFTD - Distribution - Tier 2 - 3QU CoRE ¦ 1QU LoRE | Non-Red Flag Warning - Large Fires | 2022 | Financial | 2.942 | 500.9897 | 2022 | Control | 0.053 | 3 | 0 | esc | 0.055966 | 0.16465 | 0.055966 | 0.16465 | 0.055966 | 0.16465 | 0 | 0
[79 empty] | WLDFR | HFTD - Distribution - Tier 2 - 5QU CoRE ¦ 4QU LoRE | Seismic - Non-Red Flag Warning - Catastrophic Fires | 2022 | 0 | 0 | 0 | 0 | 21083.8428 | 409.2237 | 13469.0878 | 7205.5313 | 1219.584 | 1219.584 | 1219.584 | 0 | 1.1618e-09 |  | 0 | 1.4169e-06 | 1.4169e-06 | 0 | 1.4169e-06 | 1.4169e-06 | 0 | 1.4169e-06 | 1.4169e-06 | 0 | 0 | 0 | [40 empty] | All EPR in 2020WLDFRSafety | WLDFR | HFTD - Distribution - Tier 2 - 3QU CoRE ¦ 1QU LoRE | Non-Red Flag Warning - Large Fires | 2022 | Safety | 1.6022 | 500.9897 | 2022 | Control | 0.053 | 3 | 0 | esc | 0.055966 | 0.089668 | 0.055966 | 0.089668 | 0.055966 | 0.089668 | 0 | 0
[79 empty] | WLDFR | HFTD - Distribution - Tier 2 - 5QU CoRE ¦ 4QU LoRE | Seismic - Non-Red Flag Warning - Catastrophic Fires | 2023 | 0 | 0 | 0 | 0 | 21835.9781 | 428.6023 | 13939.561 | 7467.8148 | 0 | 1263.5534 | 1263.5534 | 1263.5534 | 1.1618e-09 |  | 0 | 0 | 0 | 0 | 1.468e-06 | 1.468e-06 | 0 | 1.468e-06 | 1.468e-06 | 0 | 1.468e-06 | 1.468e-06 | [40 empty] | All EPR in 2020WLDFRElectric Reliability | WLDFR | HFTD - Distribution - Tier 2 - 3QU CoRE ¦ 1QU LoRE | Non-Red Flag Warning - Large Fires | 2023 | Electric Reliability | 0.71896 | 500.9897 | 2023 | Control | 0.1325 | 3 | 0 | esc | 0 | 0 | 0.15274 | 0.10981 | 0.15274 | 0.10981 | 0.15274 | 0.10981
[79 empty] | WLDFR | HFTD - Distribution - Tier 2 - 5QU CoRE ¦ 4QU LoRE | Seismic - Non-Red Flag Warning - Catastrophic Fires | 2024 | 0 | 0 | 0 | 0 | 21835.9781 | 428.6023 | 13939.561 | 7467.8148 | 0 | 0 | 1263.5534 | 1263.5534 | 1.1618e-09 |  | 0 | 0 | 0 | 0 | 0 | 0 | 0 | 1.468e-06 | 1.468e-06 | 0 | 1.468e-06 | 1.468e-06 | [40 empty] | All EPR in 2020WLDFRFinancial | WLDFR | HFTD - Distribution - Tier 2 - 3QU CoRE ¦ 1QU LoRE | Non-Red Flag Warning - Large Fires | 2023 | Financial | 3.0715 | 500.9897 | 2023 | Control | 0.053 | 3 | 0 | esc | 0 | 0 | 0.055966 | 0.1719 | 0.055966 | 0.1719 | 0.055966 | 0.1719
[79 empty] | WLDFR | HFTD - Distribution - Tier 2 - 5QU CoRE ¦ 4QU LoRE | Seismic - Non-Red Flag Warning - Catastrophic Fires | 2025 | 0 | 0 | 0 | 0 | 21835.9781 | 428.6023 | 13939.561 | 7467.8148 | 0 | 0 | 0 | 1263.5534 | 1.1618e-09 |  | 0 | 0 | 0 | 0 | 0 | 0 | 0 | 0 | 0 | 0 | 1.468e-06 | 1.468e-06 | [40 empty] | All EPR in 2020WLDFRSafety | WLDFR | HFTD - Distribution - Tier 2 - 3QU CoRE ¦ 1QU LoRE | Non-Red Flag Warning - Large Fires | 2023 | Safety | 1.6846 | 500.9897 | 2023 | Control | 0.053 | 3 | 0 | esc | 0 | 0 | 0.055966 | 0.094279 | 0.055966 | 0.094279 | 0.055966 | 0.094279
[79 empty] | WLDFR | HFTD - Distribution - Tier 2 - 5QU CoRE ¦ 4QU LoRE | Seismic - Red Flag Warning - Catastrophic Fires | 2020 | 0 | 0 | 0 | 0 | 21083.8428 | 409.2237 | 13469.0878 | 7205.5313 | 1219.584 | 0 | 0 | 0 | 5.0107e-08 |  | 0 | 6.111e-05 | 6.111e-05 | 0 | 0 | 0 | 0 | 0 | 0 | 0 | 0 | 0 | [40 empty] | All EPR in 2020WLDFRElectric Reliability | WLDFR | HFTD - Distribution - Tier 2 - 3QU CoRE ¦ 1QU LoRE | Non-Red Flag Warning - Large Fires | 2024 | Electric Reliability | 0.71896 | 500.9897 | 2024 | Control | 0.1325 | 3 | 0 | esc | 0 | 0 | 0 | 0 | 0.15274 | 0.10981 | 0.15274 | 0.10981
[79 empty] | WLDFR | HFTD - Distribution - Tier 2 - 5QU CoRE ¦ 4QU LoRE | Seismic - Red Flag Warning - Catastrophic Fires | 2021 | 0 | 0 | 0 | 0 | 21083.8428 | 409.2237 | 13469.0878 | 7205.5313 | 1219.584 | 1219.584 | 0 | 0 | 5.0107e-08 |  | 0 | 6.111e-05 | 6.111e-05 | 0 | 6.111e-05 | 6.111e-05 | 0 | 0 | 0 | 0 | 0 | 0 | [40 empty] | All EPR in 2020WLDFRFinancial | WLDFR | HFTD - Distribution - Tier 2 - 3QU CoRE ¦ 1QU LoRE | Non-Red Flag Warning - Large Fires | 2024 | Financial | 3.0715 | 500.9897 | 2024 | Control | 0.053 | 3 | 0 | esc | 0 | 0 | 0 | 0 | 0.055966 | 0.1719 | 0.055966 | 0.1719
[79 empty] | WLDFR | HFTD - Distribution - Tier 2 - 5QU CoRE ¦ 4QU LoRE | Seismic - Red Flag Warning - Catastrophic Fires | 2022 | 0 | 0 | 0 | 0 | 21083.8428 | 409.2237 | 13469.0878 | 7205.5313 | 1219.584 | 1219.584 | 1219.584 | 0 | 5.0107e-08 |  | 0 | 6.111e-05 | 6.111e-05 | 0 | 6.111e-05 | 6.111e-05 | 0 | 6.111e-05 | 6.111e-05 | 0 | 0 | 0 | [40 empty] | All EPR in 2020WLDFRSafety | WLDFR | HFTD - Distribution - Tier 2 - 3QU CoRE ¦ 1QU LoRE | Non-Red Flag Warning - Large Fires | 2024 | Safety | 1.6846 | 500.9897 | 2024 | Control | 0.053 | 3 | 0 | esc | 0 | 0 | 0 | 0 | 0.055966 | 0.094279 | 0.055966 | 0.094279
[79 empty] | WLDFR | HFTD - Distribution - Tier 2 - 5QU CoRE ¦ 4QU LoRE | Seismic - Red Flag Warning - Catastrophic Fires | 2023 | 0 | 0 | 0 | 0 | 21835.9781 | 428.6023 | 13939.561 | 7467.8148 | 0 | 1263.5534 | 1263.5534 | 1263.5534 | 5.0107e-08 |  | 0 | 0 | 0 | 0 | 6.3313e-05 | 6.3313e-05 | 0 | 6.3313e-05 | 6.3313e-05 | 0 | 6.3313e-05 | 6.3313e-05 | [40 empty] | All EPR in 2020WLDFRElectric Reliability | WLDFR | HFTD - Distribution - Tier 2 - 3QU CoRE ¦ 1QU LoRE | Non-Red Flag Warning - Large Fires | 2025 | Electric Reliability | 0.71896 | 500.9897 | 2025 | Control | 0.1325 | 3 | 0 | esc | 0 | 0 | 0 | 0 | 0 | 0 | 0.15274 | 0.10981
[79 empty] | WLDFR | HFTD - Distribution - Tier 2 - 5QU CoRE ¦ 4QU LoRE | Seismic - Red Flag Warning - Catastrophic Fires | 2024 | 0 | 0 | 0 | 0 | 21835.9781 | 428.6023 | 13939.561 | 7467.8148 | 0 | 0 | 1263.5534 | 1263.5534 | 5.0107e-08 |  | 0 | 0 | 0 | 0 | 0 | 0 | 0 | 6.3313e-05 | 6.3313e-05 | 0 | 6.3313e-05 | 6.3313e-05 | [40 empty] | All EPR in 2020WLDFRFinancial | WLDFR | HFTD - Distribution - Tier 2 - 3QU CoRE ¦ 1QU LoRE | Non-Red Flag Warning - Large Fires | 2025 | Financial | 3.0715 | 500.9897 | 2025 | Control | 0.053 | 3 | 0 | esc | 0 | 0 | 0 | 0 | 0 | 0 | 0.055966 | 0.1719
[79 empty] | WLDFR | HFTD - Distribution - Tier 2 - 5QU CoRE ¦ 4QU LoRE | Seismic - Red Flag Warning - Catastrophic Fires | 2025 | 0 | 0 | 0 | 0 | 21835.9781 | 428.6023 | 13939.561 | 7467.8148 | 0 | 0 | 0 | 1263.5534 | 5.0107e-08 |  | 0 | 0 | 0 | 0 | 0 | 0 | 0 | 0 | 0 | 0 | 6.3313e-05 | 6.3313e-05 | [40 empty] | All EPR in 2020WLDFRSafety | WLDFR | HFTD - Distribution - Tier 2 - 3QU CoRE ¦ 1QU LoRE | Non-Red Flag Warning - Large Fires | 2025 | Safety | 1.6846 | 500.9897 | 2025 | Control | 0.053 | 3 | 0 | esc | 0 | 0 | 0 | 0 | 0 | 0 | 0.055966 | 0.094279
[79 empty] | WLDFR | HFTD - Distribution - Tier 2 - 5QU CoRE ¦ 5QU LoRE | Non-Red Flag Warning - Catastrophic Fires | 2020 | 0 | 0 | 0 | 0 | 14146.1306 | 222.2294 | 8585.7228 | 5338.1784 | 813.2108 | 0 | 0 | 0 | 5.4301e-08 |  | 0 | 4.4158e-05 | 4.4158e-05 | 0 | 0 | 0 | 0 | 0 | 0 | 0 | 0 | 0 | [40 empty] | All EPR in 2020WLDFRElectric Reliability | WLDFR | HFTD - Distribution - Tier 2 - 3QU CoRE ¦ 1QU LoRE | Non-Red Flag Warning - Small Fires | 2021 | Electric Reliability | 0.036425 | 500.9897 | 2021 | Control | 0.1325 | 3 | 0 | esc | 0.15274 | 0.0055635 | 0.15274 | 0.0055635 | 0 | 0 | 0 | 0
[79 empty] | WLDFR | HFTD - Distribution - Tier 2 - 5QU CoRE ¦ 5QU LoRE | Non-Red Flag Warning - Catastrophic Fires | 2021 | 0 | 0 | 0 | 0 | 14146.1306 | 222.2294 | 8585.7228 | 5338.1784 | 813.2108 | 813.2108 | 0 | 0 | 5.4301e-08 |  | 0 | 4.4158e-05 | 4.4158e-05 | 0 | 4.4158e-05 | 4.4158e-05 | 0 | 0 | 0 | 0 | 0 | 0 | [40 empty] | All EPR in 2020WLDFRFinancial | WLDFR | HFTD - Distribution - Tier 2 - 3QU CoRE ¦ 1QU LoRE | Non-Red Flag Warning - Small Fires | 2021 | Financial | 0.0015809 | 500.9897 | 2021 | Control | 0.053 | 3 | 0 | esc | 0.055966 | 8.8475e-05 | 0.055966 | 8.8475e-05 | 0 | 0 | 0 | 0
[79 empty] | WLDFR | HFTD - Distribution - Tier 2 - 5QU CoRE ¦ 5QU LoRE | Non-Red Flag Warning - Catastrophic Fires | 2022 | 0 | 0 | 0 | 0 | 14146.1306 | 222.2294 | 8585.7228 | 5338.1784 | 813.2108 | 813.2108 | 813.2108 | 0 | 5.4301e-08 |  | 0 | 4.4158e-05 | 4.4158e-05 | 0 | 4.4158e-05 | 4.4158e-05 | 0 | 4.4158e-05 | 4.4158e-05 | 0 | 0 | 0 | [40 empty] | All EPR in 2020WLDFRSafety | WLDFR | HFTD - Distribution - Tier 2 - 3QU CoRE ¦ 1QU LoRE | Non-Red Flag Warning - Small Fires | 2021 | Safety | 0.039895 | 500.9897 | 2021 | Control | 0.053 | 3 | 0 | esc | 0.055966 | 0.0022328 | 0.055966 | 0.0022328 | 0 | 0 | 0 | 0
[79 empty] | WLDFR | HFTD - Distribution - Tier 2 - 5QU CoRE ¦ 5QU LoRE | Non-Red Flag Warning - Catastrophic Fires | 2023 | 0 | 0 | 0 | 0 | 14664.6376 | 233.2301 | 8896.516 | 5534.8915 | 0 | 843.2942 | 843.2942 | 843.2942 | 5.4301e-08 |  | 0 | 0 | 0 | 0 | 4.5792e-05 | 4.5792e-05 | 0 | 4.5792e-05 | 4.5792e-05 | 0 | 4.5792e-05 | 4.5792e-05 | [40 empty] | All EPR in 2020WLDFRElectric Reliability | WLDFR | HFTD - Distribution - Tier 2 - 3QU CoRE ¦ 1QU LoRE | Non-Red Flag Warning - Small Fires | 2022 | Electric Reliability | 0.036425 | 500.9897 | 2022 | Control | 0.1325 | 3 | 0 | esc | 0.15274 | 0.0055635 | 0.15274 | 0.0055635 | 0.15274 | 0.0055635 | 0 | 0
[79 empty] | WLDFR | HFTD - Distribution - Tier 2 - 5QU CoRE ¦ 5QU LoRE | Non-Red Flag Warning - Catastrophic Fires | 2024 | 0 | 0 | 0 | 0 | 14664.6376 | 233.2301 | 8896.516 | 5534.8915 | 0 | 0 | 843.2942 | 843.2942 | 5.4301e-08 |  | 0 | 0 | 0 | 0 | 0 | 0 | 0 | 4.5792e-05 | 4.5792e-05 | 0 | 4.5792e-05 | 4.5792e-05 | [40 empty] | All EPR in 2020WLDFRFinancial | WLDFR | HFTD - Distribution - Tier 2 - 3QU CoRE ¦ 1QU LoRE | Non-Red Flag Warning - Small Fires | 2022 | Financial | 0.0015809 | 500.9897 | 2022 | Control | 0.053 | 3 | 0 | esc | 0.055966 | 8.8475e-05 | 0.055966 | 8.8475e-05 | 0.055966 | 8.8475e-05 | 0 | 0
[79 empty] | WLDFR | HFTD - Distribution - Tier 2 - 5QU CoRE ¦ 5QU LoRE | Non-Red Flag Warning - Catastrophic Fires | 2025 | 0 | 0 | 0 | 0 | 14664.6376 | 233.2301 | 8896.516 | 5534.8915 | 0 | 0 | 0 | 843.2942 | 5.4301e-08 |  | 0 | 0 | 0 | 0 | 0 | 0 | 0 | 0 | 0 | 0 | 4.5792e-05 | 4.5792e-05 | [40 empty] | All EPR in 2020WLDFRSafety | WLDFR | HFTD - Distribution - Tier 2 - 3QU CoRE ¦ 1QU LoRE | Non-Red Flag Warning - Small Fires | 2022 | Safety | 0.039895 | 500.9897 | 2022 | Control | 0.053 | 3 | 0 | esc | 0.055966 | 0.0022328 | 0.055966 | 0.0022328 | 0.055966 | 0.0022328 | 0 | 0
[79 empty] | WLDFR | HFTD - Distribution - Tier 2 - 5QU CoRE ¦ 5QU LoRE | Non-Red Flag Warning - Destructive Fires | 2020 | 0 | 0 | 0 | 0 | 8807.9522 | 222.2294 | 8585.7228 | 0 | 514.4532 | 0 | 0 | 0 | 5.3932e-08 |  | 0 | 2.7746e-05 | 2.7746e-05 | 0 | 0 | 0 | 0 | 0 | 0 | 0 | 0 | 0 | [40 empty] | All EPR in 2020WLDFRElectric Reliability | WLDFR | HFTD - Distribution - Tier 2 - 3QU CoRE ¦ 1QU LoRE | Non-Red Flag Warning - Small Fires | 2023 | Electric Reliability | 0.03759 | 500.9897 | 2023 | Control | 0.1325 | 3 | 0 | esc | 0 | 0 | 0.15274 | 0.0057414 | 0.15274 | 0.0057414 | 0.15274 | 0.0057414
[79 empty] | WLDFR | HFTD - Distribution - Tier 2 - 5QU CoRE ¦ 5QU LoRE | Non-Red Flag Warning - Destructive Fires | 2021 | 0 | 0 | 0 | 0 | 8807.9522 | 222.2294 | 8585.7228 | 0 | 514.4532 | 514.4532 | 0 | 0 | 5.3932e-08 |  | 0 | 2.7746e-05 | 2.7746e-05 | 0 | 2.7746e-05 | 2.7746e-05 | 0 | 0 | 0 | 0 | 0 | 0 | [40 empty] | All EPR in 2020WLDFRFinancial | WLDFR | HFTD - Distribution - Tier 2 - 3QU CoRE ¦ 1QU LoRE | Non-Red Flag Warning - Small Fires | 2023 | Financial | 0.0016314 | 500.9897 | 2023 | Control | 0.053 | 3 | 0 | esc | 0 | 0 | 0.055966 | 9.1305e-05 | 0.055966 | 9.1305e-05 | 0.055966 | 9.1305e-05
[79 empty] | WLDFR | HFTD - Distribution - Tier 2 - 5QU CoRE ¦ 5QU LoRE | Non-Red Flag Warning - Destructive Fires | 2022 | 0 | 0 | 0 | 0 | 8807.9522 | 222.2294 | 8585.7228 | 0 | 514.4532 | 514.4532 | 514.4532 | 0 | 5.3932e-08 |  | 0 | 2.7746e-05 | 2.7746e-05 | 0 | 2.7746e-05 | 2.7746e-05 | 0 | 2.7746e-05 | 2.7746e-05 | 0 | 0 | 0 | [40 empty] | All EPR in 2020WLDFRSafety | WLDFR | HFTD - Distribution - Tier 2 - 3QU CoRE ¦ 1QU LoRE | Non-Red Flag Warning - Small Fires | 2023 | Safety | 0.041187 | 500.9897 | 2023 | Control | 0.053 | 3 | 0 | esc | 0 | 0 | 0.055966 | 0.0023051 | 0.055966 | 0.0023051 | 0.055966 | 0.0023051
[79 empty] | WLDFR | HFTD - Distribution - Tier 2 - 5QU CoRE ¦ 5QU LoRE | Non-Red Flag Warning - Destructive Fires | 2023 | 0 | 0 | 0 | 0 | 9129.7461 | 233.2301 | 8896.516 | 0 | 0 | 533.5273 | 533.5273 | 533.5273 | 5.3932e-08 |  | 0 | 0 | 0 | 0 | 2.8774e-05 | 2.8774e-05 | 0 | 2.8774e-05 | 2.8774e-05 | 0 | 2.8774e-05 | 2.8774e-05 | [40 empty] | All EPR in 2020WLDFRElectric Reliability | WLDFR | HFTD - Distribution - Tier 2 - 3QU CoRE ¦ 1QU LoRE | Non-Red Flag Warning - Small Fires | 2024 | Electric Reliability | 0.03759 | 500.9897 | 2024 | Control | 0.1325 | 3 | 0 | esc | 0 | 0 | 0 | 0 | 0.15274 | 0.0057414 | 0.15274 | 0.0057414
[79 empty] | WLDFR | HFTD - Distribution - Tier 2 - 5QU CoRE ¦ 5QU LoRE | Non-Red Flag Warning - Destructive Fires | 2024 | 0 | 0 | 0 | 0 | 9129.7461 | 233.2301 | 8896.516 | 0 | 0 | 0 | 533.5273 | 533.5273 | 5.3932e-08 |  | 0 | 0 | 0 | 0 | 0 | 0 | 0 | 2.8774e-05 | 2.8774e-05 | 0 | 2.8774e-05 | 2.8774e-05 | [40 empty] | All EPR in 2020WLDFRFinancial | WLDFR | HFTD - Distribution - Tier 2 - 3QU CoRE ¦ 1QU LoRE | Non-Red Flag Warning - Small Fires | 2024 | Financial | 0.0016314 | 500.9897 | 2024 | Control | 0.053 | 3 | 0 | esc | 0 | 0 | 0 | 0 | 0.055966 | 9.1305e-05 | 0.055966 | 9.1305e-05
[79 empty] | WLDFR | HFTD - Distribution - Tier 2 - 5QU CoRE ¦ 5QU LoRE | Non-Red Flag Warning - Destructive Fires | 2025 | 0 | 0 | 0 | 0 | 9129.7461 | 233.2301 | 8896.516 | 0 | 0 | 0 | 0 | 533.5273 | 5.3932e-08 |  | 0 | 0 | 0 | 0 | 0 | 0 | 0 | 0 | 0 | 0 | 2.8774e-05 | 2.8774e-05 | [40 empty] | All EPR in 2020WLDFRSafety | WLDFR | HFTD - Distribution - Tier 2 - 3QU CoRE ¦ 1QU LoRE | Non-Red Flag Warning - Small Fires | 2024 | Safety | 0.041187 | 500.9897 | 2024 | Control | 0.053 | 3 | 0 | esc | 0 | 0 | 0 | 0 | 0.055966 | 0.0023051 | 0.055966 | 0.0023051
[79 empty] | WLDFR | HFTD - Distribution - Tier 2 - 5QU CoRE ¦ 5QU LoRE | Non-Red Flag Warning - Large Fires | 2020 | 0 | 0 | 0 | 0 | 5.2406 | 0.69642 | 2.942 | 1.6022 | 0.36069 | 0 | 0 | 0 | 6.0654e-06 |  | 0 | 2.1877e-06 | 2.1877e-06 | 0 | 0 | 0 | 0 | 0 | 0 | 0 | 0 | 0 | [40 empty] | All EPR in 2020WLDFRElectric Reliability | WLDFR | HFTD - Distribution - Tier 2 - 3QU CoRE ¦ 1QU LoRE | Non-Red Flag Warning - Small Fires | 2025 | Electric Reliability | 0.03759 | 500.9897 | 2025 | Control | 0.1325 | 3 | 0 | esc | 0 | 0 | 0 | 0 | 0 | 0 | 0.15274 | 0.0057414
[79 empty] | WLDFR | HFTD - Distribution - Tier 2 - 5QU CoRE ¦ 5QU LoRE | Non-Red Flag Warning - Large Fires | 2021 | 0 | 0 | 0 | 0 | 5.2406 | 0.69642 | 2.942 | 1.6022 | 0.36069 | 0.36069 | 0 | 0 | 6.0654e-06 |  | 0 | 2.1877e-06 | 2.1877e-06 | 0 | 2.1877e-06 | 2.1877e-06 | 0 | 0 | 0 | 0 | 0 | 0 | [40 empty] | All EPR in 2020WLDFRFinancial | WLDFR | HFTD - Distribution - Tier 2 - 3QU CoRE ¦ 1QU LoRE | Non-Red Flag Warning - Small Fires | 2025 | Financial | 0.0016314 | 500.9897 | 2025 | Control | 0.053 | 3 | 0 | esc | 0 | 0 | 0 | 0 | 0 | 0 | 0.055966 | 9.1305e-05
[79 empty] | WLDFR | HFTD - Distribution - Tier 2 - 5QU CoRE ¦ 5QU LoRE | Non-Red Flag Warning - Large Fires | 2022 | 0 | 0 | 0 | 0 | 5.2406 | 0.69642 | 2.942 | 1.6022 | 0.36069 | 0.36069 | 0.36069 | 0 | 6.0654e-06 |  | 0 | 2.1877e-06 | 2.1877e-06 | 0 | 2.1877e-06 | 2.1877e-06 | 0 | 2.1877e-06 | 2.1877e-06 | 0 | 0 | 0 | [40 empty] | All EPR in 2020WLDFRSafety | WLDFR | HFTD - Distribution - Tier 2 - 3QU CoRE ¦ 1QU LoRE | Non-Red Flag Warning - Small Fires | 2025 | Safety | 0.041187 | 500.9897 | 2025 | Control | 0.053 | 3 | 0 | esc | 0 | 0 | 0 | 0 | 0 | 0 | 0.055966 | 0.0023051
[79 empty] | WLDFR | HFTD - Distribution - Tier 2 - 5QU CoRE ¦ 5QU LoRE | Non-Red Flag Warning - Large Fires | 2023 | 0 | 0 | 0 | 0 | 5.475 | 0.71896 | 3.0715 | 1.6846 | 0 | 0.37599 | 0.37599 | 0.37599 | 6.0654e-06 |  | 0 | 0 | 0 | 0 | 2.2806e-06 | 2.2806e-06 | 0 | 2.2806e-06 | 2.2806e-06 | 0 | 2.2806e-06 | 2.2806e-06 | [40 empty] | All EPR in 2020WLDFRElectric Reliability | WLDFR | HFTD - Distribution - Tier 2 - 3QU CoRE ¦ 1QU LoRE | Red Flag Warning - Catastrophic Fires | 2021 | Electric Reliability | 222.2294 | 500.9897 | 2021 | Control | 0.1325 | 3 | 0 | esc | 0.15274 | 33.9428 | 0.15274 | 33.9428 | 0 | 0 | 0 | 0
[79 empty] | WLDFR | HFTD - Distribution - Tier 2 - 5QU CoRE ¦ 5QU LoRE | Non-Red Flag Warning - Large Fires | 2024 | 0 | 0 | 0 | 0 | 5.475 | 0.71896 | 3.0715 | 1.6846 | 0 | 0 | 0.37599 | 0.37599 | 6.0654e-06 |  | 0 | 0 | 0 | 0 | 0 | 0 | 0 | 2.2806e-06 | 2.2806e-06 | 0 | 2.2806e-06 | 2.2806e-06 | [40 empty] | All EPR in 2020WLDFRFinancial | WLDFR | HFTD - Distribution - Tier 2 - 3QU CoRE ¦ 1QU LoRE | Red Flag Warning - Catastrophic Fires | 2021 | Financial | 8585.7228 | 500.9897 | 2021 | Control | 0.053 | 3 | 0 | esc | 0.055966 | 480.5104 | 0.055966 | 480.5104 | 0 | 0 | 0 | 0
[79 empty] | WLDFR | HFTD - Distribution - Tier 2 - 5QU CoRE ¦ 5QU LoRE | Non-Red Flag Warning - Large Fires | 2025 | 0 | 0 | 0 | 0 | 5.475 | 0.71896 | 3.0715 | 1.6846 | 0 | 0 | 0 | 0.37599 | 6.0654e-06 |  | 0 | 0 | 0 | 0 | 0 | 0 | 0 | 0 | 0 | 0 | 2.2806e-06 | 2.2806e-06 | [40 empty] | All EPR in 2020WLDFRSafety | WLDFR | HFTD - Distribution - Tier 2 - 3QU CoRE ¦ 1QU LoRE | Red Flag Warning - Catastrophic Fires | 2021 | Safety | 5338.1784 | 500.9897 | 2021 | Control | 0.053 | 3 | 0 | esc | 0.055966 | 298.7576 | 0.055966 | 298.7576 | 0 | 0 | 0 | 0
[79 empty] | WLDFR | HFTD - Distribution - Tier 2 - 5QU CoRE ¦ 5QU LoRE | Non-Red Flag Warning - Small Fires | 2020 | 0 | 0 | 0 | 0 | 0.077901 | 0.036425 | 0.0015809 | 0.039895 | 0.0078847 | 0 | 0 | 0 | 0.0021752 |  | 0 | 1.7151e-05 | 1.7151e-05 | 0 | 0 | 0 | 0 | 0 | 0 | 0 | 0 | 0 | [40 empty] | All EPR in 2020WLDFRElectric Reliability | WLDFR | HFTD - Distribution - Tier 2 - 3QU CoRE ¦ 1QU LoRE | Red Flag Warning - Catastrophic Fires | 2022 | Electric Reliability | 222.2294 | 500.9897 | 2022 | Control | 0.1325 | 3 | 0 | esc | 0.15274 | 33.9428 | 0.15274 | 33.9428 | 0.15274 | 33.9428 | 0 | 0
[79 empty] | WLDFR | HFTD - Distribution - Tier 2 - 5QU CoRE ¦ 5QU LoRE | Non-Red Flag Warning - Small Fires | 2021 | 0 | 0 | 0 | 0 | 0.077901 | 0.036425 | 0.0015809 | 0.039895 | 0.0078847 | 0.0078847 | 0 | 0 | 0.0021752 |  | 0 | 1.7151e-05 | 1.7151e-05 | 0 | 1.7151e-05 | 1.7151e-05 | 0 | 0 | 0 | 0 | 0 | 0 | [40 empty] | All EPR in 2020WLDFRFinancial | WLDFR | HFTD - Distribution - Tier 2 - 3QU CoRE ¦ 1QU LoRE | Red Flag Warning - Catastrophic Fires | 2022 | Financial | 8585.7228 | 500.9897 | 2022 | Control | 0.053 | 3 | 0 | esc | 0.055966 | 480.5104 | 0.055966 | 480.5104 | 0.055966 | 480.5104 | 0 | 0
[79 empty] | WLDFR | HFTD - Distribution - Tier 2 - 5QU CoRE ¦ 5QU LoRE | Non-Red Flag Warning - Small Fires | 2022 | 0 | 0 | 0 | 0 | 0.077901 | 0.036425 | 0.0015809 | 0.039895 | 0.0078847 | 0.0078847 | 0.0078847 | 0 | 0.0021752 |  | 0 | 1.7151e-05 | 1.7151e-05 | 0 | 1.7151e-05 | 1.7151e-05 | 0 | 1.7151e-05 | 1.7151e-05 | 0 | 0 | 0 | [40 empty] | All EPR in 2020WLDFRSafety | WLDFR | HFTD - Distribution - Tier 2 - 3QU CoRE ¦ 1QU LoRE | Red Flag Warning - Catastrophic Fires | 2022 | Safety | 5338.1784 | 500.9897 | 2022 | Control | 0.053 | 3 | 0 | esc | 0.055966 | 298.7576 | 0.055966 | 298.7576 | 0.055966 | 298.7576 | 0 | 0
[79 empty] | WLDFR | HFTD - Distribution - Tier 2 - 5QU CoRE ¦ 5QU LoRE | Non-Red Flag Warning - Small Fires | 2023 | 0 | 0 | 0 | 0 | 0.080408 | 0.03759 | 0.0016314 | 0.041187 | 0 | 0.0081378 | 0.0081378 | 0.0081378 | 0.0021752 |  | 0 | 0 | 0 | 0 | 1.7702e-05 | 1.7702e-05 | 0 | 1.7702e-05 | 1.7702e-05 | 0 | 1.7702e-05 | 1.7702e-05 | [40 empty] | All EPR in 2020WLDFRElectric Reliability | WLDFR | HFTD - Distribution - Tier 2 - 3QU CoRE ¦ 1QU LoRE | Red Flag Warning - Catastrophic Fires | 2023 | Electric Reliability | 233.2301 | 500.9897 | 2023 | Control | 0.1325 | 3 | 0 | esc | 0 | 0 | 0.15274 | 35.623 | 0.15274 | 35.623 | 0.15274 | 35.623
[79 empty] | WLDFR | HFTD - Distribution - Tier 2 - 5QU CoRE ¦ 5QU LoRE | Non-Red Flag Warning - Small Fires | 2024 | 0 | 0 | 0 | 0 | 0.080408 | 0.03759 | 0.0016314 | 0.041187 | 0 | 0 | 0.0081378 | 0.0081378 | 0.0021752 |  | 0 | 0 | 0 | 0 | 0 | 0 | 0 | 1.7702e-05 | 1.7702e-05 | 0 | 1.7702e-05 | 1.7702e-05 | [40 empty] | All EPR in 2020WLDFRFinancial | WLDFR | HFTD - Distribution - Tier 2 - 3QU CoRE ¦ 1QU LoRE | Red Flag Warning - Catastrophic Fires | 2023 | Financial | 8896.516 | 500.9897 | 2023 | Control | 0.053 | 3 | 0 | esc | 0 | 0 | 0.055966 | 497.9043 | 0.055966 | 497.9043 | 0.055966 | 497.9043
[79 empty] | WLDFR | HFTD - Distribution - Tier 2 - 5QU CoRE ¦ 5QU LoRE | Non-Red Flag Warning - Small Fires | 2025 | 0 | 0 | 0 | 0 | 0.080408 | 0.03759 | 0.0016314 | 0.041187 | 0 | 0 | 0 | 0.0081378 | 0.0021752 |  | 0 | 0 | 0 | 0 | 0 | 0 | 0 | 0 | 0 | 0 | 1.7702e-05 | 1.7702e-05 | [40 empty] | All EPR in 2020WLDFRSafety | WLDFR | HFTD - Distribution - Tier 2 - 3QU CoRE ¦ 1QU LoRE | Red Flag Warning - Catastrophic Fires | 2023 | Safety | 5534.8915 | 500.9897 | 2023 | Control | 0.053 | 3 | 0 | esc | 0 | 0 | 0.055966 | 309.7669 | 0.055966 | 309.7669 | 0.055966 | 309.7669
[79 empty] | WLDFR | HFTD - Distribution - Tier 2 - 5QU CoRE ¦ 5QU LoRE | Red Flag Warning - Catastrophic Fires | 2020 | 0 | 0 | 0 | 0 | 14146.1306 | 222.2294 | 8585.7228 | 5338.1784 | 813.2108 | 0 | 0 | 0 | 6.1248e-07 |  | 0 | 0.00049808 | 0.00049808 | 0 | 0 | 0 | 0 | 0 | 0 | 0 | 0 | 0 | [40 empty] | All EPR in 2020WLDFRElectric Reliability | WLDFR | HFTD - Distribution - Tier 2 - 3QU CoRE ¦ 1QU LoRE | Red Flag Warning - Catastrophic Fires | 2024 | Electric Reliability | 233.2301 | 500.9897 | 2024 | Control | 0.1325 | 3 | 0 | esc | 0 | 0 | 0 | 0 | 0.15274 | 35.623 | 0.15274 | 35.623
[79 empty] | WLDFR | HFTD - Distribution - Tier 2 - 5QU CoRE ¦ 5QU LoRE | Red Flag Warning - Catastrophic Fires | 2021 | 0 | 0 | 0 | 0 | 14146.1306 | 222.2294 | 8585.7228 | 5338.1784 | 813.2108 | 813.2108 | 0 | 0 | 6.1248e-07 |  | 0 | 0.00049808 | 0.00049808 | 0 | 0.00049808 | 0.00049808 | 0 | 0 | 0 | 0 | 0 | 0 | [40 empty] | All EPR in 2020WLDFRFinancial | WLDFR | HFTD - Distribution - Tier 2 - 3QU CoRE ¦ 1QU LoRE | Red Flag Warning - Catastrophic Fires | 2024 | Financial | 8896.516 | 500.9897 | 2024 | Control | 0.053 | 3 | 0 | esc | 0 | 0 | 0 | 0 | 0.055966 | 497.9043 | 0.055966 | 497.9043
[79 empty] | WLDFR | HFTD - Distribution - Tier 2 - 5QU CoRE ¦ 5QU LoRE | Red Flag Warning - Catastrophic Fires | 2022 | 0 | 0 | 0 | 0 | 14146.1306 | 222.2294 | 8585.7228 | 5338.1784 | 813.2108 | 813.2108 | 813.2108 | 0 | 6.1248e-07 |  | 0 | 0.00049808 | 0.00049808 | 0 | 0.00049808 | 0.00049808 | 0 | 0.00049808 | 0.00049808 | 0 | 0 | 0 | [40 empty] | All EPR in 2020WLDFRSafety | WLDFR | HFTD - Distribution - Tier 2 - 3QU CoRE ¦ 1QU LoRE | Red Flag Warning - Catastrophic Fires | 2024 | Safety | 5534.8915 | 500.9897 | 2024 | Control | 0.053 | 3 | 0 | esc | 0 | 0 | 0 | 0 | 0.055966 | 309.7669 | 0.055966 | 309.7669
[79 empty] | WLDFR | HFTD - Distribution - Tier 2 - 5QU CoRE ¦ 5QU LoRE | Red Flag Warning - Catastrophic Fires | 2023 | 0 | 0 | 0 | 0 | 14664.6376 | 233.2301 | 8896.516 | 5534.8915 | 0 | 843.2942 | 843.2942 | 843.2942 | 6.1248e-07 |  | 0 | 0 | 0 | 0 | 0.0005165 | 0.0005165 | 0 | 0.0005165 | 0.0005165 | 0 | 0.0005165 | 0.0005165 | [40 empty] | All EPR in 2020WLDFRElectric Reliability | WLDFR | HFTD - Distribution - Tier 2 - 3QU CoRE ¦ 1QU LoRE | Red Flag Warning - Catastrophic Fires | 2025 | Electric Reliability | 233.2301 | 500.9897 | 2025 | Control | 0.1325 | 3 | 0 | esc | 0 | 0 | 0 | 0 | 0 | 0 | 0.15274 | 35.623
[79 empty] | WLDFR | HFTD - Distribution - Tier 2 - 5QU CoRE ¦ 5QU LoRE | Red Flag Warning - Catastrophic Fires | 2024 | 0 | 0 | 0 | 0 | 14664.6376 | 233.2301 | 8896.516 | 5534.8915 | 0 | 0 | 843.2942 | 843.2942 | 6.1248e-07 |  | 0 | 0 | 0 | 0 | 0 | 0 | 0 | 0.0005165 | 0.0005165 | 0 | 0.0005165 | 0.0005165 | [40 empty] | All EPR in 2020WLDFRFinancial | WLDFR | HFTD - Distribution - Tier 2 - 3QU CoRE ¦ 1QU LoRE | Red Flag Warning - Catastrophic Fires | 2025 | Financial | 8896.516 | 500.9897 | 2025 | Control | 0.053 | 3 | 0 | esc | 0 | 0 | 0 | 0 | 0 | 0 | 0.055966 | 497.9043
[79 empty] | WLDFR | HFTD - Distribution - Tier 2 - 5QU CoRE ¦ 5QU LoRE | Red Flag Warning - Catastrophic Fires | 2025 | 0 | 0 | 0 | 0 | 14664.6376 | 233.2301 | 8896.516 | 5534.8915 | 0 | 0 | 0 | 843.2942 | 6.1248e-07 |  | 0 | 0 | 0 | 0 | 0 | 0 | 0 | 0 | 0 | 0 | 0.0005165 | 0.0005165 | [40 empty] | All EPR in 2020WLDFRSafety | WLDFR | HFTD - Distribution - Tier 2 - 3QU CoRE ¦ 1QU LoRE | Red Flag Warning - Catastrophic Fires | 2025 | Safety | 5534.8915 | 500.9897 | 2025 | Control | 0.053 | 3 | 0 | esc | 0 | 0 | 0 | 0 | 0 | 0 | 0.055966 | 309.7669
[79 empty] | WLDFR | HFTD - Distribution - Tier 2 - 5QU CoRE ¦ 5QU LoRE | Red Flag Warning - Destructive Fires | 2020 | 0 | 0 | 0 | 0 | 8807.9522 | 222.2294 | 8585.7228 | 0 | 514.4532 | 0 | 0 | 0 | 1.1247e-07 |  | 0 | 5.786e-05 | 5.786e-05 | 0 | 0 | 0 | 0 | 0 | 0 | 0 | 0 | 0 | [40 empty] | All EPR in 2020WLDFRElectric Reliability | WLDFR | HFTD - Distribution - Tier 2 - 3QU CoRE ¦ 1QU LoRE | Red Flag Warning - Destructive Fires | 2021 | Electric Reliability | 222.2294 | 500.9897 | 2021 | Control | 0.1325 | 3 | 0 | esc | 0.15274 | 33.9428 | 0.15274 | 33.9428 | 0 | 0 | 0 | 0
[79 empty] | WLDFR | HFTD - Distribution - Tier 2 - 5QU CoRE ¦ 5QU LoRE | Red Flag Warning - Destructive Fires | 2021 | 0 | 0 | 0 | 0 | 8807.9522 | 222.2294 | 8585.7228 | 0 | 514.4532 | 514.4532 | 0 | 0 | 1.1247e-07 |  | 0 | 5.786e-05 | 5.786e-05 | 0 | 5.786e-05 | 5.786e-05 | 0 | 0 | 0 | 0 | 0 | 0 | [40 empty] | All EPR in 2020WLDFRFinancial | WLDFR | HFTD - Distribution - Tier 2 - 3QU CoRE ¦ 1QU LoRE | Red Flag Warning - Destructive Fires | 2021 | Financial | 8585.7228 | 500.9897 | 2021 | Control | 0.053 | 3 | 0 | esc | 0.055966 | 480.5104 | 0.055966 | 480.5104 | 0 | 0 | 0 | 0
[79 empty] | WLDFR | HFTD - Distribution - Tier 2 - 5QU CoRE ¦ 5QU LoRE | Red Flag Warning - Destructive Fires | 2022 | 0 | 0 | 0 | 0 | 8807.9522 | 222.2294 | 8585.7228 | 0 | 514.4532 | 514.4532 | 514.4532 | 0 | 1.1247e-07 |  | 0 | 5.786e-05 | 5.786e-05 | 0 | 5.786e-05 | 5.786e-05 | 0 | 5.786e-05 | 5.786e-05 | 0 | 0 | 0 | [40 empty] | All EPR in 2020WLDFRElectric Reliability | WLDFR | HFTD - Distribution - Tier 2 - 3QU CoRE ¦ 1QU LoRE | Red Flag Warning - Destructive Fires | 2022 | Electric Reliability | 222.2294 | 500.9897 | 2022 | Control | 0.1325 | 3 | 0 | esc | 0.15274 | 33.9428 | 0.15274 | 33.9428 | 0.15274 | 33.9428 | 0 | 0
[79 empty] | WLDFR | HFTD - Distribution - Tier 2 - 5QU CoRE ¦ 5QU LoRE | Red Flag Warning - Destructive Fires | 2023 | 0 | 0 | 0 | 0 | 9129.7461 | 233.2301 | 8896.516 | 0 | 0 | 533.5273 | 533.5273 | 533.5273 | 1.1247e-07 |  | 0 | 0 | 0 | 0 | 6.0005e-05 | 6.0005e-05 | 0 | 6.0005e-05 | 6.0005e-05 | 0 | 6.0005e-05 | 6.0005e-05 | [40 empty] | All EPR in 2020WLDFRFinancial | WLDFR | HFTD - Distribution - Tier 2 - 3QU CoRE ¦ 1QU LoRE | Red Flag Warning - Destructive Fires | 2022 | Financial | 8585.7228 | 500.9897 | 2022 | Control | 0.053 | 3 | 0 | esc | 0.055966 | 480.5104 | 0.055966 | 480.5104 | 0.055966 | 480.5104 | 0 | 0
[79 empty] | WLDFR | HFTD - Distribution - Tier 2 - 5QU CoRE ¦ 5QU LoRE | Red Flag Warning - Destructive Fires | 2024 | 0 | 0 | 0 | 0 | 9129.7461 | 233.2301 | 8896.516 | 0 | 0 | 0 | 533.5273 | 533.5273 | 1.1247e-07 |  | 0 | 0 | 0 | 0 | 0 | 0 | 0 | 6.0005e-05 | 6.0005e-05 | 0 | 6.0005e-05 | 6.0005e-05 | [40 empty] | All EPR in 2020WLDFRElectric Reliability | WLDFR | HFTD - Distribution - Tier 2 - 3QU CoRE ¦ 1QU LoRE | Red Flag Warning - Destructive Fires | 2023 | Electric Reliability | 233.2301 | 500.9897 | 2023 | Control | 0.1325 | 3 | 0 | esc | 0 | 0 | 0.15274 | 35.623 | 0.15274 | 35.623 | 0.15274 | 35.623
[79 empty] | WLDFR | HFTD - Distribution - Tier 2 - 5QU CoRE ¦ 5QU LoRE | Red Flag Warning - Destructive Fires | 2025 | 0 | 0 | 0 | 0 | 9129.7461 | 233.2301 | 8896.516 | 0 | 0 | 0 | 0 | 533.5273 | 1.1247e-07 |  | 0 | 0 | 0 | 0 | 0 | 0 | 0 | 0 | 0 | 0 | 6.0005e-05 | 6.0005e-05 | [40 empty] | All EPR in 2020WLDFRFinancial | WLDFR | HFTD - Distribution - Tier 2 - 3QU CoRE ¦ 1QU LoRE | Red Flag Warning - Destructive Fires | 2023 | Financial | 8896.516 | 500.9897 | 2023 | Control | 0.053 | 3 | 0 | esc | 0 | 0 | 0.055966 | 497.9043 | 0.055966 | 497.9043 | 0.055966 | 497.9043
[79 empty] | WLDFR | HFTD - Distribution - Tier 2 - 5QU CoRE ¦ 5QU LoRE | Red Flag Warning - Large Fires | 2020 | 0 | 0 | 0 | 0 | 5.2406 | 0.69642 | 2.942 | 1.6022 | 0.36069 | 0 | 0 | 0 | 1.0018e-05 |  | 0 | 3.6134e-06 | 3.6134e-06 | 0 | 0 | 0 | 0 | 0 | 0 | 0 | 0 | 0 | [40 empty] | All EPR in 2020WLDFRElectric Reliability | WLDFR | HFTD - Distribution - Tier 2 - 3QU CoRE ¦ 1QU LoRE | Red Flag Warning - Destructive Fires | 2024 | Electric Reliability | 233.2301 | 500.9897 | 2024 | Control | 0.1325 | 3 | 0 | esc | 0 | 0 | 0 | 0 | 0.15274 | 35.623 | 0.15274 | 35.623
[79 empty] | WLDFR | HFTD - Distribution - Tier 2 - 5QU CoRE ¦ 5QU LoRE | Red Flag Warning - Large Fires | 2021 | 0 | 0 | 0 | 0 | 5.2406 | 0.69642 | 2.942 | 1.6022 | 0.36069 | 0.36069 | 0 | 0 | 1.0018e-05 |  | 0 | 3.6134e-06 | 3.6134e-06 | 0 | 3.6134e-06 | 3.6134e-06 | 0 | 0 | 0 | 0 | 0 | 0 | [40 empty] | All EPR in 2020WLDFRFinancial | WLDFR | HFTD - Distribution - Tier 2 - 3QU CoRE ¦ 1QU LoRE | Red Flag Warning - Destructive Fires | 2024 | Financial | 8896.516 | 500.9897 | 2024 | Control | 0.053 | 3 | 0 | esc | 0 | 0 | 0 | 0 | 0.055966 | 497.9043 | 0.055966 | 497.9043
[79 empty] | WLDFR | HFTD - Distribution - Tier 2 - 5QU CoRE ¦ 5QU LoRE | Red Flag Warning - Large Fires | 2022 | 0 | 0 | 0 | 0 | 5.2406 | 0.69642 | 2.942 | 1.6022 | 0.36069 | 0.36069 | 0.36069 | 0 | 1.0018e-05 |  | 0 | 3.6134e-06 | 3.6134e-06 | 0 | 3.6134e-06 | 3.6134e-06 | 0 | 3.6134e-06 | 3.6134e-06 | 0 | 0 | 0 | [40 empty] | All EPR in 2020WLDFRElectric Reliability | WLDFR | HFTD - Distribution - Tier 2 - 3QU CoRE ¦ 1QU LoRE | Red Flag Warning - Destructive Fires | 2025 | Electric Reliability | 233.2301 | 500.9897 | 2025 | Control | 0.1325 | 3 | 0 | esc | 0 | 0 | 0 | 0 | 0 | 0 | 0.15274 | 35.623
[79 empty] | WLDFR | HFTD - Distribution - Tier 2 - 5QU CoRE ¦ 5QU LoRE | Red Flag Warning - Large Fires | 2023 | 0 | 0 | 0 | 0 | 5.475 | 0.71896 | 3.0715 | 1.6846 | 0 | 0.37599 | 0.37599 | 0.37599 | 1.0018e-05 |  | 0 | 0 | 0 | 0 | 3.7668e-06 | 3.7668e-06 | 0 | 3.7668e-06 | 3.7668e-06 | 0 | 3.7668e-06 | 3.7668e-06 | [40 empty] | All EPR in 2020WLDFRFinancial | WLDFR | HFTD - Distribution - Tier 2 - 3QU CoRE ¦ 1QU LoRE | Red Flag Warning - Destructive Fires | 2025 | Financial | 8896.516 | 500.9897 | 2025 | Control | 0.053 | 3 | 0 | esc | 0 | 0 | 0 | 0 | 0 | 0 | 0.055966 | 497.9043
[79 empty] | WLDFR | HFTD - Distribution - Tier 2 - 5QU CoRE ¦ 5QU LoRE | Red Flag Warning - Large Fires | 2024 | 0 | 0 | 0 | 0 | 5.475 | 0.71896 | 3.0715 | 1.6846 | 0 | 0 | 0.37599 | 0.37599 | 1.0018e-05 |  | 0 | 0 | 0 | 0 | 0 | 0 | 0 | 3.7668e-06 | 3.7668e-06 | 0 | 3.7668e-06 | 3.7668e-06 | [40 empty] | All EPR in 2020WLDFRElectric Reliability | WLDFR | HFTD - Distribution - Tier 2 - 3QU CoRE ¦ 1QU LoRE | Red Flag Warning - Large Fires | 2021 | Electric Reliability | 0.69642 | 500.9897 | 2021 | Control | 0.1325 | 3 | 0 | esc | 0.15274 | 0.10637 | 0.15274 | 0.10637 | 0 | 0 | 0 | 0
[79 empty] | WLDFR | HFTD - Distribution - Tier 2 - 5QU CoRE ¦ 5QU LoRE | Red Flag Warning - Large Fires | 2025 | 0 | 0 | 0 | 0 | 5.475 | 0.71896 | 3.0715 | 1.6846 | 0 | 0 | 0 | 0.37599 | 1.0018e-05 |  | 0 | 0 | 0 | 0 | 0 | 0 | 0 | 0 | 0 | 0 | 3.7668e-06 | 3.7668e-06 | [40 empty] | All EPR in 2020WLDFRFinancial | WLDFR | HFTD - Distribution - Tier 2 - 3QU CoRE ¦ 1QU LoRE | Red Flag Warning - Large Fires | 2021 | Financial | 2.942 | 500.9897 | 2021 | Control | 0.053 | 3 | 0 | esc | 0.055966 | 0.16465 | 0.055966 | 0.16465 | 0 | 0 | 0 | 0
[79 empty] | WLDFR | HFTD - Distribution - Tier 2 - 5QU CoRE ¦ 5QU LoRE | Red Flag Warning - Small Fires | 2020 | 0 | 0 | 0 | 0 | 0.077901 | 0.036425 | 0.0015809 | 0.039895 | 0.0078847 | 0 | 0 | 0 | 0.00023753 |  | 0 | 1.8729e-06 | 1.8729e-06 | 0 | 0 | 0 | 0 | 0 | 0 | 0 | 0 | 0 | [40 empty] | All EPR in 2020WLDFRSafety | WLDFR | HFTD - Distribution - Tier 2 - 3QU CoRE ¦ 1QU LoRE | Red Flag Warning - Large Fires | 2021 | Safety | 1.6022 | 500.9897 | 2021 | Control | 0.053 | 3 | 0 | esc | 0.055966 | 0.089668 | 0.055966 | 0.089668 | 0 | 0 | 0 | 0
[79 empty] | WLDFR | HFTD - Distribution - Tier 2 - 5QU CoRE ¦ 5QU LoRE | Red Flag Warning - Small Fires | 2021 | 0 | 0 | 0 | 0 | 0.077901 | 0.036425 | 0.0015809 | 0.039895 | 0.0078847 | 0.0078847 | 0 | 0 | 0.00023753 |  | 0 | 1.8729e-06 | 1.8729e-06 | 0 | 1.8729e-06 | 1.8729e-06 | 0 | 0 | 0 | 0 | 0 | 0 | [40 empty] | All EPR in 2020WLDFRElectric Reliability | WLDFR | HFTD - Distribution - Tier 2 - 3QU CoRE ¦ 1QU LoRE | Red Flag Warning - Large Fires | 2022 | Electric Reliability | 0.69642 | 500.9897 | 2022 | Control | 0.1325 | 3 | 0 | esc | 0.15274 | 0.10637 | 0.15274 | 0.10637 | 0.15274 | 0.10637 | 0 | 0
[79 empty] | WLDFR | HFTD - Distribution - Tier 2 - 5QU CoRE ¦ 5QU LoRE | Red Flag Warning - Small Fires | 2022 | 0 | 0 | 0 | 0 | 0.077901 | 0.036425 | 0.0015809 | 0.039895 | 0.0078847 | 0.0078847 | 0.0078847 | 0 | 0.00023753 |  | 0 | 1.8729e-06 | 1.8729e-06 | 0 | 1.8729e-06 | 1.8729e-06 | 0 | 1.8729e-06 | 1.8729e-06 | 0 | 0 | 0 | [40 empty] | All EPR in 2020WLDFRFinancial | WLDFR | HFTD - Distribution - Tier 2 - 3QU CoRE ¦ 1QU LoRE | Red Flag Warning - Large Fires | 2022 | Financial | 2.942 | 500.9897 | 2022 | Control | 0.053 | 3 | 0 | esc | 0.055966 | 0.16465 | 0.055966 | 0.16465 | 0.055966 | 0.16465 | 0 | 0
[79 empty] | WLDFR | HFTD - Distribution - Tier 2 - 5QU CoRE ¦ 5QU LoRE | Red Flag Warning - Small Fires | 2023 | 0 | 0 | 0 | 0 | 0.080408 | 0.03759 | 0.0016314 | 0.041187 | 0 | 0.0081378 | 0.0081378 | 0.0081378 | 0.00023753 |  | 0 | 0 | 0 | 0 | 1.933e-06 | 1.933e-06 | 0 | 1.933e-06 | 1.933e-06 | 0 | 1.933e-06 | 1.933e-06 | [40 empty] | All EPR in 2020WLDFRSafety | WLDFR | HFTD - Distribution - Tier 2 - 3QU CoRE ¦ 1QU LoRE | Red Flag Warning - Large Fires | 2022 | Safety | 1.6022 | 500.9897 | 2022 | Control | 0.053 | 3 | 0 | esc | 0.055966 | 0.089668 | 0.055966 | 0.089668 | 0.055966 | 0.089668 | 0 | 0
[79 empty] | WLDFR | HFTD - Distribution - Tier 2 - 5QU CoRE ¦ 5QU LoRE | Red Flag Warning - Small Fires | 2024 | 0 | 0 | 0 | 0 | 0.080408 | 0.03759 | 0.0016314 | 0.041187 | 0 | 0 | 0.0081378 | 0.0081378 | 0.00023753 |  | 0 | 0 | 0 | 0 | 0 | 0 | 0 | 1.933e-06 | 1.933e-06 | 0 | 1.933e-06 | 1.933e-06 | [40 empty] | All EPR in 2020WLDFRElectric Reliability | WLDFR | HFTD - Distribution - Tier 2 - 3QU CoRE ¦ 1QU LoRE | Red Flag Warning - Large Fires | 2023 | Electric Reliability | 0.71896 | 500.9897 | 2023 | Control | 0.1325 | 3 | 0 | esc | 0 | 0 | 0.15274 | 0.10981 | 0.15274 | 0.10981 | 0.15274 | 0.10981
[79 empty] | WLDFR | HFTD - Distribution - Tier 2 - 5QU CoRE ¦ 5QU LoRE | Red Flag Warning - Small Fires | 2025 | 0 | 0 | 0 | 0 | 0.080408 | 0.03759 | 0.0016314 | 0.041187 | 0 | 0 | 0 | 0.0081378 | 0.00023753 |  | 0 | 0 | 0 | 0 | 0 | 0 | 0 | 0 | 0 | 0 | 1.933e-06 | 1.933e-06 | [40 empty] | All EPR in 2020WLDFRFinancial | WLDFR | HFTD - Distribution - Tier 2 - 3QU CoRE ¦ 1QU LoRE | Red Flag Warning - Large Fires | 2023 | Financial | 3.0715 | 500.9897 | 2023 | Control | 0.053 | 3 | 0 | esc | 0 | 0 | 0.055966 | 0.1719 | 0.055966 | 0.1719 | 0.055966 | 0.1719
[79 empty] | WLDFR | HFTD - Distribution - Tier 2 - 5QU CoRE ¦ 5QU LoRE | Seismic - Non-Red Flag Warning - Catastrophic Fires | 2020 | 0 | 0 | 0 | 0 | 21083.8428 | 409.2237 | 13469.0878 | 7205.5313 | 1219.584 | 0 | 0 | 0 | 1.7053e-09 |  | 0 | 2.0798e-06 | 2.0798e-06 | 0 | 0 | 0 | 0 | 0 | 0 | 0 | 0 | 0 | [40 empty] | All EPR in 2020WLDFRSafety | WLDFR | HFTD - Distribution - Tier 2 - 3QU CoRE ¦ 1QU LoRE | Red Flag Warning - Large Fires | 2023 | Safety | 1.6846 | 500.9897 | 2023 | Control | 0.053 | 3 | 0 | esc | 0 | 0 | 0.055966 | 0.094279 | 0.055966 | 0.094279 | 0.055966 | 0.094279
[79 empty] | WLDFR | HFTD - Distribution - Tier 2 - 5QU CoRE ¦ 5QU LoRE | Seismic - Non-Red Flag Warning - Catastrophic Fires | 2021 | 0 | 0 | 0 | 0 | 21083.8428 | 409.2237 | 13469.0878 | 7205.5313 | 1219.584 | 1219.584 | 0 | 0 | 1.7053e-09 |  | 0 | 2.0798e-06 | 2.0798e-06 | 0 | 2.0798e-06 | 2.0798e-06 | 0 | 0 | 0 | 0 | 0 | 0 | [40 empty] | All EPR in 2020WLDFRElectric Reliability | WLDFR | HFTD - Distribution - Tier 2 - 3QU CoRE ¦ 1QU LoRE | Red Flag Warning - Large Fires | 2024 | Electric Reliability | 0.71896 | 500.9897 | 2024 | Control | 0.1325 | 3 | 0 | esc | 0 | 0 | 0 | 0 | 0.15274 | 0.10981 | 0.15274 | 0.10981
[79 empty] | WLDFR | HFTD - Distribution - Tier 2 - 5QU CoRE ¦ 5QU LoRE | Seismic - Non-Red Flag Warning - Catastrophic Fires | 2022 | 0 | 0 | 0 | 0 | 21083.8428 | 409.2237 | 13469.0878 | 7205.5313 | 1219.584 | 1219.584 | 1219.584 | 0 | 1.7053e-09 |  | 0 | 2.0798e-06 | 2.0798e-06 | 0 | 2.0798e-06 | 2.0798e-06 | 0 | 2.0798e-06 | 2.0798e-06 | 0 | 0 | 0 | [40 empty] | All EPR in 2020WLDFRFinancial | WLDFR | HFTD - Distribution - Tier 2 - 3QU CoRE ¦ 1QU LoRE | Red Flag Warning - Large Fires | 2024 | Financial | 3.0715 | 500.9897 | 2024 | Control | 0.053 | 3 | 0 | esc | 0 | 0 | 0 | 0 | 0.055966 | 0.1719 | 0.055966 | 0.1719
[79 empty] | WLDFR | HFTD - Distribution - Tier 2 - 5QU CoRE ¦ 5QU LoRE | Seismic - Non-Red Flag Warning - Catastrophic Fires | 2023 | 0 | 0 | 0 | 0 | 21835.9781 | 428.6023 | 13939.561 | 7467.8148 | 0 | 1263.5534 | 1263.5534 | 1263.5534 | 1.7053e-09 |  | 0 | 0 | 0 | 0 | 2.1547e-06 | 2.1547e-06 | 0 | 2.1547e-06 | 2.1547e-06 | 0 | 2.1547e-06 | 2.1547e-06 | [40 empty] | All EPR in 2020WLDFRSafety | WLDFR | HFTD - Distribution - Tier 2 - 3QU CoRE ¦ 1QU LoRE | Red Flag Warning - Large Fires | 2024 | Safety | 1.6846 | 500.9897 | 2024 | Control | 0.053 | 3 | 0 | esc | 0 | 0 | 0 | 0 | 0.055966 | 0.094279 | 0.055966 | 0.094279
[79 empty] | WLDFR | HFTD - Distribution - Tier 2 - 5QU CoRE ¦ 5QU LoRE | Seismic - Non-Red Flag Warning - Catastrophic Fires | 2024 | 0 | 0 | 0 | 0 | 21835.9781 | 428.6023 | 13939.561 | 7467.8148 | 0 | 0 | 1263.5534 | 1263.5534 | 1.7053e-09 |  | 0 | 0 | 0 | 0 | 0 | 0 | 0 | 2.1547e-06 | 2.1547e-06 | 0 | 2.1547e-06 | 2.1547e-06 | [40 empty] | All EPR in 2020WLDFRElectric Reliability | WLDFR | HFTD - Distribution - Tier 2 - 3QU CoRE ¦ 1QU LoRE | Red Flag Warning - Large Fires | 2025 | Electric Reliability | 0.71896 | 500.9897 | 2025 | Control | 0.1325 | 3 | 0 | esc | 0 | 0 | 0 | 0 | 0 | 0 | 0.15274 | 0.10981
[79 empty] | WLDFR | HFTD - Distribution - Tier 2 - 5QU CoRE ¦ 5QU LoRE | Seismic - Non-Red Flag Warning - Catastrophic Fires | 2025 | 0 | 0 | 0 | 0 | 21835.9781 | 428.6023 | 13939.561 | 7467.8148 | 0 | 0 | 0 | 1263.5534 | 1.7053e-09 |  | 0 | 0 | 0 | 0 | 0 | 0 | 0 | 0 | 0 | 0 | 2.1547e-06 | 2.1547e-06 | [40 empty] | All EPR in 2020WLDFRFinancial | WLDFR | HFTD - Distribution - Tier 2 - 3QU CoRE ¦ 1QU LoRE | Red Flag Warning - Large Fires | 2025 | Financial | 3.0715 | 500.9897 | 2025 | Control | 0.053 | 3 | 0 | esc | 0 | 0 | 0 | 0 | 0 | 0 | 0.055966 | 0.1719
[79 empty] | WLDFR | HFTD - Distribution - Tier 2 - 5QU CoRE ¦ 5QU LoRE | Seismic - Red Flag Warning - Catastrophic Fires | 2020 | 0 | 0 | 0 | 0 | 21083.8428 | 409.2237 | 13469.0878 | 7205.5313 | 1219.584 | 0 | 0 | 0 | 7.3547e-08 |  | 0 | 8.9697e-05 | 8.9697e-05 | 0 | 0 | 0 | 0 | 0 | 0 | 0 | 0 | 0 | [40 empty] | All EPR in 2020WLDFRSafety | WLDFR | HFTD - Distribution - Tier 2 - 3QU CoRE ¦ 1QU LoRE | Red Flag Warning - Large Fires | 2025 | Safety | 1.6846 | 500.9897 | 2025 | Control | 0.053 | 3 | 0 | esc | 0 | 0 | 0 | 0 | 0 | 0 | 0.055966 | 0.094279
[79 empty] | WLDFR | HFTD - Distribution - Tier 2 - 5QU CoRE ¦ 5QU LoRE | Seismic - Red Flag Warning - Catastrophic Fires | 2021 | 0 | 0 | 0 | 0 | 21083.8428 | 409.2237 | 13469.0878 | 7205.5313 | 1219.584 | 1219.584 | 0 | 0 | 7.3547e-08 |  | 0 | 8.9697e-05 | 8.9697e-05 | 0 | 8.9697e-05 | 8.9697e-05 | 0 | 0 | 0 | 0 | 0 | 0 | [40 empty] | All EPR in 2020WLDFRElectric Reliability | WLDFR | HFTD - Distribution - Tier 2 - 3QU CoRE ¦ 1QU LoRE | Red Flag Warning - Small Fires | 2021 | Electric Reliability | 0.036425 | 500.9897 | 2021 | Control | 0.1325 | 3 | 0 | esc | 0.15274 | 0.0055635 | 0.15274 | 0.0055635 | 0 | 0 | 0 | 0
[79 empty] | WLDFR | HFTD - Distribution - Tier 2 - 5QU CoRE ¦ 5QU LoRE | Seismic - Red Flag Warning - Catastrophic Fires | 2022 | 0 | 0 | 0 | 0 | 21083.8428 | 409.2237 | 13469.0878 | 7205.5313 | 1219.584 | 1219.584 | 1219.584 | 0 | 7.3547e-08 |  | 0 | 8.9697e-05 | 8.9697e-05 | 0 | 8.9697e-05 | 8.9697e-05 | 0 | 8.9697e-05 | 8.9697e-05 | 0 | 0 | 0 | [40 empty] | All EPR in 2020WLDFRFinancial | WLDFR | HFTD - Distribution - Tier 2 - 3QU CoRE ¦ 1QU LoRE | Red Flag Warning - Small Fires | 2021 | Financial | 0.0015809 | 500.9897 | 2021 | Control | 0.053 | 3 | 0 | esc | 0.055966 | 8.8475e-05 | 0.055966 | 8.8475e-05 | 0 | 0 | 0 | 0
[79 empty] | WLDFR | HFTD - Distribution - Tier 2 - 5QU CoRE ¦ 5QU LoRE | Seismic - Red Flag Warning - Catastrophic Fires | 2023 | 0 | 0 | 0 | 0 | 21835.9781 | 428.6023 | 13939.561 | 7467.8148 | 0 | 1263.5534 | 1263.5534 | 1263.5534 | 7.3547e-08 |  | 0 | 0 | 0 | 0 | 9.2931e-05 | 9.2931e-05 | 0 | 9.2931e-05 | 9.2931e-05 | 0 | 9.2931e-05 | 9.2931e-05 | [40 empty] | All EPR in 2020WLDFRSafety | WLDFR | HFTD - Distribution - Tier 2 - 3QU CoRE ¦ 1QU LoRE | Red Flag Warning - Small Fires | 2021 | Safety | 0.039895 | 500.9897 | 2021 | Control | 0.053 | 3 | 0 | esc | 0.055966 | 0.0022328 | 0.055966 | 0.0022328 | 0 | 0 | 0 | 0
[79 empty] | WLDFR | HFTD - Distribution - Tier 2 - 5QU CoRE ¦ 5QU LoRE | Seismic - Red Flag Warning - Catastrophic Fires | 2024 | 0 | 0 | 0 | 0 | 21835.9781 | 428.6023 | 13939.561 | 7467.8148 | 0 | 0 | 1263.5534 | 1263.5534 | 7.3547e-08 |  | 0 | 0 | 0 | 0 | 0 | 0 | 0 | 9.2931e-05 | 9.2931e-05 | 0 | 9.2931e-05 | 9.2931e-05 | [40 empty] | All EPR in 2020WLDFRElectric Reliability | WLDFR | HFTD - Distribution - Tier 2 - 3QU CoRE ¦ 1QU LoRE | Red Flag Warning - Small Fires | 2022 | Electric Reliability | 0.036425 | 500.9897 | 2022 | Control | 0.1325 | 3 | 0 | esc | 0.15274 | 0.0055635 | 0.15274 | 0.0055635 | 0.15274 | 0.0055635 | 0 | 0
[79 empty] | WLDFR | HFTD - Distribution - Tier 2 - 5QU CoRE ¦ 5QU LoRE | Seismic - Red Flag Warning - Catastrophic Fires | 2025 | 0 | 0 | 0 | 0 | 21835.9781 | 428.6023 | 13939.561 | 7467.8148 | 0 | 0 | 0 | 1263.5534 | 7.3547e-08 |  | 0 | 0 | 0 | 0 | 0 | 0 | 0 | 0 | 0 | 0 | 9.2931e-05 | 9.2931e-05 | [40 empty] | All EPR in 2020WLDFRFinancial | WLDFR | HFTD - Distribution - Tier 2 - 3QU CoRE ¦ 1QU LoRE | Red Flag Warning - Small Fires | 2022 | Financial | 0.0015809 | 500.9897 | 2022 | Control | 0.053 | 3 | 0 | esc | 0.055966 | 8.8475e-05 | 0.055966 | 8.8475e-05 | 0.055966 | 8.8475e-05 | 0 | 0
[79 empty] | WLDFR | HFTD - Distribution - Tier 3 - 1QU CoRE ¦ 1QU LoRE | Non-Red Flag Warning - Catastrophic Fires | 2020 | 0 | 0 | 0 | 0 | 14146.1306 | 222.2294 | 8585.7228 | 5338.1784 | 813.2108 | 0 | 0 | 0 | 2.3498e-05 |  | 0 | 0.019109 | 0.019109 | 0 | 0 | 0 | 0 | 0 | 0 | 0 | 0 | 0 | [40 empty] | All EPR in 2020WLDFRSafety | WLDFR | HFTD - Distribution - Tier 2 - 3QU CoRE ¦ 1QU LoRE | Red Flag Warning - Small Fires | 2022 | Safety | 0.039895 | 500.9897 | 2022 | Control | 0.053 | 3 | 0 | esc | 0.055966 | 0.0022328 | 0.055966 | 0.0022328 | 0.055966 | 0.0022328 | 0 | 0
[79 empty] | WLDFR | HFTD - Distribution - Tier 3 - 1QU CoRE ¦ 1QU LoRE | Non-Red Flag Warning - Catastrophic Fires | 2021 | 0 | 0 | 0 | 0 | 14146.1306 | 222.2294 | 8585.7228 | 5338.1784 | 813.2108 | 813.2108 | 0 | 0 | 2.3498e-05 |  | 0 | 0.019109 | 0.019109 | 0 | 0.019109 | 0.019109 | 0 | 0 | 0 | 0 | 0 | 0 | [40 empty] | All EPR in 2020WLDFRElectric Reliability | WLDFR | HFTD - Distribution - Tier 2 - 3QU CoRE ¦ 1QU LoRE | Red Flag Warning - Small Fires | 2023 | Electric Reliability | 0.03759 | 500.9897 | 2023 | Control | 0.1325 | 3 | 0 | esc | 0 | 0 | 0.15274 | 0.0057414 | 0.15274 | 0.0057414 | 0.15274 | 0.0057414
[79 empty] | WLDFR | HFTD - Distribution - Tier 3 - 1QU CoRE ¦ 1QU LoRE | Non-Red Flag Warning - Catastrophic Fires | 2022 | 0 | 0 | 0 | 0 | 14146.1306 | 222.2294 | 8585.7228 | 5338.1784 | 813.2108 | 813.2108 | 813.2108 | 0 | 2.3498e-05 |  | 0 | 0.019109 | 0.019109 | 0 | 0.019109 | 0.019109 | 0 | 0.019109 | 0.019109 | 0 | 0 | 0 | [40 empty] | All EPR in 2020WLDFRFinancial | WLDFR | HFTD - Distribution - Tier 2 - 3QU CoRE ¦ 1QU LoRE | Red Flag Warning - Small Fires | 2023 | Financial | 0.0016314 | 500.9897 | 2023 | Control | 0.053 | 3 | 0 | esc | 0 | 0 | 0.055966 | 9.1305e-05 | 0.055966 | 9.1305e-05 | 0.055966 | 9.1305e-05
[79 empty] | WLDFR | HFTD - Distribution - Tier 3 - 1QU CoRE ¦ 1QU LoRE | Non-Red Flag Warning - Catastrophic Fires | 2023 | 0 | 0 | 0 | 0 | 14664.6376 | 233.2301 | 8896.516 | 5534.8915 | 0 | 843.2942 | 843.2942 | 843.2942 | 2.3498e-05 |  | 0 | 0 | 0 | 0 | 0.019816 | 0.019816 | 0 | 0.019816 | 0.019816 | 0 | 0.019816 | 0.019816 | [40 empty] | All EPR in 2020WLDFRSafety | WLDFR | HFTD - Distribution - Tier 2 - 3QU CoRE ¦ 1QU LoRE | Red Flag Warning - Small Fires | 2023 | Safety | 0.041187 | 500.9897 | 2023 | Control | 0.053 | 3 | 0 | esc | 0 | 0 | 0.055966 | 0.0023051 | 0.055966 | 0.0023051 | 0.055966 | 0.0023051
[79 empty] | WLDFR | HFTD - Distribution - Tier 3 - 1QU CoRE ¦ 1QU LoRE | Non-Red Flag Warning - Catastrophic Fires | 2024 | 0 | 0 | 0 | 0 | 14664.6376 | 233.2301 | 8896.516 | 5534.8915 | 0 | 0 | 843.2942 | 843.2942 | 2.3498e-05 |  | 0 | 0 | 0 | 0 | 0 | 0 | 0 | 0.019816 | 0.019816 | 0 | 0.019816 | 0.019816 | [40 empty] | All EPR in 2020WLDFRElectric Reliability | WLDFR | HFTD - Distribution - Tier 2 - 3QU CoRE ¦ 1QU LoRE | Red Flag Warning - Small Fires | 2024 | Electric Reliability | 0.03759 | 500.9897 | 2024 | Control | 0.1325 | 3 | 0 | esc | 0 | 0 | 0 | 0 | 0.15274 | 0.0057414 | 0.15274 | 0.0057414
[79 empty] | WLDFR | HFTD - Distribution - Tier 3 - 1QU CoRE ¦ 1QU LoRE | Non-Red Flag Warning - Catastrophic Fires | 2025 | 0 | 0 | 0 | 0 | 14664.6376 | 233.2301 | 8896.516 | 5534.8915 | 0 | 0 | 0 | 843.2942 | 2.3498e-05 |  | 0 | 0 | 0 | 0 | 0 | 0 | 0 | 0 | 0 | 0 | 0.019816 | 0.019816 | [40 empty] | All EPR in 2020WLDFRFinancial | WLDFR | HFTD - Distribution - Tier 2 - 3QU CoRE ¦ 1QU LoRE | Red Flag Warning - Small Fires | 2024 | Financial | 0.0016314 | 500.9897 | 2024 | Control | 0.053 | 3 | 0 | esc | 0 | 0 | 0 | 0 | 0.055966 | 9.1305e-05 | 0.055966 | 9.1305e-05
[79 empty] | WLDFR | HFTD - Distribution - Tier 3 - 1QU CoRE ¦ 1QU LoRE | Non-Red Flag Warning - Destructive Fires | 2020 | 0 | 0 | 0 | 0 | 8807.9522 | 222.2294 | 8585.7228 | 0 | 514.4532 | 0 | 0 | 0 | 2.2096e-05 |  | 0 | 0.011367 | 0.011367 | 0 | 0 | 0 | 0 | 0 | 0 | 0 | 0 | 0 | [40 empty] | All EPR in 2020WLDFRSafety | WLDFR | HFTD - Distribution - Tier 2 - 3QU CoRE ¦ 1QU LoRE | Red Flag Warning - Small Fires | 2024 | Safety | 0.041187 | 500.9897 | 2024 | Control | 0.053 | 3 | 0 | esc | 0 | 0 | 0 | 0 | 0.055966 | 0.0023051 | 0.055966 | 0.0023051
[79 empty] | WLDFR | HFTD - Distribution - Tier 3 - 1QU CoRE ¦ 1QU LoRE | Non-Red Flag Warning - Destructive Fires | 2021 | 0 | 0 | 0 | 0 | 8807.9522 | 222.2294 | 8585.7228 | 0 | 514.4532 | 514.4532 | 0 | 0 | 2.2096e-05 |  | 0 | 0.011367 | 0.011367 | 0 | 0.011367 | 0.011367 | 0 | 0 | 0 | 0 | 0 | 0 | [40 empty] | All EPR in 2020WLDFRElectric Reliability | WLDFR | HFTD - Distribution - Tier 2 - 3QU CoRE ¦ 1QU LoRE | Red Flag Warning - Small Fires | 2025 | Electric Reliability | 0.03759 | 500.9897 | 2025 | Control | 0.1325 | 3 | 0 | esc | 0 | 0 | 0 | 0 | 0 | 0 | 0.15274 | 0.0057414
[79 empty] | WLDFR | HFTD - Distribution - Tier 3 - 1QU CoRE ¦ 1QU LoRE | Non-Red Flag Warning - Destructive Fires | 2022 | 0 | 0 | 0 | 0 | 8807.9522 | 222.2294 | 8585.7228 | 0 | 514.4532 | 514.4532 | 514.4532 | 0 | 2.2096e-05 |  | 0 | 0.011367 | 0.011367 | 0 | 0.011367 | 0.011367 | 0 | 0.011367 | 0.011367 | 0 | 0 | 0 | [40 empty] | All EPR in 2020WLDFRFinancial | WLDFR | HFTD - Distribution - Tier 2 - 3QU CoRE ¦ 1QU LoRE | Red Flag Warning - Small Fires | 2025 | Financial | 0.0016314 | 500.9897 | 2025 | Control | 0.053 | 3 | 0 | esc | 0 | 0 | 0 | 0 | 0 | 0 | 0.055966 | 9.1305e-05
[79 empty] | WLDFR | HFTD - Distribution - Tier 3 - 1QU CoRE ¦ 1QU LoRE | Non-Red Flag Warning - Destructive Fires | 2023 | 0 | 0 | 0 | 0 | 9129.7461 | 233.2301 | 8896.516 | 0 | 0 | 533.5273 | 533.5273 | 533.5273 | 2.2096e-05 |  | 0 | 0 | 0 | 0 | 0.011789 | 0.011789 | 0 | 0.011789 | 0.011789 | 0 | 0.011789 | 0.011789 | [40 empty] | All EPR in 2020WLDFRSafety | WLDFR | HFTD - Distribution - Tier 2 - 3QU CoRE ¦ 1QU LoRE | Red Flag Warning - Small Fires | 2025 | Safety | 0.041187 | 500.9897 | 2025 | Control | 0.053 | 3 | 0 | esc | 0 | 0 | 0 | 0 | 0 | 0 | 0.055966 | 0.0023051
[79 empty] | WLDFR | HFTD - Distribution - Tier 3 - 1QU CoRE ¦ 1QU LoRE | Non-Red Flag Warning - Destructive Fires | 2024 | 0 | 0 | 0 | 0 | 9129.7461 | 233.2301 | 8896.516 | 0 | 0 | 0 | 533.5273 | 533.5273 | 2.2096e-05 |  | 0 | 0 | 0 | 0 | 0 | 0 | 0 | 0.011789 | 0.011789 | 0 | 0.011789 | 0.011789 | [40 empty] | All EPR in 2020WLDFRElectric Reliability | WLDFR | HFTD - Distribution - Tier 2 - 3QU CoRE ¦ 1QU LoRE | Seismic - Non-Red Flag Warning - Catastrophic Fires | 2021 | Electric Reliability | 409.2237 | 500.9897 | 2021 | Control | 0.1325 | 3 | 0 | esc | 0.15274 | 62.5039 | 0.15274 | 62.5039 | 0 | 0 | 0 | 0
[79 empty] | WLDFR | HFTD - Distribution - Tier 3 - 1QU CoRE ¦ 1QU LoRE | Non-Red Flag Warning - Destructive Fires | 2025 | 0 | 0 | 0 | 0 | 9129.7461 | 233.2301 | 8896.516 | 0 | 0 | 0 | 0 | 533.5273 | 2.2096e-05 |  | 0 | 0 | 0 | 0 | 0 | 0 | 0 | 0 | 0 | 0 | 0.011789 | 0.011789 | [40 empty] | All EPR in 2020WLDFRFinancial | WLDFR | HFTD - Distribution - Tier 2 - 3QU CoRE ¦ 1QU LoRE | Seismic - Non-Red Flag Warning - Catastrophic Fires | 2021 | Financial | 13469.0878 | 500.9897 | 2021 | Control | 0.053 | 3 | 0 | esc | 0.055966 | 753.8138 | 0.055966 | 753.8138 | 0 | 0 | 0 | 0
[79 empty] | WLDFR | HFTD - Distribution - Tier 3 - 1QU CoRE ¦ 1QU LoRE | Non-Red Flag Warning - Large Fires | 2020 | 0 | 0 | 0 | 0 | 5.2406 | 0.69642 | 2.942 | 1.6022 | 0.36069 | 0 | 0 | 0 | 0.00010786 |  | 0 | 3.8902e-05 | 3.8902e-05 | 0 | 0 | 0 | 0 | 0 | 0 | 0 | 0 | 0 | [40 empty] | All EPR in 2020WLDFRSafety | WLDFR | HFTD - Distribution - Tier 2 - 3QU CoRE ¦ 1QU LoRE | Seismic - Non-Red Flag Warning - Catastrophic Fires | 2021 | Safety | 7205.5313 | 500.9897 | 2021 | Control | 0.053 | 3 | 0 | esc | 0.055966 | 403.2663 | 0.055966 | 403.2663 | 0 | 0 | 0 | 0
[79 empty] | WLDFR | HFTD - Distribution - Tier 3 - 1QU CoRE ¦ 1QU LoRE | Non-Red Flag Warning - Large Fires | 2021 | 0 | 0 | 0 | 0 | 5.2406 | 0.69642 | 2.942 | 1.6022 | 0.36069 | 0.36069 | 0 | 0 | 0.00010786 |  | 0 | 3.8902e-05 | 3.8902e-05 | 0 | 3.8902e-05 | 3.8902e-05 | 0 | 0 | 0 | 0 | 0 | 0 | [40 empty] | All EPR in 2020WLDFRElectric Reliability | WLDFR | HFTD - Distribution - Tier 2 - 3QU CoRE ¦ 1QU LoRE | Seismic - Non-Red Flag Warning - Catastrophic Fires | 2022 | Electric Reliability | 409.2237 | 500.9897 | 2022 | Control | 0.1325 | 3 | 0 | esc | 0.15274 | 62.5039 | 0.15274 | 62.5039 | 0.15274 | 62.5039 | 0 | 0
[79 empty] | WLDFR | HFTD - Distribution - Tier 3 - 1QU CoRE ¦ 1QU LoRE | Non-Red Flag Warning - Large Fires | 2022 | 0 | 0 | 0 | 0 | 5.2406 | 0.69642 | 2.942 | 1.6022 | 0.36069 | 0.36069 | 0.36069 | 0 | 0.00010786 |  | 0 | 3.8902e-05 | 3.8902e-05 | 0 | 3.8902e-05 | 3.8902e-05 | 0 | 3.8902e-05 | 3.8902e-05 | 0 | 0 | 0 | [40 empty] | All EPR in 2020WLDFRFinancial | WLDFR | HFTD - Distribution - Tier 2 - 3QU CoRE ¦ 1QU LoRE | Seismic - Non-Red Flag Warning - Catastrophic Fires | 2022 | Financial | 13469.0878 | 500.9897 | 2022 | Control | 0.053 | 3 | 0 | esc | 0.055966 | 753.8138 | 0.055966 | 753.8138 | 0.055966 | 753.8138 | 0 | 0
[79 empty] | WLDFR | HFTD - Distribution - Tier 3 - 1QU CoRE ¦ 1QU LoRE | Non-Red Flag Warning - Large Fires | 2023 | 0 | 0 | 0 | 0 | 5.475 | 0.71896 | 3.0715 | 1.6846 | 0 | 0.37599 | 0.37599 | 0.37599 | 0.00010786 |  | 0 | 0 | 0 | 0 | 4.0553e-05 | 4.0553e-05 | 0 | 4.0553e-05 | 4.0553e-05 | 0 | 4.0553e-05 | 4.0553e-05 | [40 empty] | All EPR in 2020WLDFRSafety | WLDFR | HFTD - Distribution - Tier 2 - 3QU CoRE ¦ 1QU LoRE | Seismic - Non-Red Flag Warning - Catastrophic Fires | 2022 | Safety | 7205.5313 | 500.9897 | 2022 | Control | 0.053 | 3 | 0 | esc | 0.055966 | 403.2663 | 0.055966 | 403.2663 | 0.055966 | 403.2663 | 0 | 0
[79 empty] | WLDFR | HFTD - Distribution - Tier 3 - 1QU CoRE ¦ 1QU LoRE | Non-Red Flag Warning - Large Fires | 2024 | 0 | 0 | 0 | 0 | 5.475 | 0.71896 | 3.0715 | 1.6846 | 0 | 0 | 0.37599 | 0.37599 | 0.00010786 |  | 0 | 0 | 0 | 0 | 0 | 0 | 0 | 4.0553e-05 | 4.0553e-05 | 0 | 4.0553e-05 | 4.0553e-05 | [40 empty] | All EPR in 2020WLDFRElectric Reliability | WLDFR | HFTD - Distribution - Tier 2 - 3QU CoRE ¦ 1QU LoRE | Seismic - Non-Red Flag Warning - Catastrophic Fires | 2023 | Electric Reliability | 428.6023 | 500.9897 | 2023 | Control | 0.1325 | 3 | 0 | esc | 0 | 0 | 0.15274 | 65.4638 | 0.15274 | 65.4638 | 0.15274 | 65.4638
[79 empty] | WLDFR | HFTD - Distribution - Tier 3 - 1QU CoRE ¦ 1QU LoRE | Non-Red Flag Warning - Large Fires | 2025 | 0 | 0 | 0 | 0 | 5.475 | 0.71896 | 3.0715 | 1.6846 | 0 | 0 | 0 | 0.37599 | 0.00010786 |  | 0 | 0 | 0 | 0 | 0 | 0 | 0 | 0 | 0 | 0 | 4.0553e-05 | 4.0553e-05 | [40 empty] | All EPR in 2020WLDFRFinancial | WLDFR | HFTD - Distribution - Tier 2 - 3QU CoRE ¦ 1QU LoRE | Seismic - Non-Red Flag Warning - Catastrophic Fires | 2023 | Financial | 13939.561 | 500.9897 | 2023 | Control | 0.053 | 3 | 0 | esc | 0 | 0 | 0.055966 | 780.1444 | 0.055966 | 780.1444 | 0.055966 | 780.1444
[79 empty] | WLDFR | HFTD - Distribution - Tier 3 - 1QU CoRE ¦ 1QU LoRE | Non-Red Flag Warning - Small Fires | 2020 | 0 | 0 | 0 | 0 | 0.077901 | 0.036425 | 0.0015809 | 0.039895 | 0.0078847 | 0 | 0 | 0 | 0.0079894 |  | 0 | 6.2994e-05 | 6.2994e-05 | 0 | 0 | 0 | 0 | 0 | 0 | 0 | 0 | 0 | [40 empty] | All EPR in 2020WLDFRSafety | WLDFR | HFTD - Distribution - Tier 2 - 3QU CoRE ¦ 1QU LoRE | Seismic - Non-Red Flag Warning - Catastrophic Fires | 2023 | Safety | 7467.8148 | 500.9897 | 2023 | Control | 0.053 | 3 | 0 | esc | 0 | 0 | 0.055966 | 417.9453 | 0.055966 | 417.9453 | 0.055966 | 417.9453
[79 empty] | WLDFR | HFTD - Distribution - Tier 3 - 1QU CoRE ¦ 1QU LoRE | Non-Red Flag Warning - Small Fires | 2021 | 0 | 0 | 0 | 0 | 0.077901 | 0.036425 | 0.0015809 | 0.039895 | 0.0078847 | 0.0078847 | 0 | 0 | 0.0079894 |  | 0 | 6.2994e-05 | 6.2994e-05 | 0 | 6.2994e-05 | 6.2994e-05 | 0 | 0 | 0 | 0 | 0 | 0 | [40 empty] | All EPR in 2020WLDFRElectric Reliability | WLDFR | HFTD - Distribution - Tier 2 - 3QU CoRE ¦ 1QU LoRE | Seismic - Non-Red Flag Warning - Catastrophic Fires | 2024 | Electric Reliability | 428.6023 | 500.9897 | 2024 | Control | 0.1325 | 3 | 0 | esc | 0 | 0 | 0 | 0 | 0.15274 | 65.4638 | 0.15274 | 65.4638
[79 empty] | WLDFR | HFTD - Distribution - Tier 3 - 1QU CoRE ¦ 1QU LoRE | Non-Red Flag Warning - Small Fires | 2022 | 0 | 0 | 0 | 0 | 0.077901 | 0.036425 | 0.0015809 | 0.039895 | 0.0078847 | 0.0078847 | 0.0078847 | 0 | 0.0079894 |  | 0 | 6.2994e-05 | 6.2994e-05 | 0 | 6.2994e-05 | 6.2994e-05 | 0 | 6.2994e-05 | 6.2994e-05 | 0 | 0 | 0 | [40 empty] | All EPR in 2020WLDFRFinancial | WLDFR | HFTD - Distribution - Tier 2 - 3QU CoRE ¦ 1QU LoRE | Seismic - Non-Red Flag Warning - Catastrophic Fires | 2024 | Financial | 13939.561 | 500.9897 | 2024 | Control | 0.053 | 3 | 0 | esc | 0 | 0 | 0 | 0 | 0.055966 | 780.1444 | 0.055966 | 780.1444
[79 empty] | WLDFR | HFTD - Distribution - Tier 3 - 1QU CoRE ¦ 1QU LoRE | Non-Red Flag Warning - Small Fires | 2023 | 0 | 0 | 0 | 0 | 0.080408 | 0.03759 | 0.0016314 | 0.041187 | 0 | 0.0081378 | 0.0081378 | 0.0081378 | 0.0079894 |  | 0 | 0 | 0 | 0 | 6.5016e-05 | 6.5016e-05 | 0 | 6.5016e-05 | 6.5016e-05 | 0 | 6.5016e-05 | 6.5016e-05 | [40 empty] | All EPR in 2020WLDFRSafety | WLDFR | HFTD - Distribution - Tier 2 - 3QU CoRE ¦ 1QU LoRE | Seismic - Non-Red Flag Warning - Catastrophic Fires | 2024 | Safety | 7467.8148 | 500.9897 | 2024 | Control | 0.053 | 3 | 0 | esc | 0 | 0 | 0 | 0 | 0.055966 | 417.9453 | 0.055966 | 417.9453
[79 empty] | WLDFR | HFTD - Distribution - Tier 3 - 1QU CoRE ¦ 1QU LoRE | Non-Red Flag Warning - Small Fires | 2024 | 0 | 0 | 0 | 0 | 0.080408 | 0.03759 | 0.0016314 | 0.041187 | 0 | 0 | 0.0081378 | 0.0081378 | 0.0079894 |  | 0 | 0 | 0 | 0 | 0 | 0 | 0 | 6.5016e-05 | 6.5016e-05 | 0 | 6.5016e-05 | 6.5016e-05 | [40 empty] | All EPR in 2020WLDFRElectric Reliability | WLDFR | HFTD - Distribution - Tier 2 - 3QU CoRE ¦ 1QU LoRE | Seismic - Non-Red Flag Warning - Catastrophic Fires | 2025 | Electric Reliability | 428.6023 | 500.9897 | 2025 | Control | 0.1325 | 3 | 0 | esc | 0 | 0 | 0 | 0 | 0 | 0 | 0.15274 | 65.4638
[79 empty] | WLDFR | HFTD - Distribution - Tier 3 - 1QU CoRE ¦ 1QU LoRE | Non-Red Flag Warning - Small Fires | 2025 | 0 | 0 | 0 | 0 | 0.080408 | 0.03759 | 0.0016314 | 0.041187 | 0 | 0 | 0 | 0.0081378 | 0.0079894 |  | 0 | 0 | 0 | 0 | 0 | 0 | 0 | 0 | 0 | 0 | 6.5016e-05 | 6.5016e-05 | [40 empty] | All EPR in 2020WLDFRFinancial | WLDFR | HFTD - Distribution - Tier 2 - 3QU CoRE ¦ 1QU LoRE | Seismic - Non-Red Flag Warning - Catastrophic Fires | 2025 | Financial | 13939.561 | 500.9897 | 2025 | Control | 0.053 | 3 | 0 | esc | 0 | 0 | 0 | 0 | 0 | 0 | 0.055966 | 780.1444
[79 empty] | WLDFR | HFTD - Distribution - Tier 3 - 1QU CoRE ¦ 1QU LoRE | Red Flag Warning - Catastrophic Fires | 2020 | 0 | 0 | 0 | 0 | 14146.1306 | 222.2294 | 8585.7228 | 5338.1784 | 813.2108 | 0 | 0 | 0 | 0.00030753 |  | 0 | 0.25009 | 0.25009 | 0 | 0 | 0 | 0 | 0 | 0 | 0 | 0 | 0 | [40 empty] | All EPR in 2020WLDFRSafety | WLDFR | HFTD - Distribution - Tier 2 - 3QU CoRE ¦ 1QU LoRE | Seismic - Non-Red Flag Warning - Catastrophic Fires | 2025 | Safety | 7467.8148 | 500.9897 | 2025 | Control | 0.053 | 3 | 0 | esc | 0 | 0 | 0 | 0 | 0 | 0 | 0.055966 | 417.9453
[79 empty] | WLDFR | HFTD - Distribution - Tier 3 - 1QU CoRE ¦ 1QU LoRE | Red Flag Warning - Catastrophic Fires | 2021 | 0 | 0 | 0 | 0 | 14146.1306 | 222.2294 | 8585.7228 | 5338.1784 | 813.2108 | 813.2108 | 0 | 0 | 0.00030753 |  | 0 | 0.25009 | 0.25009 | 0 | 0.25009 | 0.25009 | 0 | 0 | 0 | 0 | 0 | 0 | [40 empty] | All EPR in 2020WLDFRElectric Reliability | WLDFR | HFTD - Distribution - Tier 2 - 3QU CoRE ¦ 1QU LoRE | Seismic - Red Flag Warning - Catastrophic Fires | 2021 | Electric Reliability | 409.2237 | 500.9897 | 2021 | Control | 0.1325 | 3 | 0 | esc | 0.15274 | 62.5039 | 0.15274 | 62.5039 | 0 | 0 | 0 | 0
[79 empty] | WLDFR | HFTD - Distribution - Tier 3 - 1QU CoRE ¦ 1QU LoRE | Red Flag Warning - Catastrophic Fires | 2022 | 0 | 0 | 0 | 0 | 14146.1306 | 222.2294 | 8585.7228 | 5338.1784 | 813.2108 | 813.2108 | 813.2108 | 0 | 0.00030753 |  | 0 | 0.25009 | 0.25009 | 0 | 0.25009 | 0.25009 | 0 | 0.25009 | 0.25009 | 0 | 0 | 0 | [40 empty] | All EPR in 2020WLDFRFinancial | WLDFR | HFTD - Distribution - Tier 2 - 3QU CoRE ¦ 1QU LoRE | Seismic - Red Flag Warning - Catastrophic Fires | 2021 | Financial | 13469.0878 | 500.9897 | 2021 | Control | 0.053 | 3 | 0 | esc | 0.055966 | 753.8138 | 0.055966 | 753.8138 | 0 | 0 | 0 | 0
[79 empty] | WLDFR | HFTD - Distribution - Tier 3 - 1QU CoRE ¦ 1QU LoRE | Red Flag Warning - Catastrophic Fires | 2023 | 0 | 0 | 0 | 0 | 14664.6376 | 233.2301 | 8896.516 | 5534.8915 | 0 | 843.2942 | 843.2942 | 843.2942 | 0.00030753 |  | 0 | 0 | 0 | 0 | 0.25934 | 0.25934 | 0 | 0.25934 | 0.25934 | 0 | 0.25934 | 0.25934 | [40 empty] | All EPR in 2020WLDFRSafety | WLDFR | HFTD - Distribution - Tier 2 - 3QU CoRE ¦ 1QU LoRE | Seismic - Red Flag Warning - Catastrophic Fires | 2021 | Safety | 7205.5313 | 500.9897 | 2021 | Control | 0.053 | 3 | 0 | esc | 0.055966 | 403.2663 | 0.055966 | 403.2663 | 0 | 0 | 0 | 0
[79 empty] | WLDFR | HFTD - Distribution - Tier 3 - 1QU CoRE ¦ 1QU LoRE | Red Flag Warning - Catastrophic Fires | 2024 | 0 | 0 | 0 | 0 | 14664.6376 | 233.2301 | 8896.516 | 5534.8915 | 0 | 0 | 843.2942 | 843.2942 | 0.00030753 |  | 0 | 0 | 0 | 0 | 0 | 0 | 0 | 0.25934 | 0.25934 | 0 | 0.25934 | 0.25934 | [40 empty] | All EPR in 2020WLDFRElectric Reliability | WLDFR | HFTD - Distribution - Tier 2 - 3QU CoRE ¦ 1QU LoRE | Seismic - Red Flag Warning - Catastrophic Fires | 2022 | Electric Reliability | 409.2237 | 500.9897 | 2022 | Control | 0.1325 | 3 | 0 | esc | 0.15274 | 62.5039 | 0.15274 | 62.5039 | 0.15274 | 62.5039 | 0 | 0
[79 empty] | WLDFR | HFTD - Distribution - Tier 3 - 1QU CoRE ¦ 1QU LoRE | Red Flag Warning - Catastrophic Fires | 2025 | 0 | 0 | 0 | 0 | 14664.6376 | 233.2301 | 8896.516 | 5534.8915 | 0 | 0 | 0 | 843.2942 | 0.00030753 |  | 0 | 0 | 0 | 0 | 0 | 0 | 0 | 0 | 0 | 0 | 0.25934 | 0.25934 | [40 empty] | All EPR in 2020WLDFRFinancial | WLDFR | HFTD - Distribution - Tier 2 - 3QU CoRE ¦ 1QU LoRE | Seismic - Red Flag Warning - Catastrophic Fires | 2022 | Financial | 13469.0878 | 500.9897 | 2022 | Control | 0.053 | 3 | 0 | esc | 0.055966 | 753.8138 | 0.055966 | 753.8138 | 0.055966 | 753.8138 | 0 | 0
[79 empty] | WLDFR | HFTD - Distribution - Tier 3 - 1QU CoRE ¦ 1QU LoRE | Red Flag Warning - Destructive Fires | 2020 | 0 | 0 | 0 | 0 | 8807.9522 | 222.2294 | 8585.7228 | 0 | 514.4532 | 0 | 0 | 0 | 4.2101e-05 |  | 0 | 0.021659 | 0.021659 | 0 | 0 | 0 | 0 | 0 | 0 | 0 | 0 | 0 | [40 empty] | All EPR in 2020WLDFRSafety | WLDFR | HFTD - Distribution - Tier 2 - 3QU CoRE ¦ 1QU LoRE | Seismic - Red Flag Warning - Catastrophic Fires | 2022 | Safety | 7205.5313 | 500.9897 | 2022 | Control | 0.053 | 3 | 0 | esc | 0.055966 | 403.2663 | 0.055966 | 403.2663 | 0.055966 | 403.2663 | 0 | 0
[79 empty] | WLDFR | HFTD - Distribution - Tier 3 - 1QU CoRE ¦ 1QU LoRE | Red Flag Warning - Destructive Fires | 2021 | 0 | 0 | 0 | 0 | 8807.9522 | 222.2294 | 8585.7228 | 0 | 514.4532 | 514.4532 | 0 | 0 | 4.2101e-05 |  | 0 | 0.021659 | 0.021659 | 0 | 0.021659 | 0.021659 | 0 | 0 | 0 | 0 | 0 | 0 | [40 empty] | All EPR in 2020WLDFRElectric Reliability | WLDFR | HFTD - Distribution - Tier 2 - 3QU CoRE ¦ 1QU LoRE | Seismic - Red Flag Warning - Catastrophic Fires | 2023 | Electric Reliability | 428.6023 | 500.9897 | 2023 | Control | 0.1325 | 3 | 0 | esc | 0 | 0 | 0.15274 | 65.4638 | 0.15274 | 65.4638 | 0.15274 | 65.4638
[79 empty] | WLDFR | HFTD - Distribution - Tier 3 - 1QU CoRE ¦ 1QU LoRE | Red Flag Warning - Destructive Fires | 2022 | 0 | 0 | 0 | 0 | 8807.9522 | 222.2294 | 8585.7228 | 0 | 514.4532 | 514.4532 | 514.4532 | 0 | 4.2101e-05 |  | 0 | 0.021659 | 0.021659 | 0 | 0.021659 | 0.021659 | 0 | 0.021659 | 0.021659 | 0 | 0 | 0 | [40 empty] | All EPR in 2020WLDFRFinancial | WLDFR | HFTD - Distribution - Tier 2 - 3QU CoRE ¦ 1QU LoRE | Seismic - Red Flag Warning - Catastrophic Fires | 2023 | Financial | 13939.561 | 500.9897 | 2023 | Control | 0.053 | 3 | 0 | esc | 0 | 0 | 0.055966 | 780.1444 | 0.055966 | 780.1444 | 0.055966 | 780.1444
[79 empty] | WLDFR | HFTD - Distribution - Tier 3 - 1QU CoRE ¦ 1QU LoRE | Red Flag Warning - Destructive Fires | 2023 | 0 | 0 | 0 | 0 | 9129.7461 | 233.2301 | 8896.516 | 0 | 0 | 533.5273 | 533.5273 | 533.5273 | 4.2101e-05 |  | 0 | 0 | 0 | 0 | 0.022462 | 0.022462 | 0 | 0.022462 | 0.022462 | 0 | 0.022462 | 0.022462 | [40 empty] | All EPR in 2020WLDFRSafety | WLDFR | HFTD - Distribution - Tier 2 - 3QU CoRE ¦ 1QU LoRE | Seismic - Red Flag Warning - Catastrophic Fires | 2023 | Safety | 7467.8148 | 500.9897 | 2023 | Control | 0.053 | 3 | 0 | esc | 0 | 0 | 0.055966 | 417.9453 | 0.055966 | 417.9453 | 0.055966 | 417.9453
[79 empty] | WLDFR | HFTD - Distribution - Tier 3 - 1QU CoRE ¦ 1QU LoRE | Red Flag Warning - Destructive Fires | 2024 | 0 | 0 | 0 | 0 | 9129.7461 | 233.2301 | 8896.516 | 0 | 0 | 0 | 533.5273 | 533.5273 | 4.2101e-05 |  | 0 | 0 | 0 | 0 | 0 | 0 | 0 | 0.022462 | 0.022462 | 0 | 0.022462 | 0.022462 | [40 empty] | All EPR in 2020WLDFRElectric Reliability | WLDFR | HFTD - Distribution - Tier 2 - 3QU CoRE ¦ 1QU LoRE | Seismic - Red Flag Warning - Catastrophic Fires | 2024 | Electric Reliability | 428.6023 | 500.9897 | 2024 | Control | 0.1325 | 3 | 0 | esc | 0 | 0 | 0 | 0 | 0.15274 | 65.4638 | 0.15274 | 65.4638
[79 empty] | WLDFR | HFTD - Distribution - Tier 3 - 1QU CoRE ¦ 1QU LoRE | Red Flag Warning - Destructive Fires | 2025 | 0 | 0 | 0 | 0 | 9129.7461 | 233.2301 | 8896.516 | 0 | 0 | 0 | 0 | 533.5273 | 4.2101e-05 |  | 0 | 0 | 0 | 0 | 0 | 0 | 0 | 0 | 0 | 0 | 0.022462 | 0.022462 | [40 empty] | All EPR in 2020WLDFRFinancial | WLDFR | HFTD - Distribution - Tier 2 - 3QU CoRE ¦ 1QU LoRE | Seismic - Red Flag Warning - Catastrophic Fires | 2024 | Financial | 13939.561 | 500.9897 | 2024 | Control | 0.053 | 3 | 0 | esc | 0 | 0 | 0 | 0 | 0.055966 | 780.1444 | 0.055966 | 780.1444
[79 empty] | WLDFR | HFTD - Distribution - Tier 3 - 1QU CoRE ¦ 1QU LoRE | Red Flag Warning - Large Fires | 2020 | 0 | 0 | 0 | 0 | 5.2406 | 0.69642 | 2.942 | 1.6022 | 0.36069 | 0 | 0 | 0 | 0.00015365 |  | 0 | 5.5418e-05 | 5.5418e-05 | 0 | 0 | 0 | 0 | 0 | 0 | 0 | 0 | 0 | [40 empty] | All EPR in 2020WLDFRSafety | WLDFR | HFTD - Distribution - Tier 2 - 3QU CoRE ¦ 1QU LoRE | Seismic - Red Flag Warning - Catastrophic Fires | 2024 | Safety | 7467.8148 | 500.9897 | 2024 | Control | 0.053 | 3 | 0 | esc | 0 | 0 | 0 | 0 | 0.055966 | 417.9453 | 0.055966 | 417.9453
[79 empty] | WLDFR | HFTD - Distribution - Tier 3 - 1QU CoRE ¦ 1QU LoRE | Red Flag Warning - Large Fires | 2021 | 0 | 0 | 0 | 0 | 5.2406 | 0.69642 | 2.942 | 1.6022 | 0.36069 | 0.36069 | 0 | 0 | 0.00015365 |  | 0 | 5.5418e-05 | 5.5418e-05 | 0 | 5.5418e-05 | 5.5418e-05 | 0 | 0 | 0 | 0 | 0 | 0 | [40 empty] | All EPR in 2020WLDFRElectric Reliability | WLDFR | HFTD - Distribution - Tier 2 - 3QU CoRE ¦ 1QU LoRE | Seismic - Red Flag Warning - Catastrophic Fires | 2025 | Electric Reliability | 428.6023 | 500.9897 | 2025 | Control | 0.1325 | 3 | 0 | esc | 0 | 0 | 0 | 0 | 0 | 0 | 0.15274 | 65.4638
[79 empty] | WLDFR | HFTD - Distribution - Tier 3 - 1QU CoRE ¦ 1QU LoRE | Red Flag Warning - Large Fires | 2022 | 0 | 0 | 0 | 0 | 5.2406 | 0.69642 | 2.942 | 1.6022 | 0.36069 | 0.36069 | 0.36069 | 0 | 0.00015365 |  | 0 | 5.5418e-05 | 5.5418e-05 | 0 | 5.5418e-05 | 5.5418e-05 | 0 | 5.5418e-05 | 5.5418e-05 | 0 | 0 | 0 | [40 empty] | All EPR in 2020WLDFRFinancial | WLDFR | HFTD - Distribution - Tier 2 - 3QU CoRE ¦ 1QU LoRE | Seismic - Red Flag Warning - Catastrophic Fires | 2025 | Financial | 13939.561 | 500.9897 | 2025 | Control | 0.053 | 3 | 0 | esc | 0 | 0 | 0 | 0 | 0 | 0 | 0.055966 | 780.1444
[79 empty] | WLDFR | HFTD - Distribution - Tier 3 - 1QU CoRE ¦ 1QU LoRE | Red Flag Warning - Large Fires | 2023 | 0 | 0 | 0 | 0 | 5.475 | 0.71896 | 3.0715 | 1.6846 | 0 | 0.37599 | 0.37599 | 0.37599 | 0.00015365 |  | 0 | 0 | 0 | 0 | 5.777e-05 | 5.777e-05 | 0 | 5.777e-05 | 5.777e-05 | 0 | 5.777e-05 | 5.777e-05 | [40 empty] | All EPR in 2020WLDFRSafety | WLDFR | HFTD - Distribution - Tier 2 - 3QU CoRE ¦ 1QU LoRE | Seismic - Red Flag Warning - Catastrophic Fires | 2025 | Safety | 7467.8148 | 500.9897 | 2025 | Control | 0.053 | 3 | 0 | esc | 0 | 0 | 0 | 0 | 0 | 0 | 0.055966 | 417.9453
[79 empty] | WLDFR | HFTD - Distribution - Tier 3 - 1QU CoRE ¦ 1QU LoRE | Red Flag Warning - Large Fires | 2024 | 0 | 0 | 0 | 0 | 5.475 | 0.71896 | 3.0715 | 1.6846 | 0 | 0 | 0.37599 | 0.37599 | 0.00015365 |  | 0 | 0 | 0 | 0 | 0 | 0 | 0 | 5.777e-05 | 5.777e-05 | 0 | 5.777e-05 | 5.777e-05 | [40 empty] | All EPR in 2020WLDFRElectric Reliability | WLDFR | HFTD - Distribution - Tier 2 - 3QU CoRE ¦ 2QU LoRE | Non-Red Flag Warning - Catastrophic Fires | 2021 | Electric Reliability | 222.2294 | 714.3308 | 2021 | Control | 0.1325 | 3 | 0 | esc | 0.15274 | 33.9428 | 0.15274 | 33.9428 | 0 | 0 | 0 | 0
[79 empty] | WLDFR | HFTD - Distribution - Tier 3 - 1QU CoRE ¦ 1QU LoRE | Red Flag Warning - Large Fires | 2025 | 0 | 0 | 0 | 0 | 5.475 | 0.71896 | 3.0715 | 1.6846 | 0 | 0 | 0 | 0.37599 | 0.00015365 |  | 0 | 0 | 0 | 0 | 0 | 0 | 0 | 0 | 0 | 0 | 5.777e-05 | 5.777e-05 | [40 empty] | All EPR in 2020WLDFRFinancial | WLDFR | HFTD - Distribution - Tier 2 - 3QU CoRE ¦ 2QU LoRE | Non-Red Flag Warning - Catastrophic Fires | 2021 | Financial | 8585.7228 | 714.3308 | 2021 | Control | 0.053 | 3 | 0 | esc | 0.055966 | 480.5104 | 0.055966 | 480.5104 | 0 | 0 | 0 | 0
[79 empty] | WLDFR | HFTD - Distribution - Tier 3 - 1QU CoRE ¦ 1QU LoRE | Red Flag Warning - Small Fires | 2020 | 0 | 0 | 0 | 0 | 0.077901 | 0.036425 | 0.0015809 | 0.039895 | 0.0078847 | 0 | 0 | 0 | 0.0010411 |  | 0 | 8.2092e-06 | 8.2092e-06 | 0 | 0 | 0 | 0 | 0 | 0 | 0 | 0 | 0 | [40 empty] | All EPR in 2020WLDFRSafety | WLDFR | HFTD - Distribution - Tier 2 - 3QU CoRE ¦ 2QU LoRE | Non-Red Flag Warning - Catastrophic Fires | 2021 | Safety | 5338.1784 | 714.3308 | 2021 | Control | 0.053 | 3 | 0 | esc | 0.055966 | 298.7576 | 0.055966 | 298.7576 | 0 | 0 | 0 | 0
[79 empty] | WLDFR | HFTD - Distribution - Tier 3 - 1QU CoRE ¦ 1QU LoRE | Red Flag Warning - Small Fires | 2021 | 0 | 0 | 0 | 0 | 0.077901 | 0.036425 | 0.0015809 | 0.039895 | 0.0078847 | 0.0078847 | 0 | 0 | 0.0010411 |  | 0 | 8.2092e-06 | 8.2092e-06 | 0 | 8.2092e-06 | 8.2092e-06 | 0 | 0 | 0 | 0 | 0 | 0 | [40 empty] | All EPR in 2020WLDFRElectric Reliability | WLDFR | HFTD - Distribution - Tier 2 - 3QU CoRE ¦ 2QU LoRE | Non-Red Flag Warning - Catastrophic Fires | 2022 | Electric Reliability | 222.2294 | 714.3308 | 2022 | Control | 0.1325 | 3 | 0 | esc | 0.15274 | 33.9428 | 0.15274 | 33.9428 | 0.15274 | 33.9428 | 0 | 0
[79 empty] | WLDFR | HFTD - Distribution - Tier 3 - 1QU CoRE ¦ 1QU LoRE | Red Flag Warning - Small Fires | 2022 | 0 | 0 | 0 | 0 | 0.077901 | 0.036425 | 0.0015809 | 0.039895 | 0.0078847 | 0.0078847 | 0.0078847 | 0 | 0.0010411 |  | 0 | 8.2092e-06 | 8.2092e-06 | 0 | 8.2092e-06 | 8.2092e-06 | 0 | 8.2092e-06 | 8.2092e-06 | 0 | 0 | 0 | [40 empty] | All EPR in 2020WLDFRFinancial | WLDFR | HFTD - Distribution - Tier 2 - 3QU CoRE ¦ 2QU LoRE | Non-Red Flag Warning - Catastrophic Fires | 2022 | Financial | 8585.7228 | 714.3308 | 2022 | Control | 0.053 | 3 | 0 | esc | 0.055966 | 480.5104 | 0.055966 | 480.5104 | 0.055966 | 480.5104 | 0 | 0
[79 empty] | WLDFR | HFTD - Distribution - Tier 3 - 1QU CoRE ¦ 1QU LoRE | Red Flag Warning - Small Fires | 2023 | 0 | 0 | 0 | 0 | 0.080408 | 0.03759 | 0.0016314 | 0.041187 | 0 | 0.0081378 | 0.0081378 | 0.0081378 | 0.0010411 |  | 0 | 0 | 0 | 0 | 8.4727e-06 | 8.4727e-06 | 0 | 8.4727e-06 | 8.4727e-06 | 0 | 8.4727e-06 | 8.4727e-06 | [40 empty] | All EPR in 2020WLDFRSafety | WLDFR | HFTD - Distribution - Tier 2 - 3QU CoRE ¦ 2QU LoRE | Non-Red Flag Warning - Catastrophic Fires | 2022 | Safety | 5338.1784 | 714.3308 | 2022 | Control | 0.053 | 3 | 0 | esc | 0.055966 | 298.7576 | 0.055966 | 298.7576 | 0.055966 | 298.7576 | 0 | 0
[79 empty] | WLDFR | HFTD - Distribution - Tier 3 - 1QU CoRE ¦ 1QU LoRE | Red Flag Warning - Small Fires | 2024 | 0 | 0 | 0 | 0 | 0.080408 | 0.03759 | 0.0016314 | 0.041187 | 0 | 0 | 0.0081378 | 0.0081378 | 0.0010411 |  | 0 | 0 | 0 | 0 | 0 | 0 | 0 | 8.4727e-06 | 8.4727e-06 | 0 | 8.4727e-06 | 8.4727e-06 | [40 empty] | All EPR in 2020WLDFRElectric Reliability | WLDFR | HFTD - Distribution - Tier 2 - 3QU CoRE ¦ 2QU LoRE | Non-Red Flag Warning - Catastrophic Fires | 2023 | Electric Reliability | 233.2301 | 714.3308 | 2023 | Control | 0.1325 | 3 | 0 | esc | 0 | 0 | 0.15274 | 35.623 | 0.15274 | 35.623 | 0.15274 | 35.623
[79 empty] | WLDFR | HFTD - Distribution - Tier 3 - 1QU CoRE ¦ 1QU LoRE | Red Flag Warning - Small Fires | 2025 | 0 | 0 | 0 | 0 | 0.080408 | 0.03759 | 0.0016314 | 0.041187 | 0 | 0 | 0 | 0.0081378 | 0.0010411 |  | 0 | 0 | 0 | 0 | 0 | 0 | 0 | 0 | 0 | 0 | 8.4727e-06 | 8.4727e-06 | [40 empty] | All EPR in 2020WLDFRFinancial | WLDFR | HFTD - Distribution - Tier 2 - 3QU CoRE ¦ 2QU LoRE | Non-Red Flag Warning - Catastrophic Fires | 2023 | Financial | 8896.516 | 714.3308 | 2023 | Control | 0.053 | 3 | 0 | esc | 0 | 0 | 0.055966 | 497.9043 | 0.055966 | 497.9043 | 0.055966 | 497.9043
[79 empty] | WLDFR | HFTD - Distribution - Tier 3 - 1QU CoRE ¦ 1QU LoRE | Seismic - Non-Red Flag Warning - Catastrophic Fires | 2020 | 0 | 0 | 0 | 0 | 21083.8428 | 409.2237 | 13469.0878 | 7205.5313 | 1219.584 | 0 | 0 | 0 | 4.1156e-10 |  | 0 | 5.0193e-07 | 5.0193e-07 | 0 | 0 | 0 | 0 | 0 | 0 | 0 | 0 | 0 | [40 empty] | All EPR in 2020WLDFRSafety | WLDFR | HFTD - Distribution - Tier 2 - 3QU CoRE ¦ 2QU LoRE | Non-Red Flag Warning - Catastrophic Fires | 2023 | Safety | 5534.8915 | 714.3308 | 2023 | Control | 0.053 | 3 | 0 | esc | 0 | 0 | 0.055966 | 309.7669 | 0.055966 | 309.7669 | 0.055966 | 309.7669
[79 empty] | WLDFR | HFTD - Distribution - Tier 3 - 1QU CoRE ¦ 1QU LoRE | Seismic - Non-Red Flag Warning - Catastrophic Fires | 2021 | 0 | 0 | 0 | 0 | 21083.8428 | 409.2237 | 13469.0878 | 7205.5313 | 1219.584 | 1219.584 | 0 | 0 | 4.1156e-10 |  | 0 | 5.0193e-07 | 5.0193e-07 | 0 | 5.0193e-07 | 5.0193e-07 | 0 | 0 | 0 | 0 | 0 | 0 | [40 empty] | All EPR in 2020WLDFRElectric Reliability | WLDFR | HFTD - Distribution - Tier 2 - 3QU CoRE ¦ 2QU LoRE | Non-Red Flag Warning - Catastrophic Fires | 2024 | Electric Reliability | 233.2301 | 714.3308 | 2024 | Control | 0.1325 | 3 | 0 | esc | 0 | 0 | 0 | 0 | 0.15274 | 35.623 | 0.15274 | 35.623
[79 empty] | WLDFR | HFTD - Distribution - Tier 3 - 1QU CoRE ¦ 1QU LoRE | Seismic - Non-Red Flag Warning - Catastrophic Fires | 2022 | 0 | 0 | 0 | 0 | 21083.8428 | 409.2237 | 13469.0878 | 7205.5313 | 1219.584 | 1219.584 | 1219.584 | 0 | 4.1156e-10 |  | 0 | 5.0193e-07 | 5.0193e-07 | 0 | 5.0193e-07 | 5.0193e-07 | 0 | 5.0193e-07 | 5.0193e-07 | 0 | 0 | 0 | [40 empty] | All EPR in 2020WLDFRFinancial | WLDFR | HFTD - Distribution - Tier 2 - 3QU CoRE ¦ 2QU LoRE | Non-Red Flag Warning - Catastrophic Fires | 2024 | Financial | 8896.516 | 714.3308 | 2024 | Control | 0.053 | 3 | 0 | esc | 0 | 0 | 0 | 0 | 0.055966 | 497.9043 | 0.055966 | 497.9043
[79 empty] | WLDFR | HFTD - Distribution - Tier 3 - 1QU CoRE ¦ 1QU LoRE | Seismic - Non-Red Flag Warning - Catastrophic Fires | 2023 | 0 | 0 | 0 | 0 | 21835.9781 | 428.6023 | 13939.561 | 7467.8148 | 0 | 1263.5534 | 1263.5534 | 1263.5534 | 4.1156e-10 |  | 0 | 0 | 0 | 0 | 5.2003e-07 | 5.2003e-07 | 0 | 5.2003e-07 | 5.2003e-07 | 0 | 5.2003e-07 | 5.2003e-07 | [40 empty] | All EPR in 2020WLDFRSafety | WLDFR | HFTD - Distribution - Tier 2 - 3QU CoRE ¦ 2QU LoRE | Non-Red Flag Warning - Catastrophic Fires | 2024 | Safety | 5534.8915 | 714.3308 | 2024 | Control | 0.053 | 3 | 0 | esc | 0 | 0 | 0 | 0 | 0.055966 | 309.7669 | 0.055966 | 309.7669
[79 empty] | WLDFR | HFTD - Distribution - Tier 3 - 1QU CoRE ¦ 1QU LoRE | Seismic - Non-Red Flag Warning - Catastrophic Fires | 2024 | 0 | 0 | 0 | 0 | 21835.9781 | 428.6023 | 13939.561 | 7467.8148 | 0 | 0 | 1263.5534 | 1263.5534 | 4.1156e-10 |  | 0 | 0 | 0 | 0 | 0 | 0 | 0 | 5.2003e-07 | 5.2003e-07 | 0 | 5.2003e-07 | 5.2003e-07 | [40 empty] | All EPR in 2020WLDFRElectric Reliability | WLDFR | HFTD - Distribution - Tier 2 - 3QU CoRE ¦ 2QU LoRE | Non-Red Flag Warning - Catastrophic Fires | 2025 | Electric Reliability | 233.2301 | 714.3308 | 2025 | Control | 0.1325 | 3 | 0 | esc | 0 | 0 | 0 | 0 | 0 | 0 | 0.15274 | 35.623
[79 empty] | WLDFR | HFTD - Distribution - Tier 3 - 1QU CoRE ¦ 1QU LoRE | Seismic - Non-Red Flag Warning - Catastrophic Fires | 2025 | 0 | 0 | 0 | 0 | 21835.9781 | 428.6023 | 13939.561 | 7467.8148 | 0 | 0 | 0 | 1263.5534 | 4.1156e-10 |  | 0 | 0 | 0 | 0 | 0 | 0 | 0 | 0 | 0 | 0 | 5.2003e-07 | 5.2003e-07 | [40 empty] | All EPR in 2020WLDFRFinancial | WLDFR | HFTD - Distribution - Tier 2 - 3QU CoRE ¦ 2QU LoRE | Non-Red Flag Warning - Catastrophic Fires | 2025 | Financial | 8896.516 | 714.3308 | 2025 | Control | 0.053 | 3 | 0 | esc | 0 | 0 | 0 | 0 | 0 | 0 | 0.055966 | 497.9043
[79 empty] | WLDFR | HFTD - Distribution - Tier 3 - 1QU CoRE ¦ 1QU LoRE | Seismic - Red Flag Warning - Catastrophic Fires | 2020 | 0 | 0 | 0 | 0 | 21083.8428 | 409.2237 | 13469.0878 | 7205.5313 | 1219.584 | 0 | 0 | 0 | 1.775e-08 |  | 0 | 2.1648e-05 | 2.1648e-05 | 0 | 0 | 0 | 0 | 0 | 0 | 0 | 0 | 0 | [40 empty] | All EPR in 2020WLDFRSafety | WLDFR | HFTD - Distribution - Tier 2 - 3QU CoRE ¦ 2QU LoRE | Non-Red Flag Warning - Catastrophic Fires | 2025 | Safety | 5534.8915 | 714.3308 | 2025 | Control | 0.053 | 3 | 0 | esc | 0 | 0 | 0 | 0 | 0 | 0 | 0.055966 | 309.7669
[79 empty] | WLDFR | HFTD - Distribution - Tier 3 - 1QU CoRE ¦ 1QU LoRE | Seismic - Red Flag Warning - Catastrophic Fires | 2021 | 0 | 0 | 0 | 0 | 21083.8428 | 409.2237 | 13469.0878 | 7205.5313 | 1219.584 | 1219.584 | 0 | 0 | 1.775e-08 |  | 0 | 2.1648e-05 | 2.1648e-05 | 0 | 2.1648e-05 | 2.1648e-05 | 0 | 0 | 0 | 0 | 0 | 0 | [40 empty] | All EPR in 2020WLDFRElectric Reliability | WLDFR | HFTD - Distribution - Tier 2 - 3QU CoRE ¦ 2QU LoRE | Non-Red Flag Warning - Destructive Fires | 2021 | Electric Reliability | 222.2294 | 714.3308 | 2021 | Control | 0.1325 | 3 | 0 | esc | 0.15274 | 33.9428 | 0.15274 | 33.9428 | 0 | 0 | 0 | 0
[79 empty] | WLDFR | HFTD - Distribution - Tier 3 - 1QU CoRE ¦ 1QU LoRE | Seismic - Red Flag Warning - Catastrophic Fires | 2022 | 0 | 0 | 0 | 0 | 21083.8428 | 409.2237 | 13469.0878 | 7205.5313 | 1219.584 | 1219.584 | 1219.584 | 0 | 1.775e-08 |  | 0 | 2.1648e-05 | 2.1648e-05 | 0 | 2.1648e-05 | 2.1648e-05 | 0 | 2.1648e-05 | 2.1648e-05 | 0 | 0 | 0 | [40 empty] | All EPR in 2020WLDFRFinancial | WLDFR | HFTD - Distribution - Tier 2 - 3QU CoRE ¦ 2QU LoRE | Non-Red Flag Warning - Destructive Fires | 2021 | Financial | 8585.7228 | 714.3308 | 2021 | Control | 0.053 | 3 | 0 | esc | 0.055966 | 480.5104 | 0.055966 | 480.5104 | 0 | 0 | 0 | 0
[79 empty] | WLDFR | HFTD - Distribution - Tier 3 - 1QU CoRE ¦ 1QU LoRE | Seismic - Red Flag Warning - Catastrophic Fires | 2023 | 0 | 0 | 0 | 0 | 21835.9781 | 428.6023 | 13939.561 | 7467.8148 | 0 | 1263.5534 | 1263.5534 | 1263.5534 | 1.775e-08 |  | 0 | 0 | 0 | 0 | 2.2428e-05 | 2.2428e-05 | 0 | 2.2428e-05 | 2.2428e-05 | 0 | 2.2428e-05 | 2.2428e-05 | [40 empty] | All EPR in 2020WLDFRElectric Reliability | WLDFR | HFTD - Distribution - Tier 2 - 3QU CoRE ¦ 2QU LoRE | Non-Red Flag Warning - Destructive Fires | 2022 | Electric Reliability | 222.2294 | 714.3308 | 2022 | Control | 0.1325 | 3 | 0 | esc | 0.15274 | 33.9428 | 0.15274 | 33.9428 | 0.15274 | 33.9428 | 0 | 0
[79 empty] | WLDFR | HFTD - Distribution - Tier 3 - 1QU CoRE ¦ 1QU LoRE | Seismic - Red Flag Warning - Catastrophic Fires | 2024 | 0 | 0 | 0 | 0 | 21835.9781 | 428.6023 | 13939.561 | 7467.8148 | 0 | 0 | 1263.5534 | 1263.5534 | 1.775e-08 |  | 0 | 0 | 0 | 0 | 0 | 0 | 0 | 2.2428e-05 | 2.2428e-05 | 0 | 2.2428e-05 | 2.2428e-05 | [40 empty] | All EPR in 2020WLDFRFinancial | WLDFR | HFTD - Distribution - Tier 2 - 3QU CoRE ¦ 2QU LoRE | Non-Red Flag Warning - Destructive Fires | 2022 | Financial | 8585.7228 | 714.3308 | 2022 | Control | 0.053 | 3 | 0 | esc | 0.055966 | 480.5104 | 0.055966 | 480.5104 | 0.055966 | 480.5104 | 0 | 0
[79 empty] | WLDFR | HFTD - Distribution - Tier 3 - 1QU CoRE ¦ 1QU LoRE | Seismic - Red Flag Warning - Catastrophic Fires | 2025 | 0 | 0 | 0 | 0 | 21835.9781 | 428.6023 | 13939.561 | 7467.8148 | 0 | 0 | 0 | 1263.5534 | 1.775e-08 |  | 0 | 0 | 0 | 0 | 0 | 0 | 0 | 0 | 0 | 0 | 2.2428e-05 | 2.2428e-05 | [40 empty] | All EPR in 2020WLDFRElectric Reliability | WLDFR | HFTD - Distribution - Tier 2 - 3QU CoRE ¦ 2QU LoRE | Non-Red Flag Warning - Destructive Fires | 2023 | Electric Reliability | 233.2301 | 714.3308 | 2023 | Control | 0.1325 | 3 | 0 | esc | 0 | 0 | 0.15274 | 35.623 | 0.15274 | 35.623 | 0.15274 | 35.623
[79 empty] | WLDFR | HFTD - Distribution - Tier 3 - 1QU CoRE ¦ 2QU LoRE | Non-Red Flag Warning - Catastrophic Fires | 2020 | 0 | 0 | 0 | 0 | 14146.1306 | 222.2294 | 8585.7228 | 5338.1784 | 813.2108 | 0 | 0 | 0 | 7.6707e-06 |  | 0 | 0.0062379 | 0.0062379 | 0 | 0 | 0 | 0 | 0 | 0 | 0 | 0 | 0 | [40 empty] | All EPR in 2020WLDFRFinancial | WLDFR | HFTD - Distribution - Tier 2 - 3QU CoRE ¦ 2QU LoRE | Non-Red Flag Warning - Destructive Fires | 2023 | Financial | 8896.516 | 714.3308 | 2023 | Control | 0.053 | 3 | 0 | esc | 0 | 0 | 0.055966 | 497.9043 | 0.055966 | 497.9043 | 0.055966 | 497.9043
[79 empty] | WLDFR | HFTD - Distribution - Tier 3 - 1QU CoRE ¦ 2QU LoRE | Non-Red Flag Warning - Catastrophic Fires | 2021 | 0 | 0 | 0 | 0 | 14146.1306 | 222.2294 | 8585.7228 | 5338.1784 | 813.2108 | 813.2108 | 0 | 0 | 7.6707e-06 |  | 0 | 0.0062379 | 0.0062379 | 0 | 0.0062379 | 0.0062379 | 0 | 0 | 0 | 0 | 0 | 0 | [40 empty] | All EPR in 2020WLDFRElectric Reliability | WLDFR | HFTD - Distribution - Tier 2 - 3QU CoRE ¦ 2QU LoRE | Non-Red Flag Warning - Destructive Fires | 2024 | Electric Reliability | 233.2301 | 714.3308 | 2024 | Control | 0.1325 | 3 | 0 | esc | 0 | 0 | 0 | 0 | 0.15274 | 35.623 | 0.15274 | 35.623
[79 empty] | WLDFR | HFTD - Distribution - Tier 3 - 1QU CoRE ¦ 2QU LoRE | Non-Red Flag Warning - Catastrophic Fires | 2022 | 0 | 0 | 0 | 0 | 14146.1306 | 222.2294 | 8585.7228 | 5338.1784 | 813.2108 | 813.2108 | 813.2108 | 0 | 7.6707e-06 |  | 0 | 0.0062379 | 0.0062379 | 0 | 0.0062379 | 0.0062379 | 0 | 0.0062379 | 0.0062379 | 0 | 0 | 0 | [40 empty] | All EPR in 2020WLDFRFinancial | WLDFR | HFTD - Distribution - Tier 2 - 3QU CoRE ¦ 2QU LoRE | Non-Red Flag Warning - Destructive Fires | 2024 | Financial | 8896.516 | 714.3308 | 2024 | Control | 0.053 | 3 | 0 | esc | 0 | 0 | 0 | 0 | 0.055966 | 497.9043 | 0.055966 | 497.9043
[79 empty] | WLDFR | HFTD - Distribution - Tier 3 - 1QU CoRE ¦ 2QU LoRE | Non-Red Flag Warning - Catastrophic Fires | 2023 | 0 | 0 | 0 | 0 | 14664.6376 | 233.2301 | 8896.516 | 5534.8915 | 0 | 843.2942 | 843.2942 | 843.2942 | 7.6707e-06 |  | 0 | 0 | 0 | 0 | 0.0064686 | 0.0064686 | 0 | 0.0064686 | 0.0064686 | 0 | 0.0064686 | 0.0064686 | [40 empty] | All EPR in 2020WLDFRElectric Reliability | WLDFR | HFTD - Distribution - Tier 2 - 3QU CoRE ¦ 2QU LoRE | Non-Red Flag Warning - Destructive Fires | 2025 | Electric Reliability | 233.2301 | 714.3308 | 2025 | Control | 0.1325 | 3 | 0 | esc | 0 | 0 | 0 | 0 | 0 | 0 | 0.15274 | 35.623
[79 empty] | WLDFR | HFTD - Distribution - Tier 3 - 1QU CoRE ¦ 2QU LoRE | Non-Red Flag Warning - Catastrophic Fires | 2024 | 0 | 0 | 0 | 0 | 14664.6376 | 233.2301 | 8896.516 | 5534.8915 | 0 | 0 | 843.2942 | 843.2942 | 7.6707e-06 |  | 0 | 0 | 0 | 0 | 0 | 0 | 0 | 0.0064686 | 0.0064686 | 0 | 0.0064686 | 0.0064686 | [40 empty] | All EPR in 2020WLDFRFinancial | WLDFR | HFTD - Distribution - Tier 2 - 3QU CoRE ¦ 2QU LoRE | Non-Red Flag Warning - Destructive Fires | 2025 | Financial | 8896.516 | 714.3308 | 2025 | Control | 0.053 | 3 | 0 | esc | 0 | 0 | 0 | 0 | 0 | 0 | 0.055966 | 497.9043
[79 empty] | WLDFR | HFTD - Distribution - Tier 3 - 1QU CoRE ¦ 2QU LoRE | Non-Red Flag Warning - Catastrophic Fires | 2025 | 0 | 0 | 0 | 0 | 14664.6376 | 233.2301 | 8896.516 | 5534.8915 | 0 | 0 | 0 | 843.2942 | 7.6707e-06 |  | 0 | 0 | 0 | 0 | 0 | 0 | 0 | 0 | 0 | 0 | 0.0064686 | 0.0064686 | [40 empty] | All EPR in 2020WLDFRElectric Reliability | WLDFR | HFTD - Distribution - Tier 2 - 3QU CoRE ¦ 2QU LoRE | Non-Red Flag Warning - Large Fires | 2021 | Electric Reliability | 0.69642 | 714.3308 | 2021 | Control | 0.1325 | 3 | 0 | esc | 0.15274 | 0.10637 | 0.15274 | 0.10637 | 0 | 0 | 0 | 0
[79 empty] | WLDFR | HFTD - Distribution - Tier 3 - 1QU CoRE ¦ 2QU LoRE | Non-Red Flag Warning - Destructive Fires | 2020 | 0 | 0 | 0 | 0 | 8807.9522 | 222.2294 | 8585.7228 | 0 | 514.4532 | 0 | 0 | 0 | 8.5567e-06 |  | 0 | 0.004402 | 0.004402 | 0 | 0 | 0 | 0 | 0 | 0 | 0 | 0 | 0 | [40 empty] | All EPR in 2020WLDFRFinancial | WLDFR | HFTD - Distribution - Tier 2 - 3QU CoRE ¦ 2QU LoRE | Non-Red Flag Warning - Large Fires | 2021 | Financial | 2.942 | 714.3308 | 2021 | Control | 0.053 | 3 | 0 | esc | 0.055966 | 0.16465 | 0.055966 | 0.16465 | 0 | 0 | 0 | 0
[79 empty] | WLDFR | HFTD - Distribution - Tier 3 - 1QU CoRE ¦ 2QU LoRE | Non-Red Flag Warning - Destructive Fires | 2021 | 0 | 0 | 0 | 0 | 8807.9522 | 222.2294 | 8585.7228 | 0 | 514.4532 | 514.4532 | 0 | 0 | 8.5567e-06 |  | 0 | 0.004402 | 0.004402 | 0 | 0.004402 | 0.004402 | 0 | 0 | 0 | 0 | 0 | 0 | [40 empty] | All EPR in 2020WLDFRSafety | WLDFR | HFTD - Distribution - Tier 2 - 3QU CoRE ¦ 2QU LoRE | Non-Red Flag Warning - Large Fires | 2021 | Safety | 1.6022 | 714.3308 | 2021 | Control | 0.053 | 3 | 0 | esc | 0.055966 | 0.089668 | 0.055966 | 0.089668 | 0 | 0 | 0 | 0
[79 empty] | WLDFR | HFTD - Distribution - Tier 3 - 1QU CoRE ¦ 2QU LoRE | Non-Red Flag Warning - Destructive Fires | 2022 | 0 | 0 | 0 | 0 | 8807.9522 | 222.2294 | 8585.7228 | 0 | 514.4532 | 514.4532 | 514.4532 | 0 | 8.5567e-06 |  | 0 | 0.004402 | 0.004402 | 0 | 0.004402 | 0.004402 | 0 | 0.004402 | 0.004402 | 0 | 0 | 0 | [40 empty] | All EPR in 2020WLDFRElectric Reliability | WLDFR | HFTD - Distribution - Tier 2 - 3QU CoRE ¦ 2QU LoRE | Non-Red Flag Warning - Large Fires | 2022 | Electric Reliability | 0.69642 | 714.3308 | 2022 | Control | 0.1325 | 3 | 0 | esc | 0.15274 | 0.10637 | 0.15274 | 0.10637 | 0.15274 | 0.10637 | 0 | 0
[79 empty] | WLDFR | HFTD - Distribution - Tier 3 - 1QU CoRE ¦ 2QU LoRE | Non-Red Flag Warning - Destructive Fires | 2023 | 0 | 0 | 0 | 0 | 9129.7461 | 233.2301 | 8896.516 | 0 | 0 | 533.5273 | 533.5273 | 533.5273 | 8.5567e-06 |  | 0 | 0 | 0 | 0 | 0.0045652 | 0.0045652 | 0 | 0.0045652 | 0.0045652 | 0 | 0.0045652 | 0.0045652 | [40 empty] | All EPR in 2020WLDFRFinancial | WLDFR | HFTD - Distribution - Tier 2 - 3QU CoRE ¦ 2QU LoRE | Non-Red Flag Warning - Large Fires | 2022 | Financial | 2.942 | 714.3308 | 2022 | Control | 0.053 | 3 | 0 | esc | 0.055966 | 0.16465 | 0.055966 | 0.16465 | 0.055966 | 0.16465 | 0 | 0
[79 empty] | WLDFR | HFTD - Distribution - Tier 3 - 1QU CoRE ¦ 2QU LoRE | Non-Red Flag Warning - Destructive Fires | 2024 | 0 | 0 | 0 | 0 | 9129.7461 | 233.2301 | 8896.516 | 0 | 0 | 0 | 533.5273 | 533.5273 | 8.5567e-06 |  | 0 | 0 | 0 | 0 | 0 | 0 | 0 | 0.0045652 | 0.0045652 | 0 | 0.0045652 | 0.0045652 | [40 empty] | All EPR in 2020WLDFRSafety | WLDFR | HFTD - Distribution - Tier 2 - 3QU CoRE ¦ 2QU LoRE | Non-Red Flag Warning - Large Fires | 2022 | Safety | 1.6022 | 714.3308 | 2022 | Control | 0.053 | 3 | 0 | esc | 0.055966 | 0.089668 | 0.055966 | 0.089668 | 0.055966 | 0.089668 | 0 | 0
[79 empty] | WLDFR | HFTD - Distribution - Tier 3 - 1QU CoRE ¦ 2QU LoRE | Non-Red Flag Warning - Destructive Fires | 2025 | 0 | 0 | 0 | 0 | 9129.7461 | 233.2301 | 8896.516 | 0 | 0 | 0 | 0 | 533.5273 | 8.5567e-06 |  | 0 | 0 | 0 | 0 | 0 | 0 | 0 | 0 | 0 | 0 | 0.0045652 | 0.0045652 | [40 empty] | All EPR in 2020WLDFRElectric Reliability | WLDFR | HFTD - Distribution - Tier 2 - 3QU CoRE ¦ 2QU LoRE | Non-Red Flag Warning - Large Fires | 2023 | Electric Reliability | 0.71896 | 714.3308 | 2023 | Control | 0.1325 | 3 | 0 | esc | 0 | 0 | 0.15274 | 0.10981 | 0.15274 | 0.10981 | 0.15274 | 0.10981
[79 empty] | WLDFR | HFTD - Distribution - Tier 3 - 1QU CoRE ¦ 2QU LoRE | Non-Red Flag Warning - Large Fires | 2020 | 0 | 0 | 0 | 0 | 5.2406 | 0.69642 | 2.942 | 1.6022 | 0.36069 | 0 | 0 | 0 | 5.7819e-05 |  | 0 | 2.0854e-05 | 2.0854e-05 | 0 | 0 | 0 | 0 | 0 | 0 | 0 | 0 | 0 | [40 empty] | All EPR in 2020WLDFRFinancial | WLDFR | HFTD - Distribution - Tier 2 - 3QU CoRE ¦ 2QU LoRE | Non-Red Flag Warning - Large Fires | 2023 | Financial | 3.0715 | 714.3308 | 2023 | Control | 0.053 | 3 | 0 | esc | 0 | 0 | 0.055966 | 0.1719 | 0.055966 | 0.1719 | 0.055966 | 0.1719
[79 empty] | WLDFR | HFTD - Distribution - Tier 3 - 1QU CoRE ¦ 2QU LoRE | Non-Red Flag Warning - Large Fires | 2021 | 0 | 0 | 0 | 0 | 5.2406 | 0.69642 | 2.942 | 1.6022 | 0.36069 | 0.36069 | 0 | 0 | 5.7819e-05 |  | 0 | 2.0854e-05 | 2.0854e-05 | 0 | 2.0854e-05 | 2.0854e-05 | 0 | 0 | 0 | 0 | 0 | 0 | [40 empty] | All EPR in 2020WLDFRSafety | WLDFR | HFTD - Distribution - Tier 2 - 3QU CoRE ¦ 2QU LoRE | Non-Red Flag Warning - Large Fires | 2023 | Safety | 1.6846 | 714.3308 | 2023 | Control | 0.053 | 3 | 0 | esc | 0 | 0 | 0.055966 | 0.094279 | 0.055966 | 0.094279 | 0.055966 | 0.094279
[79 empty] | WLDFR | HFTD - Distribution - Tier 3 - 1QU CoRE ¦ 2QU LoRE | Non-Red Flag Warning - Large Fires | 2022 | 0 | 0 | 0 | 0 | 5.2406 | 0.69642 | 2.942 | 1.6022 | 0.36069 | 0.36069 | 0.36069 | 0 | 5.7819e-05 |  | 0 | 2.0854e-05 | 2.0854e-05 | 0 | 2.0854e-05 | 2.0854e-05 | 0 | 2.0854e-05 | 2.0854e-05 | 0 | 0 | 0 | [40 empty] | All EPR in 2020WLDFRElectric Reliability | WLDFR | HFTD - Distribution - Tier 2 - 3QU CoRE ¦ 2QU LoRE | Non-Red Flag Warning - Large Fires | 2024 | Electric Reliability | 0.71896 | 714.3308 | 2024 | Control | 0.1325 | 3 | 0 | esc | 0 | 0 | 0 | 0 | 0.15274 | 0.10981 | 0.15274 | 0.10981
[79 empty] | WLDFR | HFTD - Distribution - Tier 3 - 1QU CoRE ¦ 2QU LoRE | Non-Red Flag Warning - Large Fires | 2023 | 0 | 0 | 0 | 0 | 5.475 | 0.71896 | 3.0715 | 1.6846 | 0 | 0.37599 | 0.37599 | 0.37599 | 5.7819e-05 |  | 0 | 0 | 0 | 0 | 2.1739e-05 | 2.1739e-05 | 0 | 2.1739e-05 | 2.1739e-05 | 0 | 2.1739e-05 | 2.1739e-05 | [40 empty] | All EPR in 2020WLDFRFinancial | WLDFR | HFTD - Distribution - Tier 2 - 3QU CoRE ¦ 2QU LoRE | Non-Red Flag Warning - Large Fires | 2024 | Financial | 3.0715 | 714.3308 | 2024 | Control | 0.053 | 3 | 0 | esc | 0 | 0 | 0 | 0 | 0.055966 | 0.1719 | 0.055966 | 0.1719
[79 empty] | WLDFR | HFTD - Distribution - Tier 3 - 1QU CoRE ¦ 2QU LoRE | Non-Red Flag Warning - Large Fires | 2024 | 0 | 0 | 0 | 0 | 5.475 | 0.71896 | 3.0715 | 1.6846 | 0 | 0 | 0.37599 | 0.37599 | 5.7819e-05 |  | 0 | 0 | 0 | 0 | 0 | 0 | 0 | 2.1739e-05 | 2.1739e-05 | 0 | 2.1739e-05 | 2.1739e-05 | [40 empty] | All EPR in 2020WLDFRSafety | WLDFR | HFTD - Distribution - Tier 2 - 3QU CoRE ¦ 2QU LoRE | Non-Red Flag Warning - Large Fires | 2024 | Safety | 1.6846 | 714.3308 | 2024 | Control | 0.053 | 3 | 0 | esc | 0 | 0 | 0 | 0 | 0.055966 | 0.094279 | 0.055966 | 0.094279
[79 empty] | WLDFR | HFTD - Distribution - Tier 3 - 1QU CoRE ¦ 2QU LoRE | Non-Red Flag Warning - Large Fires | 2025 | 0 | 0 | 0 | 0 | 5.475 | 0.71896 | 3.0715 | 1.6846 | 0 | 0 | 0 | 0.37599 | 5.7819e-05 |  | 0 | 0 | 0 | 0 | 0 | 0 | 0 | 0 | 0 | 0 | 2.1739e-05 | 2.1739e-05 | [40 empty] | All EPR in 2020WLDFRElectric Reliability | WLDFR | HFTD - Distribution - Tier 2 - 3QU CoRE ¦ 2QU LoRE | Non-Red Flag Warning - Large Fires | 2025 | Electric Reliability | 0.71896 | 714.3308 | 2025 | Control | 0.1325 | 3 | 0 | esc | 0 | 0 | 0 | 0 | 0 | 0 | 0.15274 | 0.10981
[79 empty] | WLDFR | HFTD - Distribution - Tier 3 - 1QU CoRE ¦ 2QU LoRE | Non-Red Flag Warning - Small Fires | 2020 | 0 | 0 | 0 | 0 | 0.077901 | 0.036425 | 0.0015809 | 0.039895 | 0.0078847 | 0 | 0 | 0 | 0.0055929 |  | 0 | 4.4098e-05 | 4.4098e-05 | 0 | 0 | 0 | 0 | 0 | 0 | 0 | 0 | 0 | [40 empty] | All EPR in 2020WLDFRFinancial | WLDFR | HFTD - Distribution - Tier 2 - 3QU CoRE ¦ 2QU LoRE | Non-Red Flag Warning - Large Fires | 2025 | Financial | 3.0715 | 714.3308 | 2025 | Control | 0.053 | 3 | 0 | esc | 0 | 0 | 0 | 0 | 0 | 0 | 0.055966 | 0.1719
[79 empty] | WLDFR | HFTD - Distribution - Tier 3 - 1QU CoRE ¦ 2QU LoRE | Non-Red Flag Warning - Small Fires | 2021 | 0 | 0 | 0 | 0 | 0.077901 | 0.036425 | 0.0015809 | 0.039895 | 0.0078847 | 0.0078847 | 0 | 0 | 0.0055929 |  | 0 | 4.4098e-05 | 4.4098e-05 | 0 | 4.4098e-05 | 4.4098e-05 | 0 | 0 | 0 | 0 | 0 | 0 | [40 empty] | All EPR in 2020WLDFRSafety | WLDFR | HFTD - Distribution - Tier 2 - 3QU CoRE ¦ 2QU LoRE | Non-Red Flag Warning - Large Fires | 2025 | Safety | 1.6846 | 714.3308 | 2025 | Control | 0.053 | 3 | 0 | esc | 0 | 0 | 0 | 0 | 0 | 0 | 0.055966 | 0.094279
[79 empty] | WLDFR | HFTD - Distribution - Tier 3 - 1QU CoRE ¦ 2QU LoRE | Non-Red Flag Warning - Small Fires | 2022 | 0 | 0 | 0 | 0 | 0.077901 | 0.036425 | 0.0015809 | 0.039895 | 0.0078847 | 0.0078847 | 0.0078847 | 0 | 0.0055929 |  | 0 | 4.4098e-05 | 4.4098e-05 | 0 | 4.4098e-05 | 4.4098e-05 | 0 | 4.4098e-05 | 4.4098e-05 | 0 | 0 | 0 | [40 empty] | All EPR in 2020WLDFRElectric Reliability | WLDFR | HFTD - Distribution - Tier 2 - 3QU CoRE ¦ 2QU LoRE | Non-Red Flag Warning - Small Fires | 2021 | Electric Reliability | 0.036425 | 714.3308 | 2021 | Control | 0.1325 | 3 | 0 | esc | 0.15274 | 0.0055635 | 0.15274 | 0.0055635 | 0 | 0 | 0 | 0
[79 empty] | WLDFR | HFTD - Distribution - Tier 3 - 1QU CoRE ¦ 2QU LoRE | Non-Red Flag Warning - Small Fires | 2023 | 0 | 0 | 0 | 0 | 0.080408 | 0.03759 | 0.0016314 | 0.041187 | 0 | 0.0081378 | 0.0081378 | 0.0081378 | 0.0055929 |  | 0 | 0 | 0 | 0 | 4.5514e-05 | 4.5514e-05 | 0 | 4.5514e-05 | 4.5514e-05 | 0 | 4.5514e-05 | 4.5514e-05 | [40 empty] | All EPR in 2020WLDFRFinancial | WLDFR | HFTD - Distribution - Tier 2 - 3QU CoRE ¦ 2QU LoRE | Non-Red Flag Warning - Small Fires | 2021 | Financial | 0.0015809 | 714.3308 | 2021 | Control | 0.053 | 3 | 0 | esc | 0.055966 | 8.8475e-05 | 0.055966 | 8.8475e-05 | 0 | 0 | 0 | 0
[79 empty] | WLDFR | HFTD - Distribution - Tier 3 - 1QU CoRE ¦ 2QU LoRE | Non-Red Flag Warning - Small Fires | 2024 | 0 | 0 | 0 | 0 | 0.080408 | 0.03759 | 0.0016314 | 0.041187 | 0 | 0 | 0.0081378 | 0.0081378 | 0.0055929 |  | 0 | 0 | 0 | 0 | 0 | 0 | 0 | 4.5514e-05 | 4.5514e-05 | 0 | 4.5514e-05 | 4.5514e-05 | [40 empty] | All EPR in 2020WLDFRSafety | WLDFR | HFTD - Distribution - Tier 2 - 3QU CoRE ¦ 2QU LoRE | Non-Red Flag Warning - Small Fires | 2021 | Safety | 0.039895 | 714.3308 | 2021 | Control | 0.053 | 3 | 0 | esc | 0.055966 | 0.0022328 | 0.055966 | 0.0022328 | 0 | 0 | 0 | 0
[79 empty] | WLDFR | HFTD - Distribution - Tier 3 - 1QU CoRE ¦ 2QU LoRE | Non-Red Flag Warning - Small Fires | 2025 | 0 | 0 | 0 | 0 | 0.080408 | 0.03759 | 0.0016314 | 0.041187 | 0 | 0 | 0 | 0.0081378 | 0.0055929 |  | 0 | 0 | 0 | 0 | 0 | 0 | 0 | 0 | 0 | 0 | 4.5514e-05 | 4.5514e-05 | [40 empty] | All EPR in 2020WLDFRElectric Reliability | WLDFR | HFTD - Distribution - Tier 2 - 3QU CoRE ¦ 2QU LoRE | Non-Red Flag Warning - Small Fires | 2022 | Electric Reliability | 0.036425 | 714.3308 | 2022 | Control | 0.1325 | 3 | 0 | esc | 0.15274 | 0.0055635 | 0.15274 | 0.0055635 | 0.15274 | 0.0055635 | 0 | 0
[79 empty] | WLDFR | HFTD - Distribution - Tier 3 - 1QU CoRE ¦ 2QU LoRE | Red Flag Warning - Catastrophic Fires | 2020 | 0 | 0 | 0 | 0 | 14146.1306 | 222.2294 | 8585.7228 | 5338.1784 | 813.2108 | 0 | 0 | 0 | 0.00019065 |  | 0 | 0.15504 | 0.15504 | 0 | 0 | 0 | 0 | 0 | 0 | 0 | 0 | 0 | [40 empty] | All EPR in 2020WLDFRFinancial | WLDFR | HFTD - Distribution - Tier 2 - 3QU CoRE ¦ 2QU LoRE | Non-Red Flag Warning - Small Fires | 2022 | Financial | 0.0015809 | 714.3308 | 2022 | Control | 0.053 | 3 | 0 | esc | 0.055966 | 8.8475e-05 | 0.055966 | 8.8475e-05 | 0.055966 | 8.8475e-05 | 0 | 0
[79 empty] | WLDFR | HFTD - Distribution - Tier 3 - 1QU CoRE ¦ 2QU LoRE | Red Flag Warning - Catastrophic Fires | 2021 | 0 | 0 | 0 | 0 | 14146.1306 | 222.2294 | 8585.7228 | 5338.1784 | 813.2108 | 813.2108 | 0 | 0 | 0.00019065 |  | 0 | 0.15504 | 0.15504 | 0 | 0.15504 | 0.15504 | 0 | 0 | 0 | 0 | 0 | 0 | [40 empty] | All EPR in 2020WLDFRSafety | WLDFR | HFTD - Distribution - Tier 2 - 3QU CoRE ¦ 2QU LoRE | Non-Red Flag Warning - Small Fires | 2022 | Safety | 0.039895 | 714.3308 | 2022 | Control | 0.053 | 3 | 0 | esc | 0.055966 | 0.0022328 | 0.055966 | 0.0022328 | 0.055966 | 0.0022328 | 0 | 0
[79 empty] | WLDFR | HFTD - Distribution - Tier 3 - 1QU CoRE ¦ 2QU LoRE | Red Flag Warning - Catastrophic Fires | 2022 | 0 | 0 | 0 | 0 | 14146.1306 | 222.2294 | 8585.7228 | 5338.1784 | 813.2108 | 813.2108 | 813.2108 | 0 | 0.00019065 |  | 0 | 0.15504 | 0.15504 | 0 | 0.15504 | 0.15504 | 0 | 0.15504 | 0.15504 | 0 | 0 | 0 | [40 empty] | All EPR in 2020WLDFRElectric Reliability | WLDFR | HFTD - Distribution - Tier 2 - 3QU CoRE ¦ 2QU LoRE | Non-Red Flag Warning - Small Fires | 2023 | Electric Reliability | 0.03759 | 714.3308 | 2023 | Control | 0.1325 | 3 | 0 | esc | 0 | 0 | 0.15274 | 0.0057414 | 0.15274 | 0.0057414 | 0.15274 | 0.0057414
[79 empty] | WLDFR | HFTD - Distribution - Tier 3 - 1QU CoRE ¦ 2QU LoRE | Red Flag Warning - Catastrophic Fires | 2023 | 0 | 0 | 0 | 0 | 14664.6376 | 233.2301 | 8896.516 | 5534.8915 | 0 | 843.2942 | 843.2942 | 843.2942 | 0.00019065 |  | 0 | 0 | 0 | 0 | 0.16078 | 0.16078 | 0 | 0.16078 | 0.16078 | 0 | 0.16078 | 0.16078 | [40 empty] | All EPR in 2020WLDFRFinancial | WLDFR | HFTD - Distribution - Tier 2 - 3QU CoRE ¦ 2QU LoRE | Non-Red Flag Warning - Small Fires | 2023 | Financial | 0.0016314 | 714.3308 | 2023 | Control | 0.053 | 3 | 0 | esc | 0 | 0 | 0.055966 | 9.1305e-05 | 0.055966 | 9.1305e-05 | 0.055966 | 9.1305e-05
[79 empty] | WLDFR | HFTD - Distribution - Tier 3 - 1QU CoRE ¦ 2QU LoRE | Red Flag Warning - Catastrophic Fires | 2024 | 0 | 0 | 0 | 0 | 14664.6376 | 233.2301 | 8896.516 | 5534.8915 | 0 | 0 | 843.2942 | 843.2942 | 0.00019065 |  | 0 | 0 | 0 | 0 | 0 | 0 | 0 | 0.16078 | 0.16078 | 0 | 0.16078 | 0.16078 | [40 empty] | All EPR in 2020WLDFRSafety | WLDFR | HFTD - Distribution - Tier 2 - 3QU CoRE ¦ 2QU LoRE | Non-Red Flag Warning - Small Fires | 2023 | Safety | 0.041187 | 714.3308 | 2023 | Control | 0.053 | 3 | 0 | esc | 0 | 0 | 0.055966 | 0.0023051 | 0.055966 | 0.0023051 | 0.055966 | 0.0023051
[79 empty] | WLDFR | HFTD - Distribution - Tier 3 - 1QU CoRE ¦ 2QU LoRE | Red Flag Warning - Catastrophic Fires | 2025 | 0 | 0 | 0 | 0 | 14664.6376 | 233.2301 | 8896.516 | 5534.8915 | 0 | 0 | 0 | 843.2942 | 0.00019065 |  | 0 | 0 | 0 | 0 | 0 | 0 | 0 | 0 | 0 | 0 | 0.16078 | 0.16078 | [40 empty] | All EPR in 2020WLDFRElectric Reliability | WLDFR | HFTD - Distribution - Tier 2 - 3QU CoRE ¦ 2QU LoRE | Non-Red Flag Warning - Small Fires | 2024 | Electric Reliability | 0.03759 | 714.3308 | 2024 | Control | 0.1325 | 3 | 0 | esc | 0 | 0 | 0 | 0 | 0.15274 | 0.0057414 | 0.15274 | 0.0057414
[79 empty] | WLDFR | HFTD - Distribution - Tier 3 - 1QU CoRE ¦ 2QU LoRE | Red Flag Warning - Destructive Fires | 2020 | 0 | 0 | 0 | 0 | 8807.9522 | 222.2294 | 8585.7228 | 0 | 514.4532 | 0 | 0 | 0 | 2.401e-05 |  | 0 | 0.012352 | 0.012352 | 0 | 0 | 0 | 0 | 0 | 0 | 0 | 0 | 0 | [40 empty] | All EPR in 2020WLDFRFinancial | WLDFR | HFTD - Distribution - Tier 2 - 3QU CoRE ¦ 2QU LoRE | Non-Red Flag Warning - Small Fires | 2024 | Financial | 0.0016314 | 714.3308 | 2024 | Control | 0.053 | 3 | 0 | esc | 0 | 0 | 0 | 0 | 0.055966 | 9.1305e-05 | 0.055966 | 9.1305e-05
[79 empty] | WLDFR | HFTD - Distribution - Tier 3 - 1QU CoRE ¦ 2QU LoRE | Red Flag Warning - Destructive Fires | 2021 | 0 | 0 | 0 | 0 | 8807.9522 | 222.2294 | 8585.7228 | 0 | 514.4532 | 514.4532 | 0 | 0 | 2.401e-05 |  | 0 | 0.012352 | 0.012352 | 0 | 0.012352 | 0.012352 | 0 | 0 | 0 | 0 | 0 | 0 | [40 empty] | All EPR in 2020WLDFRSafety | WLDFR | HFTD - Distribution - Tier 2 - 3QU CoRE ¦ 2QU LoRE | Non-Red Flag Warning - Small Fires | 2024 | Safety | 0.041187 | 714.3308 | 2024 | Control | 0.053 | 3 | 0 | esc | 0 | 0 | 0 | 0 | 0.055966 | 0.0023051 | 0.055966 | 0.0023051
[79 empty] | WLDFR | HFTD - Distribution - Tier 3 - 1QU CoRE ¦ 2QU LoRE | Red Flag Warning - Destructive Fires | 2022 | 0 | 0 | 0 | 0 | 8807.9522 | 222.2294 | 8585.7228 | 0 | 514.4532 | 514.4532 | 514.4532 | 0 | 2.401e-05 |  | 0 | 0.012352 | 0.012352 | 0 | 0.012352 | 0.012352 | 0 | 0.012352 | 0.012352 | 0 | 0 | 0 | [40 empty] | All EPR in 2020WLDFRElectric Reliability | WLDFR | HFTD - Distribution - Tier 2 - 3QU CoRE ¦ 2QU LoRE | Non-Red Flag Warning - Small Fires | 2025 | Electric Reliability | 0.03759 | 714.3308 | 2025 | Control | 0.1325 | 3 | 0 | esc | 0 | 0 | 0 | 0 | 0 | 0 | 0.15274 | 0.0057414
[79 empty] | WLDFR | HFTD - Distribution - Tier 3 - 1QU CoRE ¦ 2QU LoRE | Red Flag Warning - Destructive Fires | 2023 | 0 | 0 | 0 | 0 | 9129.7461 | 233.2301 | 8896.516 | 0 | 0 | 533.5273 | 533.5273 | 533.5273 | 2.401e-05 |  | 0 | 0 | 0 | 0 | 0.01281 | 0.01281 | 0 | 0.01281 | 0.01281 | 0 | 0.01281 | 0.01281 | [40 empty] | All EPR in 2020WLDFRFinancial | WLDFR | HFTD - Distribution - Tier 2 - 3QU CoRE ¦ 2QU LoRE | Non-Red Flag Warning - Small Fires | 2025 | Financial | 0.0016314 | 714.3308 | 2025 | Control | 0.053 | 3 | 0 | esc | 0 | 0 | 0 | 0 | 0 | 0 | 0.055966 | 9.1305e-05
[79 empty] | WLDFR | HFTD - Distribution - Tier 3 - 1QU CoRE ¦ 2QU LoRE | Red Flag Warning - Destructive Fires | 2024 | 0 | 0 | 0 | 0 | 9129.7461 | 233.2301 | 8896.516 | 0 | 0 | 0 | 533.5273 | 533.5273 | 2.401e-05 |  | 0 | 0 | 0 | 0 | 0 | 0 | 0 | 0.01281 | 0.01281 | 0 | 0.01281 | 0.01281 | [40 empty] | All EPR in 2020WLDFRSafety | WLDFR | HFTD - Distribution - Tier 2 - 3QU CoRE ¦ 2QU LoRE | Non-Red Flag Warning - Small Fires | 2025 | Safety | 0.041187 | 714.3308 | 2025 | Control | 0.053 | 3 | 0 | esc | 0 | 0 | 0 | 0 | 0 | 0 | 0.055966 | 0.0023051
[79 empty] | WLDFR | HFTD - Distribution - Tier 3 - 1QU CoRE ¦ 2QU LoRE | Red Flag Warning - Destructive Fires | 2025 | 0 | 0 | 0 | 0 | 9129.7461 | 233.2301 | 8896.516 | 0 | 0 | 0 | 0 | 533.5273 | 2.401e-05 |  | 0 | 0 | 0 | 0 | 0 | 0 | 0 | 0 | 0 | 0 | 0.01281 | 0.01281 | [40 empty] | All EPR in 2020WLDFRElectric Reliability | WLDFR | HFTD - Distribution - Tier 2 - 3QU CoRE ¦ 2QU LoRE | Red Flag Warning - Catastrophic Fires | 2021 | Electric Reliability | 222.2294 | 714.3308 | 2021 | Control | 0.1325 | 3 | 0 | esc | 0.15274 | 33.9428 | 0.15274 | 33.9428 | 0 | 0 | 0 | 0
[79 empty] | WLDFR | HFTD - Distribution - Tier 3 - 1QU CoRE ¦ 2QU LoRE | Red Flag Warning - Large Fires | 2020 | 0 | 0 | 0 | 0 | 5.2406 | 0.69642 | 2.942 | 1.6022 | 0.36069 | 0 | 0 | 0 | 9.7824e-05 |  | 0 | 3.5284e-05 | 3.5284e-05 | 0 | 0 | 0 | 0 | 0 | 0 | 0 | 0 | 0 | [40 empty] | All EPR in 2020WLDFRFinancial | WLDFR | HFTD - Distribution - Tier 2 - 3QU CoRE ¦ 2QU LoRE | Red Flag Warning - Catastrophic Fires | 2021 | Financial | 8585.7228 | 714.3308 | 2021 | Control | 0.053 | 3 | 0 | esc | 0.055966 | 480.5104 | 0.055966 | 480.5104 | 0 | 0 | 0 | 0
[79 empty] | WLDFR | HFTD - Distribution - Tier 3 - 1QU CoRE ¦ 2QU LoRE | Red Flag Warning - Large Fires | 2021 | 0 | 0 | 0 | 0 | 5.2406 | 0.69642 | 2.942 | 1.6022 | 0.36069 | 0.36069 | 0 | 0 | 9.7824e-05 |  | 0 | 3.5284e-05 | 3.5284e-05 | 0 | 3.5284e-05 | 3.5284e-05 | 0 | 0 | 0 | 0 | 0 | 0 | [40 empty] | All EPR in 2020WLDFRSafety | WLDFR | HFTD - Distribution - Tier 2 - 3QU CoRE ¦ 2QU LoRE | Red Flag Warning - Catastrophic Fires | 2021 | Safety | 5338.1784 | 714.3308 | 2021 | Control | 0.053 | 3 | 0 | esc | 0.055966 | 298.7576 | 0.055966 | 298.7576 | 0 | 0 | 0 | 0
[79 empty] | WLDFR | HFTD - Distribution - Tier 3 - 1QU CoRE ¦ 2QU LoRE | Red Flag Warning - Large Fires | 2022 | 0 | 0 | 0 | 0 | 5.2406 | 0.69642 | 2.942 | 1.6022 | 0.36069 | 0.36069 | 0.36069 | 0 | 9.7824e-05 |  | 0 | 3.5284e-05 | 3.5284e-05 | 0 | 3.5284e-05 | 3.5284e-05 | 0 | 3.5284e-05 | 3.5284e-05 | 0 | 0 | 0 | [40 empty] | All EPR in 2020WLDFRElectric Reliability | WLDFR | HFTD - Distribution - Tier 2 - 3QU CoRE ¦ 2QU LoRE | Red Flag Warning - Catastrophic Fires | 2022 | Electric Reliability | 222.2294 | 714.3308 | 2022 | Control | 0.1325 | 3 | 0 | esc | 0.15274 | 33.9428 | 0.15274 | 33.9428 | 0.15274 | 33.9428 | 0 | 0
[79 empty] | WLDFR | HFTD - Distribution - Tier 3 - 1QU CoRE ¦ 2QU LoRE | Red Flag Warning - Large Fires | 2023 | 0 | 0 | 0 | 0 | 5.475 | 0.71896 | 3.0715 | 1.6846 | 0 | 0.37599 | 0.37599 | 0.37599 | 9.7824e-05 |  | 0 | 0 | 0 | 0 | 3.6781e-05 | 3.6781e-05 | 0 | 3.6781e-05 | 3.6781e-05 | 0 | 3.6781e-05 | 3.6781e-05 | [40 empty] | All EPR in 2020WLDFRFinancial | WLDFR | HFTD - Distribution - Tier 2 - 3QU CoRE ¦ 2QU LoRE | Red Flag Warning - Catastrophic Fires | 2022 | Financial | 8585.7228 | 714.3308 | 2022 | Control | 0.053 | 3 | 0 | esc | 0.055966 | 480.5104 | 0.055966 | 480.5104 | 0.055966 | 480.5104 | 0 | 0
[79 empty] | WLDFR | HFTD - Distribution - Tier 3 - 1QU CoRE ¦ 2QU LoRE | Red Flag Warning - Large Fires | 2024 | 0 | 0 | 0 | 0 | 5.475 | 0.71896 | 3.0715 | 1.6846 | 0 | 0 | 0.37599 | 0.37599 | 9.7824e-05 |  | 0 | 0 | 0 | 0 | 0 | 0 | 0 | 3.6781e-05 | 3.6781e-05 | 0 | 3.6781e-05 | 3.6781e-05 | [40 empty] | All EPR in 2020WLDFRSafety | WLDFR | HFTD - Distribution - Tier 2 - 3QU CoRE ¦ 2QU LoRE | Red Flag Warning - Catastrophic Fires | 2022 | Safety | 5338.1784 | 714.3308 | 2022 | Control | 0.053 | 3 | 0 | esc | 0.055966 | 298.7576 | 0.055966 | 298.7576 | 0.055966 | 298.7576 | 0 | 0
[79 empty] | WLDFR | HFTD - Distribution - Tier 3 - 1QU CoRE ¦ 2QU LoRE | Red Flag Warning - Large Fires | 2025 | 0 | 0 | 0 | 0 | 5.475 | 0.71896 | 3.0715 | 1.6846 | 0 | 0 | 0 | 0.37599 | 9.7824e-05 |  | 0 | 0 | 0 | 0 | 0 | 0 | 0 | 0 | 0 | 0 | 3.6781e-05 | 3.6781e-05 | [40 empty] | All EPR in 2020WLDFRElectric Reliability | WLDFR | HFTD - Distribution - Tier 2 - 3QU CoRE ¦ 2QU LoRE | Red Flag Warning - Catastrophic Fires | 2023 | Electric Reliability | 233.2301 | 714.3308 | 2023 | Control | 0.1325 | 3 | 0 | esc | 0 | 0 | 0.15274 | 35.623 | 0.15274 | 35.623 | 0.15274 | 35.623
[79 empty] | WLDFR | HFTD - Distribution - Tier 3 - 1QU CoRE ¦ 2QU LoRE | Red Flag Warning - Small Fires | 2020 | 0 | 0 | 0 | 0 | 0.077901 | 0.036425 | 0.0015809 | 0.039895 | 0.0078847 | 0 | 0 | 0 | 0.00080822 |  | 0 | 6.3726e-06 | 6.3726e-06 | 0 | 0 | 0 | 0 | 0 | 0 | 0 | 0 | 0 | [40 empty] | All EPR in 2020WLDFRFinancial | WLDFR | HFTD - Distribution - Tier 2 - 3QU CoRE ¦ 2QU LoRE | Red Flag Warning - Catastrophic Fires | 2023 | Financial | 8896.516 | 714.3308 | 2023 | Control | 0.053 | 3 | 0 | esc | 0 | 0 | 0.055966 | 497.9043 | 0.055966 | 497.9043 | 0.055966 | 497.9043
[79 empty] | WLDFR | HFTD - Distribution - Tier 3 - 1QU CoRE ¦ 2QU LoRE | Red Flag Warning - Small Fires | 2021 | 0 | 0 | 0 | 0 | 0.077901 | 0.036425 | 0.0015809 | 0.039895 | 0.0078847 | 0.0078847 | 0 | 0 | 0.00080822 |  | 0 | 6.3726e-06 | 6.3726e-06 | 0 | 6.3726e-06 | 6.3726e-06 | 0 | 0 | 0 | 0 | 0 | 0 | [40 empty] | All EPR in 2020WLDFRSafety | WLDFR | HFTD - Distribution - Tier 2 - 3QU CoRE ¦ 2QU LoRE | Red Flag Warning - Catastrophic Fires | 2023 | Safety | 5534.8915 | 714.3308 | 2023 | Control | 0.053 | 3 | 0 | esc | 0 | 0 | 0.055966 | 309.7669 | 0.055966 | 309.7669 | 0.055966 | 309.7669
[79 empty] | WLDFR | HFTD - Distribution - Tier 3 - 1QU CoRE ¦ 2QU LoRE | Red Flag Warning - Small Fires | 2022 | 0 | 0 | 0 | 0 | 0.077901 | 0.036425 | 0.0015809 | 0.039895 | 0.0078847 | 0.0078847 | 0.0078847 | 0 | 0.00080822 |  | 0 | 6.3726e-06 | 6.3726e-06 | 0 | 6.3726e-06 | 6.3726e-06 | 0 | 6.3726e-06 | 6.3726e-06 | 0 | 0 | 0 | [40 empty] | All EPR in 2020WLDFRElectric Reliability | WLDFR | HFTD - Distribution - Tier 2 - 3QU CoRE ¦ 2QU LoRE | Red Flag Warning - Catastrophic Fires | 2024 | Electric Reliability | 233.2301 | 714.3308 | 2024 | Control | 0.1325 | 3 | 0 | esc | 0 | 0 | 0 | 0 | 0.15274 | 35.623 | 0.15274 | 35.623
[79 empty] | WLDFR | HFTD - Distribution - Tier 3 - 1QU CoRE ¦ 2QU LoRE | Red Flag Warning - Small Fires | 2023 | 0 | 0 | 0 | 0 | 0.080408 | 0.03759 | 0.0016314 | 0.041187 | 0 | 0.0081378 | 0.0081378 | 0.0081378 | 0.00080822 |  | 0 | 0 | 0 | 0 | 6.5771e-06 | 6.5771e-06 | 0 | 6.5771e-06 | 6.5771e-06 | 0 | 6.5771e-06 | 6.5771e-06 | [40 empty] | All EPR in 2020WLDFRFinancial | WLDFR | HFTD - Distribution - Tier 2 - 3QU CoRE ¦ 2QU LoRE | Red Flag Warning - Catastrophic Fires | 2024 | Financial | 8896.516 | 714.3308 | 2024 | Control | 0.053 | 3 | 0 | esc | 0 | 0 | 0 | 0 | 0.055966 | 497.9043 | 0.055966 | 497.9043
[79 empty] | WLDFR | HFTD - Distribution - Tier 3 - 1QU CoRE ¦ 2QU LoRE | Red Flag Warning - Small Fires | 2024 | 0 | 0 | 0 | 0 | 0.080408 | 0.03759 | 0.0016314 | 0.041187 | 0 | 0 | 0.0081378 | 0.0081378 | 0.00080822 |  | 0 | 0 | 0 | 0 | 0 | 0 | 0 | 6.5771e-06 | 6.5771e-06 | 0 | 6.5771e-06 | 6.5771e-06 | [40 empty] | All EPR in 2020WLDFRSafety | WLDFR | HFTD - Distribution - Tier 2 - 3QU CoRE ¦ 2QU LoRE | Red Flag Warning - Catastrophic Fires | 2024 | Safety | 5534.8915 | 714.3308 | 2024 | Control | 0.053 | 3 | 0 | esc | 0 | 0 | 0 | 0 | 0.055966 | 309.7669 | 0.055966 | 309.7669
[79 empty] | WLDFR | HFTD - Distribution - Tier 3 - 1QU CoRE ¦ 2QU LoRE | Red Flag Warning - Small Fires | 2025 | 0 | 0 | 0 | 0 | 0.080408 | 0.03759 | 0.0016314 | 0.041187 | 0 | 0 | 0 | 0.0081378 | 0.00080822 |  | 0 | 0 | 0 | 0 | 0 | 0 | 0 | 0 | 0 | 0 | 6.5771e-06 | 6.5771e-06 | [40 empty] | All EPR in 2020WLDFRElectric Reliability | WLDFR | HFTD - Distribution - Tier 2 - 3QU CoRE ¦ 2QU LoRE | Red Flag Warning - Catastrophic Fires | 2025 | Electric Reliability | 233.2301 | 714.3308 | 2025 | Control | 0.1325 | 3 | 0 | esc | 0 | 0 | 0 | 0 | 0 | 0 | 0.15274 | 35.623
[79 empty] | WLDFR | HFTD - Distribution - Tier 3 - 1QU CoRE ¦ 2QU LoRE | Seismic - Non-Red Flag Warning - Catastrophic Fires | 2020 | 0 | 0 | 0 | 0 | 21083.8428 | 409.2237 | 13469.0878 | 7205.5313 | 1219.584 | 0 | 0 | 0 | 2.0475e-10 |  | 0 | 2.4971e-07 | 2.4971e-07 | 0 | 0 | 0 | 0 | 0 | 0 | 0 | 0 | 0 | [40 empty] | All EPR in 2020WLDFRFinancial | WLDFR | HFTD - Distribution - Tier 2 - 3QU CoRE ¦ 2QU LoRE | Red Flag Warning - Catastrophic Fires | 2025 | Financial | 8896.516 | 714.3308 | 2025 | Control | 0.053 | 3 | 0 | esc | 0 | 0 | 0 | 0 | 0 | 0 | 0.055966 | 497.9043
[79 empty] | WLDFR | HFTD - Distribution - Tier 3 - 1QU CoRE ¦ 2QU LoRE | Seismic - Non-Red Flag Warning - Catastrophic Fires | 2021 | 0 | 0 | 0 | 0 | 21083.8428 | 409.2237 | 13469.0878 | 7205.5313 | 1219.584 | 1219.584 | 0 | 0 | 2.0475e-10 |  | 0 | 2.4971e-07 | 2.4971e-07 | 0 | 2.4971e-07 | 2.4971e-07 | 0 | 0 | 0 | 0 | 0 | 0 | [40 empty] | All EPR in 2020WLDFRSafety | WLDFR | HFTD - Distribution - Tier 2 - 3QU CoRE ¦ 2QU LoRE | Red Flag Warning - Catastrophic Fires | 2025 | Safety | 5534.8915 | 714.3308 | 2025 | Control | 0.053 | 3 | 0 | esc | 0 | 0 | 0 | 0 | 0 | 0 | 0.055966 | 309.7669
[79 empty] | WLDFR | HFTD - Distribution - Tier 3 - 1QU CoRE ¦ 2QU LoRE | Seismic - Non-Red Flag Warning - Catastrophic Fires | 2022 | 0 | 0 | 0 | 0 | 21083.8428 | 409.2237 | 13469.0878 | 7205.5313 | 1219.584 | 1219.584 | 1219.584 | 0 | 2.0475e-10 |  | 0 | 2.4971e-07 | 2.4971e-07 | 0 | 2.4971e-07 | 2.4971e-07 | 0 | 2.4971e-07 | 2.4971e-07 | 0 | 0 | 0 | [40 empty] | All EPR in 2020WLDFRElectric Reliability | WLDFR | HFTD - Distribution - Tier 2 - 3QU CoRE ¦ 2QU LoRE | Red Flag Warning - Destructive Fires | 2021 | Electric Reliability | 222.2294 | 714.3308 | 2021 | Control | 0.1325 | 3 | 0 | esc | 0.15274 | 33.9428 | 0.15274 | 33.9428 | 0 | 0 | 0 | 0
[79 empty] | WLDFR | HFTD - Distribution - Tier 3 - 1QU CoRE ¦ 2QU LoRE | Seismic - Non-Red Flag Warning - Catastrophic Fires | 2023 | 0 | 0 | 0 | 0 | 21835.9781 | 428.6023 | 13939.561 | 7467.8148 | 0 | 1263.5534 | 1263.5534 | 1263.5534 | 2.0475e-10 |  | 0 | 0 | 0 | 0 | 2.5871e-07 | 2.5871e-07 | 0 | 2.5871e-07 | 2.5871e-07 | 0 | 2.5871e-07 | 2.5871e-07 | [40 empty] | All EPR in 2020WLDFRFinancial | WLDFR | HFTD - Distribution - Tier 2 - 3QU CoRE ¦ 2QU LoRE | Red Flag Warning - Destructive Fires | 2021 | Financial | 8585.7228 | 714.3308 | 2021 | Control | 0.053 | 3 | 0 | esc | 0.055966 | 480.5104 | 0.055966 | 480.5104 | 0 | 0 | 0 | 0
[79 empty] | WLDFR | HFTD - Distribution - Tier 3 - 1QU CoRE ¦ 2QU LoRE | Seismic - Non-Red Flag Warning - Catastrophic Fires | 2024 | 0 | 0 | 0 | 0 | 21835.9781 | 428.6023 | 13939.561 | 7467.8148 | 0 | 0 | 1263.5534 | 1263.5534 | 2.0475e-10 |  | 0 | 0 | 0 | 0 | 0 | 0 | 0 | 2.5871e-07 | 2.5871e-07 | 0 | 2.5871e-07 | 2.5871e-07 | [40 empty] | All EPR in 2020WLDFRElectric Reliability | WLDFR | HFTD - Distribution - Tier 2 - 3QU CoRE ¦ 2QU LoRE | Red Flag Warning - Destructive Fires | 2022 | Electric Reliability | 222.2294 | 714.3308 | 2022 | Control | 0.1325 | 3 | 0 | esc | 0.15274 | 33.9428 | 0.15274 | 33.9428 | 0.15274 | 33.9428 | 0 | 0
[79 empty] | WLDFR | HFTD - Distribution - Tier 3 - 1QU CoRE ¦ 2QU LoRE | Seismic - Non-Red Flag Warning - Catastrophic Fires | 2025 | 0 | 0 | 0 | 0 | 21835.9781 | 428.6023 | 13939.561 | 7467.8148 | 0 | 0 | 0 | 1263.5534 | 2.0475e-10 |  | 0 | 0 | 0 | 0 | 0 | 0 | 0 | 0 | 0 | 0 | 2.5871e-07 | 2.5871e-07 | [40 empty] | All EPR in 2020WLDFRFinancial | WLDFR | HFTD - Distribution - Tier 2 - 3QU CoRE ¦ 2QU LoRE | Red Flag Warning - Destructive Fires | 2022 | Financial | 8585.7228 | 714.3308 | 2022 | Control | 0.053 | 3 | 0 | esc | 0.055966 | 480.5104 | 0.055966 | 480.5104 | 0.055966 | 480.5104 | 0 | 0
[79 empty] | WLDFR | HFTD - Distribution - Tier 3 - 1QU CoRE ¦ 2QU LoRE | Seismic - Red Flag Warning - Catastrophic Fires | 2020 | 0 | 0 | 0 | 0 | 21083.8428 | 409.2237 | 13469.0878 | 7205.5313 | 1219.584 | 0 | 0 | 0 | 8.8305e-09 |  | 0 | 1.077e-05 | 1.077e-05 | 0 | 0 | 0 | 0 | 0 | 0 | 0 | 0 | 0 | [40 empty] | All EPR in 2020WLDFRElectric Reliability | WLDFR | HFTD - Distribution - Tier 2 - 3QU CoRE ¦ 2QU LoRE | Red Flag Warning - Destructive Fires | 2023 | Electric Reliability | 233.2301 | 714.3308 | 2023 | Control | 0.1325 | 3 | 0 | esc | 0 | 0 | 0.15274 | 35.623 | 0.15274 | 35.623 | 0.15274 | 35.623
[79 empty] | WLDFR | HFTD - Distribution - Tier 3 - 1QU CoRE ¦ 2QU LoRE | Seismic - Red Flag Warning - Catastrophic Fires | 2021 | 0 | 0 | 0 | 0 | 21083.8428 | 409.2237 | 13469.0878 | 7205.5313 | 1219.584 | 1219.584 | 0 | 0 | 8.8305e-09 |  | 0 | 1.077e-05 | 1.077e-05 | 0 | 1.077e-05 | 1.077e-05 | 0 | 0 | 0 | 0 | 0 | 0 | [40 empty] | All EPR in 2020WLDFRFinancial | WLDFR | HFTD - Distribution - Tier 2 - 3QU CoRE ¦ 2QU LoRE | Red Flag Warning - Destructive Fires | 2023 | Financial | 8896.516 | 714.3308 | 2023 | Control | 0.053 | 3 | 0 | esc | 0 | 0 | 0.055966 | 497.9043 | 0.055966 | 497.9043 | 0.055966 | 497.9043
[79 empty] | WLDFR | HFTD - Distribution - Tier 3 - 1QU CoRE ¦ 2QU LoRE | Seismic - Red Flag Warning - Catastrophic Fires | 2022 | 0 | 0 | 0 | 0 | 21083.8428 | 409.2237 | 13469.0878 | 7205.5313 | 1219.584 | 1219.584 | 1219.584 | 0 | 8.8305e-09 |  | 0 | 1.077e-05 | 1.077e-05 | 0 | 1.077e-05 | 1.077e-05 | 0 | 1.077e-05 | 1.077e-05 | 0 | 0 | 0 | [40 empty] | All EPR in 2020WLDFRElectric Reliability | WLDFR | HFTD - Distribution - Tier 2 - 3QU CoRE ¦ 2QU LoRE | Red Flag Warning - Destructive Fires | 2024 | Electric Reliability | 233.2301 | 714.3308 | 2024 | Control | 0.1325 | 3 | 0 | esc | 0 | 0 | 0 | 0 | 0.15274 | 35.623 | 0.15274 | 35.623
[79 empty] | WLDFR | HFTD - Distribution - Tier 3 - 1QU CoRE ¦ 2QU LoRE | Seismic - Red Flag Warning - Catastrophic Fires | 2023 | 0 | 0 | 0 | 0 | 21835.9781 | 428.6023 | 13939.561 | 7467.8148 | 0 | 1263.5534 | 1263.5534 | 1263.5534 | 8.8305e-09 |  | 0 | 0 | 0 | 0 | 1.1158e-05 | 1.1158e-05 | 0 | 1.1158e-05 | 1.1158e-05 | 0 | 1.1158e-05 | 1.1158e-05 | [40 empty] | All EPR in 2020WLDFRFinancial | WLDFR | HFTD - Distribution - Tier 2 - 3QU CoRE ¦ 2QU LoRE | Red Flag Warning - Destructive Fires | 2024 | Financial | 8896.516 | 714.3308 | 2024 | Control | 0.053 | 3 | 0 | esc | 0 | 0 | 0 | 0 | 0.055966 | 497.9043 | 0.055966 | 497.9043
[79 empty] | WLDFR | HFTD - Distribution - Tier 3 - 1QU CoRE ¦ 2QU LoRE | Seismic - Red Flag Warning - Catastrophic Fires | 2024 | 0 | 0 | 0 | 0 | 21835.9781 | 428.6023 | 13939.561 | 7467.8148 | 0 | 0 | 1263.5534 | 1263.5534 | 8.8305e-09 |  | 0 | 0 | 0 | 0 | 0 | 0 | 0 | 1.1158e-05 | 1.1158e-05 | 0 | 1.1158e-05 | 1.1158e-05 | [40 empty] | All EPR in 2020WLDFRElectric Reliability | WLDFR | HFTD - Distribution - Tier 2 - 3QU CoRE ¦ 2QU LoRE | Red Flag Warning - Destructive Fires | 2025 | Electric Reliability | 233.2301 | 714.3308 | 2025 | Control | 0.1325 | 3 | 0 | esc | 0 | 0 | 0 | 0 | 0 | 0 | 0.15274 | 35.623
[79 empty] | WLDFR | HFTD - Distribution - Tier 3 - 1QU CoRE ¦ 2QU LoRE | Seismic - Red Flag Warning - Catastrophic Fires | 2025 | 0 | 0 | 0 | 0 | 21835.9781 | 428.6023 | 13939.561 | 7467.8148 | 0 | 0 | 0 | 1263.5534 | 8.8305e-09 |  | 0 | 0 | 0 | 0 | 0 | 0 | 0 | 0 | 0 | 0 | 1.1158e-05 | 1.1158e-05 | [40 empty] | All EPR in 2020WLDFRFinancial | WLDFR | HFTD - Distribution - Tier 2 - 3QU CoRE ¦ 2QU LoRE | Red Flag Warning - Destructive Fires | 2025 | Financial | 8896.516 | 714.3308 | 2025 | Control | 0.053 | 3 | 0 | esc | 0 | 0 | 0 | 0 | 0 | 0 | 0.055966 | 497.9043
[79 empty] | WLDFR | HFTD - Distribution - Tier 3 - 1QU CoRE ¦ 3QU LoRE | Non-Red Flag Warning - Catastrophic Fires | 2020 | 0 | 0 | 0 | 0 | 14146.1306 | 222.2294 | 8585.7228 | 5338.1784 | 813.2108 | 0 | 0 | 0 | 3.8036e-06 |  | 0 | 0.0030931 | 0.0030931 | 0 | 0 | 0 | 0 | 0 | 0 | 0 | 0 | 0 | [40 empty] | All EPR in 2020WLDFRElectric Reliability | WLDFR | HFTD - Distribution - Tier 2 - 3QU CoRE ¦ 2QU LoRE | Red Flag Warning - Large Fires | 2021 | Electric Reliability | 0.69642 | 714.3308 | 2021 | Control | 0.1325 | 3 | 0 | esc | 0.15274 | 0.10637 | 0.15274 | 0.10637 | 0 | 0 | 0 | 0
[79 empty] | WLDFR | HFTD - Distribution - Tier 3 - 1QU CoRE ¦ 3QU LoRE | Non-Red Flag Warning - Catastrophic Fires | 2021 | 0 | 0 | 0 | 0 | 14146.1306 | 222.2294 | 8585.7228 | 5338.1784 | 813.2108 | 813.2108 | 0 | 0 | 3.8036e-06 |  | 0 | 0.0030931 | 0.0030931 | 0 | 0.0030931 | 0.0030931 | 0 | 0 | 0 | 0 | 0 | 0 | [40 empty] | All EPR in 2020WLDFRFinancial | WLDFR | HFTD - Distribution - Tier 2 - 3QU CoRE ¦ 2QU LoRE | Red Flag Warning - Large Fires | 2021 | Financial | 2.942 | 714.3308 | 2021 | Control | 0.053 | 3 | 0 | esc | 0.055966 | 0.16465 | 0.055966 | 0.16465 | 0 | 0 | 0 | 0
[79 empty] | WLDFR | HFTD - Distribution - Tier 3 - 1QU CoRE ¦ 3QU LoRE | Non-Red Flag Warning - Catastrophic Fires | 2022 | 0 | 0 | 0 | 0 | 14146.1306 | 222.2294 | 8585.7228 | 5338.1784 | 813.2108 | 813.2108 | 813.2108 | 0 | 3.8036e-06 |  | 0 | 0.0030931 | 0.0030931 | 0 | 0.0030931 | 0.0030931 | 0 | 0.0030931 | 0.0030931 | 0 | 0 | 0 | [40 empty] | All EPR in 2020WLDFRSafety | WLDFR | HFTD - Distribution - Tier 2 - 3QU CoRE ¦ 2QU LoRE | Red Flag Warning - Large Fires | 2021 | Safety | 1.6022 | 714.3308 | 2021 | Control | 0.053 | 3 | 0 | esc | 0.055966 | 0.089668 | 0.055966 | 0.089668 | 0 | 0 | 0 | 0
[79 empty] | WLDFR | HFTD - Distribution - Tier 3 - 1QU CoRE ¦ 3QU LoRE | Non-Red Flag Warning - Catastrophic Fires | 2023 | 0 | 0 | 0 | 0 | 14664.6376 | 233.2301 | 8896.516 | 5534.8915 | 0 | 843.2942 | 843.2942 | 843.2942 | 3.8036e-06 |  | 0 | 0 | 0 | 0 | 0.0032076 | 0.0032076 | 0 | 0.0032076 | 0.0032076 | 0 | 0.0032076 | 0.0032076 | [40 empty] | All EPR in 2020WLDFRElectric Reliability | WLDFR | HFTD - Distribution - Tier 2 - 3QU CoRE ¦ 2QU LoRE | Red Flag Warning - Large Fires | 2022 | Electric Reliability | 0.69642 | 714.3308 | 2022 | Control | 0.1325 | 3 | 0 | esc | 0.15274 | 0.10637 | 0.15274 | 0.10637 | 0.15274 | 0.10637 | 0 | 0
[79 empty] | WLDFR | HFTD - Distribution - Tier 3 - 1QU CoRE ¦ 3QU LoRE | Non-Red Flag Warning - Catastrophic Fires | 2024 | 0 | 0 | 0 | 0 | 14664.6376 | 233.2301 | 8896.516 | 5534.8915 | 0 | 0 | 843.2942 | 843.2942 | 3.8036e-06 |  | 0 | 0 | 0 | 0 | 0 | 0 | 0 | 0.0032076 | 0.0032076 | 0 | 0.0032076 | 0.0032076 | [40 empty] | All EPR in 2020WLDFRFinancial | WLDFR | HFTD - Distribution - Tier 2 - 3QU CoRE ¦ 2QU LoRE | Red Flag Warning - Large Fires | 2022 | Financial | 2.942 | 714.3308 | 2022 | Control | 0.053 | 3 | 0 | esc | 0.055966 | 0.16465 | 0.055966 | 0.16465 | 0.055966 | 0.16465 | 0 | 0
[79 empty] | WLDFR | HFTD - Distribution - Tier 3 - 1QU CoRE ¦ 3QU LoRE | Non-Red Flag Warning - Catastrophic Fires | 2025 | 0 | 0 | 0 | 0 | 14664.6376 | 233.2301 | 8896.516 | 5534.8915 | 0 | 0 | 0 | 843.2942 | 3.8036e-06 |  | 0 | 0 | 0 | 0 | 0 | 0 | 0 | 0 | 0 | 0 | 0.0032076 | 0.0032076 | [40 empty] | All EPR in 2020WLDFRSafety | WLDFR | HFTD - Distribution - Tier 2 - 3QU CoRE ¦ 2QU LoRE | Red Flag Warning - Large Fires | 2022 | Safety | 1.6022 | 714.3308 | 2022 | Control | 0.053 | 3 | 0 | esc | 0.055966 | 0.089668 | 0.055966 | 0.089668 | 0.055966 | 0.089668 | 0 | 0
[79 empty] | WLDFR | HFTD - Distribution - Tier 3 - 1QU CoRE ¦ 3QU LoRE | Non-Red Flag Warning - Destructive Fires | 2020 | 0 | 0 | 0 | 0 | 8807.9522 | 222.2294 | 8585.7228 | 0 | 514.4532 | 0 | 0 | 0 | 4.9541e-06 |  | 0 | 0.0025487 | 0.0025487 | 0 | 0 | 0 | 0 | 0 | 0 | 0 | 0 | 0 | [40 empty] | All EPR in 2020WLDFRElectric Reliability | WLDFR | HFTD - Distribution - Tier 2 - 3QU CoRE ¦ 2QU LoRE | Red Flag Warning - Large Fires | 2023 | Electric Reliability | 0.71896 | 714.3308 | 2023 | Control | 0.1325 | 3 | 0 | esc | 0 | 0 | 0.15274 | 0.10981 | 0.15274 | 0.10981 | 0.15274 | 0.10981
[79 empty] | WLDFR | HFTD - Distribution - Tier 3 - 1QU CoRE ¦ 3QU LoRE | Non-Red Flag Warning - Destructive Fires | 2021 | 0 | 0 | 0 | 0 | 8807.9522 | 222.2294 | 8585.7228 | 0 | 514.4532 | 514.4532 | 0 | 0 | 4.9541e-06 |  | 0 | 0.0025487 | 0.0025487 | 0 | 0.0025487 | 0.0025487 | 0 | 0 | 0 | 0 | 0 | 0 | [40 empty] | All EPR in 2020WLDFRFinancial | WLDFR | HFTD - Distribution - Tier 2 - 3QU CoRE ¦ 2QU LoRE | Red Flag Warning - Large Fires | 2023 | Financial | 3.0715 | 714.3308 | 2023 | Control | 0.053 | 3 | 0 | esc | 0 | 0 | 0.055966 | 0.1719 | 0.055966 | 0.1719 | 0.055966 | 0.1719
[79 empty] | WLDFR | HFTD - Distribution - Tier 3 - 1QU CoRE ¦ 3QU LoRE | Non-Red Flag Warning - Destructive Fires | 2022 | 0 | 0 | 0 | 0 | 8807.9522 | 222.2294 | 8585.7228 | 0 | 514.4532 | 514.4532 | 514.4532 | 0 | 4.9541e-06 |  | 0 | 0.0025487 | 0.0025487 | 0 | 0.0025487 | 0.0025487 | 0 | 0.0025487 | 0.0025487 | 0 | 0 | 0 | [40 empty] | All EPR in 2020WLDFRSafety | WLDFR | HFTD - Distribution - Tier 2 - 3QU CoRE ¦ 2QU LoRE | Red Flag Warning - Large Fires | 2023 | Safety | 1.6846 | 714.3308 | 2023 | Control | 0.053 | 3 | 0 | esc | 0 | 0 | 0.055966 | 0.094279 | 0.055966 | 0.094279 | 0.055966 | 0.094279
[79 empty] | WLDFR | HFTD - Distribution - Tier 3 - 1QU CoRE ¦ 3QU LoRE | Non-Red Flag Warning - Destructive Fires | 2023 | 0 | 0 | 0 | 0 | 9129.7461 | 233.2301 | 8896.516 | 0 | 0 | 533.5273 | 533.5273 | 533.5273 | 4.9541e-06 |  | 0 | 0 | 0 | 0 | 0.0026431 | 0.0026431 | 0 | 0.0026431 | 0.0026431 | 0 | 0.0026431 | 0.0026431 | [40 empty] | All EPR in 2020WLDFRElectric Reliability | WLDFR | HFTD - Distribution - Tier 2 - 3QU CoRE ¦ 2QU LoRE | Red Flag Warning - Large Fires | 2024 | Electric Reliability | 0.71896 | 714.3308 | 2024 | Control | 0.1325 | 3 | 0 | esc | 0 | 0 | 0 | 0 | 0.15274 | 0.10981 | 0.15274 | 0.10981
[79 empty] | WLDFR | HFTD - Distribution - Tier 3 - 1QU CoRE ¦ 3QU LoRE | Non-Red Flag Warning - Destructive Fires | 2024 | 0 | 0 | 0 | 0 | 9129.7461 | 233.2301 | 8896.516 | 0 | 0 | 0 | 533.5273 | 533.5273 | 4.9541e-06 |  | 0 | 0 | 0 | 0 | 0 | 0 | 0 | 0.0026431 | 0.0026431 | 0 | 0.0026431 | 0.0026431 | [40 empty] | All EPR in 2020WLDFRFinancial | WLDFR | HFTD - Distribution - Tier 2 - 3QU CoRE ¦ 2QU LoRE | Red Flag Warning - Large Fires | 2024 | Financial | 3.0715 | 714.3308 | 2024 | Control | 0.053 | 3 | 0 | esc | 0 | 0 | 0 | 0 | 0.055966 | 0.1719 | 0.055966 | 0.1719
[79 empty] | WLDFR | HFTD - Distribution - Tier 3 - 1QU CoRE ¦ 3QU LoRE | Non-Red Flag Warning - Destructive Fires | 2025 | 0 | 0 | 0 | 0 | 9129.7461 | 233.2301 | 8896.516 | 0 | 0 | 0 | 0 | 533.5273 | 4.9541e-06 |  | 0 | 0 | 0 | 0 | 0 | 0 | 0 | 0 | 0 | 0 | 0.0026431 | 0.0026431 | [40 empty] | All EPR in 2020WLDFRSafety | WLDFR | HFTD - Distribution - Tier 2 - 3QU CoRE ¦ 2QU LoRE | Red Flag Warning - Large Fires | 2024 | Safety | 1.6846 | 714.3308 | 2024 | Control | 0.053 | 3 | 0 | esc | 0 | 0 | 0 | 0 | 0.055966 | 0.094279 | 0.055966 | 0.094279
[79 empty] | WLDFR | HFTD - Distribution - Tier 3 - 1QU CoRE ¦ 3QU LoRE | Non-Red Flag Warning - Large Fires | 2020 | 0 | 0 | 0 | 0 | 5.2406 | 0.69642 | 2.942 | 1.6022 | 0.36069 | 0 | 0 | 0 | 4.8033e-05 |  | 0 | 1.7325e-05 | 1.7325e-05 | 0 | 0 | 0 | 0 | 0 | 0 | 0 | 0 | 0 | [40 empty] | All EPR in 2020WLDFRElectric Reliability | WLDFR | HFTD - Distribution - Tier 2 - 3QU CoRE ¦ 2QU LoRE | Red Flag Warning - Large Fires | 2025 | Electric Reliability | 0.71896 | 714.3308 | 2025 | Control | 0.1325 | 3 | 0 | esc | 0 | 0 | 0 | 0 | 0 | 0 | 0.15274 | 0.10981
[79 empty] | WLDFR | HFTD - Distribution - Tier 3 - 1QU CoRE ¦ 3QU LoRE | Non-Red Flag Warning - Large Fires | 2021 | 0 | 0 | 0 | 0 | 5.2406 | 0.69642 | 2.942 | 1.6022 | 0.36069 | 0.36069 | 0 | 0 | 4.8033e-05 |  | 0 | 1.7325e-05 | 1.7325e-05 | 0 | 1.7325e-05 | 1.7325e-05 | 0 | 0 | 0 | 0 | 0 | 0 | [40 empty] | All EPR in 2020WLDFRFinancial | WLDFR | HFTD - Distribution - Tier 2 - 3QU CoRE ¦ 2QU LoRE | Red Flag Warning - Large Fires | 2025 | Financial | 3.0715 | 714.3308 | 2025 | Control | 0.053 | 3 | 0 | esc | 0 | 0 | 0 | 0 | 0 | 0 | 0.055966 | 0.1719
[79 empty] | WLDFR | HFTD - Distribution - Tier 3 - 1QU CoRE ¦ 3QU LoRE | Non-Red Flag Warning - Large Fires | 2022 | 0 | 0 | 0 | 0 | 5.2406 | 0.69642 | 2.942 | 1.6022 | 0.36069 | 0.36069 | 0.36069 | 0 | 4.8033e-05 |  | 0 | 1.7325e-05 | 1.7325e-05 | 0 | 1.7325e-05 | 1.7325e-05 | 0 | 1.7325e-05 | 1.7325e-05 | 0 | 0 | 0 | [40 empty] | All EPR in 2020WLDFRSafety | WLDFR | HFTD - Distribution - Tier 2 - 3QU CoRE ¦ 2QU LoRE | Red Flag Warning - Large Fires | 2025 | Safety | 1.6846 | 714.3308 | 2025 | Control | 0.053 | 3 | 0 | esc | 0 | 0 | 0 | 0 | 0 | 0 | 0.055966 | 0.094279
[79 empty] | WLDFR | HFTD - Distribution - Tier 3 - 1QU CoRE ¦ 3QU LoRE | Non-Red Flag Warning - Large Fires | 2023 | 0 | 0 | 0 | 0 | 5.475 | 0.71896 | 3.0715 | 1.6846 | 0 | 0.37599 | 0.37599 | 0.37599 | 4.8033e-05 |  | 0 | 0 | 0 | 0 | 1.806e-05 | 1.806e-05 | 0 | 1.806e-05 | 1.806e-05 | 0 | 1.806e-05 | 1.806e-05 | [40 empty] | All EPR in 2020WLDFRElectric Reliability | WLDFR | HFTD - Distribution - Tier 2 - 3QU CoRE ¦ 2QU LoRE | Red Flag Warning - Small Fires | 2021 | Electric Reliability | 0.036425 | 714.3308 | 2021 | Control | 0.1325 | 3 | 0 | esc | 0.15274 | 0.0055635 | 0.15274 | 0.0055635 | 0 | 0 | 0 | 0
[79 empty] | WLDFR | HFTD - Distribution - Tier 3 - 1QU CoRE ¦ 3QU LoRE | Non-Red Flag Warning - Large Fires | 2024 | 0 | 0 | 0 | 0 | 5.475 | 0.71896 | 3.0715 | 1.6846 | 0 | 0 | 0.37599 | 0.37599 | 4.8033e-05 |  | 0 | 0 | 0 | 0 | 0 | 0 | 0 | 1.806e-05 | 1.806e-05 | 0 | 1.806e-05 | 1.806e-05 | [40 empty] | All EPR in 2020WLDFRFinancial | WLDFR | HFTD - Distribution - Tier 2 - 3QU CoRE ¦ 2QU LoRE | Red Flag Warning - Small Fires | 2021 | Financial | 0.0015809 | 714.3308 | 2021 | Control | 0.053 | 3 | 0 | esc | 0.055966 | 8.8475e-05 | 0.055966 | 8.8475e-05 | 0 | 0 | 0 | 0
[79 empty] | WLDFR | HFTD - Distribution - Tier 3 - 1QU CoRE ¦ 3QU LoRE | Non-Red Flag Warning - Large Fires | 2025 | 0 | 0 | 0 | 0 | 5.475 | 0.71896 | 3.0715 | 1.6846 | 0 | 0 | 0 | 0.37599 | 4.8033e-05 |  | 0 | 0 | 0 | 0 | 0 | 0 | 0 | 0 | 0 | 0 | 1.806e-05 | 1.806e-05 | [40 empty] | All EPR in 2020WLDFRSafety | WLDFR | HFTD - Distribution - Tier 2 - 3QU CoRE ¦ 2QU LoRE | Red Flag Warning - Small Fires | 2021 | Safety | 0.039895 | 714.3308 | 2021 | Control | 0.053 | 3 | 0 | esc | 0.055966 | 0.0022328 | 0.055966 | 0.0022328 | 0 | 0 | 0 | 0
[79 empty] | WLDFR | HFTD - Distribution - Tier 3 - 1QU CoRE ¦ 3QU LoRE | Non-Red Flag Warning - Small Fires | 2020 | 0 | 0 | 0 | 0 | 0.077901 | 0.036425 | 0.0015809 | 0.039895 | 0.0078847 | 0 | 0 | 0 | 0.0041899 |  | 0 | 3.3036e-05 | 3.3036e-05 | 0 | 0 | 0 | 0 | 0 | 0 | 0 | 0 | 0 | [40 empty] | All EPR in 2020WLDFRElectric Reliability | WLDFR | HFTD - Distribution - Tier 2 - 3QU CoRE ¦ 2QU LoRE | Red Flag Warning - Small Fires | 2022 | Electric Reliability | 0.036425 | 714.3308 | 2022 | Control | 0.1325 | 3 | 0 | esc | 0.15274 | 0.0055635 | 0.15274 | 0.0055635 | 0.15274 | 0.0055635 | 0 | 0
[79 empty] | WLDFR | HFTD - Distribution - Tier 3 - 1QU CoRE ¦ 3QU LoRE | Non-Red Flag Warning - Small Fires | 2021 | 0 | 0 | 0 | 0 | 0.077901 | 0.036425 | 0.0015809 | 0.039895 | 0.0078847 | 0.0078847 | 0 | 0 | 0.0041899 |  | 0 | 3.3036e-05 | 3.3036e-05 | 0 | 3.3036e-05 | 3.3036e-05 | 0 | 0 | 0 | 0 | 0 | 0 | [40 empty] | All EPR in 2020WLDFRFinancial | WLDFR | HFTD - Distribution - Tier 2 - 3QU CoRE ¦ 2QU LoRE | Red Flag Warning - Small Fires | 2022 | Financial | 0.0015809 | 714.3308 | 2022 | Control | 0.053 | 3 | 0 | esc | 0.055966 | 8.8475e-05 | 0.055966 | 8.8475e-05 | 0.055966 | 8.8475e-05 | 0 | 0
[79 empty] | WLDFR | HFTD - Distribution - Tier 3 - 1QU CoRE ¦ 3QU LoRE | Non-Red Flag Warning - Small Fires | 2022 | 0 | 0 | 0 | 0 | 0.077901 | 0.036425 | 0.0015809 | 0.039895 | 0.0078847 | 0.0078847 | 0.0078847 | 0 | 0.0041899 |  | 0 | 3.3036e-05 | 3.3036e-05 | 0 | 3.3036e-05 | 3.3036e-05 | 0 | 3.3036e-05 | 3.3036e-05 | 0 | 0 | 0 | [40 empty] | All EPR in 2020WLDFRSafety | WLDFR | HFTD - Distribution - Tier 2 - 3QU CoRE ¦ 2QU LoRE | Red Flag Warning - Small Fires | 2022 | Safety | 0.039895 | 714.3308 | 2022 | Control | 0.053 | 3 | 0 | esc | 0.055966 | 0.0022328 | 0.055966 | 0.0022328 | 0.055966 | 0.0022328 | 0 | 0
[79 empty] | WLDFR | HFTD - Distribution - Tier 3 - 1QU CoRE ¦ 3QU LoRE | Non-Red Flag Warning - Small Fires | 2023 | 0 | 0 | 0 | 0 | 0.080408 | 0.03759 | 0.0016314 | 0.041187 | 0 | 0.0081378 | 0.0081378 | 0.0081378 | 0.0041899 |  | 0 | 0 | 0 | 0 | 3.4096e-05 | 3.4096e-05 | 0 | 3.4096e-05 | 3.4096e-05 | 0 | 3.4096e-05 | 3.4096e-05 | [40 empty] | All EPR in 2020WLDFRElectric Reliability | WLDFR | HFTD - Distribution - Tier 2 - 3QU CoRE ¦ 2QU LoRE | Red Flag Warning - Small Fires | 2023 | Electric Reliability | 0.03759 | 714.3308 | 2023 | Control | 0.1325 | 3 | 0 | esc | 0 | 0 | 0.15274 | 0.0057414 | 0.15274 | 0.0057414 | 0.15274 | 0.0057414
[79 empty] | WLDFR | HFTD - Distribution - Tier 3 - 1QU CoRE ¦ 3QU LoRE | Non-Red Flag Warning - Small Fires | 2024 | 0 | 0 | 0 | 0 | 0.080408 | 0.03759 | 0.0016314 | 0.041187 | 0 | 0 | 0.0081378 | 0.0081378 | 0.0041899 |  | 0 | 0 | 0 | 0 | 0 | 0 | 0 | 3.4096e-05 | 3.4096e-05 | 0 | 3.4096e-05 | 3.4096e-05 | [40 empty] | All EPR in 2020WLDFRFinancial | WLDFR | HFTD - Distribution - Tier 2 - 3QU CoRE ¦ 2QU LoRE | Red Flag Warning - Small Fires | 2023 | Financial | 0.0016314 | 714.3308 | 2023 | Control | 0.053 | 3 | 0 | esc | 0 | 0 | 0.055966 | 9.1305e-05 | 0.055966 | 9.1305e-05 | 0.055966 | 9.1305e-05
[79 empty] | WLDFR | HFTD - Distribution - Tier 3 - 1QU CoRE ¦ 3QU LoRE | Non-Red Flag Warning - Small Fires | 2025 | 0 | 0 | 0 | 0 | 0.080408 | 0.03759 | 0.0016314 | 0.041187 | 0 | 0 | 0 | 0.0081378 | 0.0041899 |  | 0 | 0 | 0 | 0 | 0 | 0 | 0 | 0 | 0 | 0 | 3.4096e-05 | 3.4096e-05 | [40 empty] | All EPR in 2020WLDFRSafety | WLDFR | HFTD - Distribution - Tier 2 - 3QU CoRE ¦ 2QU LoRE | Red Flag Warning - Small Fires | 2023 | Safety | 0.041187 | 714.3308 | 2023 | Control | 0.053 | 3 | 0 | esc | 0 | 0 | 0.055966 | 0.0023051 | 0.055966 | 0.0023051 | 0.055966 | 0.0023051
[79 empty] | WLDFR | HFTD - Distribution - Tier 3 - 1QU CoRE ¦ 3QU LoRE | Red Flag Warning - Catastrophic Fires | 2020 | 0 | 0 | 0 | 0 | 14146.1306 | 222.2294 | 8585.7228 | 5338.1784 | 813.2108 | 0 | 0 | 0 | 0.00013566 |  | 0 | 0.11032 | 0.11032 | 0 | 0 | 0 | 0 | 0 | 0 | 0 | 0 | 0 | [40 empty] | All EPR in 2020WLDFRElectric Reliability | WLDFR | HFTD - Distribution - Tier 2 - 3QU CoRE ¦ 2QU LoRE | Red Flag Warning - Small Fires | 2024 | Electric Reliability | 0.03759 | 714.3308 | 2024 | Control | 0.1325 | 3 | 0 | esc | 0 | 0 | 0 | 0 | 0.15274 | 0.0057414 | 0.15274 | 0.0057414
[79 empty] | WLDFR | HFTD - Distribution - Tier 3 - 1QU CoRE ¦ 3QU LoRE | Red Flag Warning - Catastrophic Fires | 2021 | 0 | 0 | 0 | 0 | 14146.1306 | 222.2294 | 8585.7228 | 5338.1784 | 813.2108 | 813.2108 | 0 | 0 | 0.00013566 |  | 0 | 0.11032 | 0.11032 | 0 | 0.11032 | 0.11032 | 0 | 0 | 0 | 0 | 0 | 0 | [40 empty] | All EPR in 2020WLDFRFinancial | WLDFR | HFTD - Distribution - Tier 2 - 3QU CoRE ¦ 2QU LoRE | Red Flag Warning - Small Fires | 2024 | Financial | 0.0016314 | 714.3308 | 2024 | Control | 0.053 | 3 | 0 | esc | 0 | 0 | 0 | 0 | 0.055966 | 9.1305e-05 | 0.055966 | 9.1305e-05
[79 empty] | WLDFR | HFTD - Distribution - Tier 3 - 1QU CoRE ¦ 3QU LoRE | Red Flag Warning - Catastrophic Fires | 2022 | 0 | 0 | 0 | 0 | 14146.1306 | 222.2294 | 8585.7228 | 5338.1784 | 813.2108 | 813.2108 | 813.2108 | 0 | 0.00013566 |  | 0 | 0.11032 | 0.11032 | 0 | 0.11032 | 0.11032 | 0 | 0.11032 | 0.11032 | 0 | 0 | 0 | [40 empty] | All EPR in 2020WLDFRSafety | WLDFR | HFTD - Distribution - Tier 2 - 3QU CoRE ¦ 2QU LoRE | Red Flag Warning - Small Fires | 2024 | Safety | 0.041187 | 714.3308 | 2024 | Control | 0.053 | 3 | 0 | esc | 0 | 0 | 0 | 0 | 0.055966 | 0.0023051 | 0.055966 | 0.0023051
[79 empty] | WLDFR | HFTD - Distribution - Tier 3 - 1QU CoRE ¦ 3QU LoRE | Red Flag Warning - Catastrophic Fires | 2023 | 0 | 0 | 0 | 0 | 14664.6376 | 233.2301 | 8896.516 | 5534.8915 | 0 | 843.2942 | 843.2942 | 843.2942 | 0.00013566 |  | 0 | 0 | 0 | 0 | 0.1144 | 0.1144 | 0 | 0.1144 | 0.1144 | 0 | 0.1144 | 0.1144 | [40 empty] | All EPR in 2020WLDFRElectric Reliability | WLDFR | HFTD - Distribution - Tier 2 - 3QU CoRE ¦ 2QU LoRE | Red Flag Warning - Small Fires | 2025 | Electric Reliability | 0.03759 | 714.3308 | 2025 | Control | 0.1325 | 3 | 0 | esc | 0 | 0 | 0 | 0 | 0 | 0 | 0.15274 | 0.0057414
[79 empty] | WLDFR | HFTD - Distribution - Tier 3 - 1QU CoRE ¦ 3QU LoRE | Red Flag Warning - Catastrophic Fires | 2024 | 0 | 0 | 0 | 0 | 14664.6376 | 233.2301 | 8896.516 | 5534.8915 | 0 | 0 | 843.2942 | 843.2942 | 0.00013566 |  | 0 | 0 | 0 | 0 | 0 | 0 | 0 | 0.1144 | 0.1144 | 0 | 0.1144 | 0.1144 | [40 empty] | All EPR in 2020WLDFRFinancial | WLDFR | HFTD - Distribution - Tier 2 - 3QU CoRE ¦ 2QU LoRE | Red Flag Warning - Small Fires | 2025 | Financial | 0.0016314 | 714.3308 | 2025 | Control | 0.053 | 3 | 0 | esc | 0 | 0 | 0 | 0 | 0 | 0 | 0.055966 | 9.1305e-05
[79 empty] | WLDFR | HFTD - Distribution - Tier 3 - 1QU CoRE ¦ 3QU LoRE | Red Flag Warning - Catastrophic Fires | 2025 | 0 | 0 | 0 | 0 | 14664.6376 | 233.2301 | 8896.516 | 5534.8915 | 0 | 0 | 0 | 843.2942 | 0.00013566 |  | 0 | 0 | 0 | 0 | 0 | 0 | 0 | 0 | 0 | 0 | 0.1144 | 0.1144 | [40 empty] | All EPR in 2020WLDFRSafety | WLDFR | HFTD - Distribution - Tier 2 - 3QU CoRE ¦ 2QU LoRE | Red Flag Warning - Small Fires | 2025 | Safety | 0.041187 | 714.3308 | 2025 | Control | 0.053 | 3 | 0 | esc | 0 | 0 | 0 | 0 | 0 | 0 | 0.055966 | 0.0023051
[79 empty] | WLDFR | HFTD - Distribution - Tier 3 - 1QU CoRE ¦ 3QU LoRE | Red Flag Warning - Destructive Fires | 2020 | 0 | 0 | 0 | 0 | 8807.9522 | 222.2294 | 8585.7228 | 0 | 514.4532 | 0 | 0 | 0 | 1.6894e-05 |  | 0 | 0.0086913 | 0.0086913 | 0 | 0 | 0 | 0 | 0 | 0 | 0 | 0 | 0 | [40 empty] | All EPR in 2020WLDFRElectric Reliability | WLDFR | HFTD - Distribution - Tier 2 - 3QU CoRE ¦ 2QU LoRE | Seismic - Non-Red Flag Warning - Catastrophic Fires | 2021 | Electric Reliability | 409.2237 | 714.3308 | 2021 | Control | 0.1325 | 3 | 0 | esc | 0.15274 | 62.5039 | 0.15274 | 62.5039 | 0 | 0 | 0 | 0
[79 empty] | WLDFR | HFTD - Distribution - Tier 3 - 1QU CoRE ¦ 3QU LoRE | Red Flag Warning - Destructive Fires | 2021 | 0 | 0 | 0 | 0 | 8807.9522 | 222.2294 | 8585.7228 | 0 | 514.4532 | 514.4532 | 0 | 0 | 1.6894e-05 |  | 0 | 0.0086913 | 0.0086913 | 0 | 0.0086913 | 0.0086913 | 0 | 0 | 0 | 0 | 0 | 0 | [40 empty] | All EPR in 2020WLDFRFinancial | WLDFR | HFTD - Distribution - Tier 2 - 3QU CoRE ¦ 2QU LoRE | Seismic - Non-Red Flag Warning - Catastrophic Fires | 2021 | Financial | 13469.0878 | 714.3308 | 2021 | Control | 0.053 | 3 | 0 | esc | 0.055966 | 753.8138 | 0.055966 | 753.8138 | 0 | 0 | 0 | 0
[79 empty] | WLDFR | HFTD - Distribution - Tier 3 - 1QU CoRE ¦ 3QU LoRE | Red Flag Warning - Destructive Fires | 2022 | 0 | 0 | 0 | 0 | 8807.9522 | 222.2294 | 8585.7228 | 0 | 514.4532 | 514.4532 | 514.4532 | 0 | 1.6894e-05 |  | 0 | 0.0086913 | 0.0086913 | 0 | 0.0086913 | 0.0086913 | 0 | 0.0086913 | 0.0086913 | 0 | 0 | 0 | [40 empty] | All EPR in 2020WLDFRSafety | WLDFR | HFTD - Distribution - Tier 2 - 3QU CoRE ¦ 2QU LoRE | Seismic - Non-Red Flag Warning - Catastrophic Fires | 2021 | Safety | 7205.5313 | 714.3308 | 2021 | Control | 0.053 | 3 | 0 | esc | 0.055966 | 403.2663 | 0.055966 | 403.2663 | 0 | 0 | 0 | 0
[79 empty] | WLDFR | HFTD - Distribution - Tier 3 - 1QU CoRE ¦ 3QU LoRE | Red Flag Warning - Destructive Fires | 2023 | 0 | 0 | 0 | 0 | 9129.7461 | 233.2301 | 8896.516 | 0 | 0 | 533.5273 | 533.5273 | 533.5273 | 1.6894e-05 |  | 0 | 0 | 0 | 0 | 0.0090135 | 0.0090135 | 0 | 0.0090135 | 0.0090135 | 0 | 0.0090135 | 0.0090135 | [40 empty] | All EPR in 2020WLDFRElectric Reliability | WLDFR | HFTD - Distribution - Tier 2 - 3QU CoRE ¦ 2QU LoRE | Seismic - Non-Red Flag Warning - Catastrophic Fires | 2022 | Electric Reliability | 409.2237 | 714.3308 | 2022 | Control | 0.1325 | 3 | 0 | esc | 0.15274 | 62.5039 | 0.15274 | 62.5039 | 0.15274 | 62.5039 | 0 | 0
[79 empty] | WLDFR | HFTD - Distribution - Tier 3 - 1QU CoRE ¦ 3QU LoRE | Red Flag Warning - Destructive Fires | 2024 | 0 | 0 | 0 | 0 | 9129.7461 | 233.2301 | 8896.516 | 0 | 0 | 0 | 533.5273 | 533.5273 | 1.6894e-05 |  | 0 | 0 | 0 | 0 | 0 | 0 | 0 | 0.0090135 | 0.0090135 | 0 | 0.0090135 | 0.0090135 | [40 empty] | All EPR in 2020WLDFRFinancial | WLDFR | HFTD - Distribution - Tier 2 - 3QU CoRE ¦ 2QU LoRE | Seismic - Non-Red Flag Warning - Catastrophic Fires | 2022 | Financial | 13469.0878 | 714.3308 | 2022 | Control | 0.053 | 3 | 0 | esc | 0.055966 | 753.8138 | 0.055966 | 753.8138 | 0.055966 | 753.8138 | 0 | 0
[79 empty] | WLDFR | HFTD - Distribution - Tier 3 - 1QU CoRE ¦ 3QU LoRE | Red Flag Warning - Destructive Fires | 2025 | 0 | 0 | 0 | 0 | 9129.7461 | 233.2301 | 8896.516 | 0 | 0 | 0 | 0 | 533.5273 | 1.6894e-05 |  | 0 | 0 | 0 | 0 | 0 | 0 | 0 | 0 | 0 | 0 | 0.0090135 | 0.0090135 | [40 empty] | All EPR in 2020WLDFRSafety | WLDFR | HFTD - Distribution - Tier 2 - 3QU CoRE ¦ 2QU LoRE | Seismic - Non-Red Flag Warning - Catastrophic Fires | 2022 | Safety | 7205.5313 | 714.3308 | 2022 | Control | 0.053 | 3 | 0 | esc | 0.055966 | 403.2663 | 0.055966 | 403.2663 | 0.055966 | 403.2663 | 0 | 0
[79 empty] | WLDFR | HFTD - Distribution - Tier 3 - 1QU CoRE ¦ 3QU LoRE | Red Flag Warning - Large Fires | 2020 | 0 | 0 | 0 | 0 | 5.2406 | 0.69642 | 2.942 | 1.6022 | 0.36069 | 0 | 0 | 0 | 0.00010105 |  | 0 | 3.6449e-05 | 3.6449e-05 | 0 | 0 | 0 | 0 | 0 | 0 | 0 | 0 | 0 | [40 empty] | All EPR in 2020WLDFRElectric Reliability | WLDFR | HFTD - Distribution - Tier 2 - 3QU CoRE ¦ 2QU LoRE | Seismic - Non-Red Flag Warning - Catastrophic Fires | 2023 | Electric Reliability | 428.6023 | 714.3308 | 2023 | Control | 0.1325 | 3 | 0 | esc | 0 | 0 | 0.15274 | 65.4638 | 0.15274 | 65.4638 | 0.15274 | 65.4638
[79 empty] | WLDFR | HFTD - Distribution - Tier 3 - 1QU CoRE ¦ 3QU LoRE | Red Flag Warning - Large Fires | 2021 | 0 | 0 | 0 | 0 | 5.2406 | 0.69642 | 2.942 | 1.6022 | 0.36069 | 0.36069 | 0 | 0 | 0.00010105 |  | 0 | 3.6449e-05 | 3.6449e-05 | 0 | 3.6449e-05 | 3.6449e-05 | 0 | 0 | 0 | 0 | 0 | 0 | [40 empty] | All EPR in 2020WLDFRFinancial | WLDFR | HFTD - Distribution - Tier 2 - 3QU CoRE ¦ 2QU LoRE | Seismic - Non-Red Flag Warning - Catastrophic Fires | 2023 | Financial | 13939.561 | 714.3308 | 2023 | Control | 0.053 | 3 | 0 | esc | 0 | 0 | 0.055966 | 780.1444 | 0.055966 | 780.1444 | 0.055966 | 780.1444
[79 empty] | WLDFR | HFTD - Distribution - Tier 3 - 1QU CoRE ¦ 3QU LoRE | Red Flag Warning - Large Fires | 2022 | 0 | 0 | 0 | 0 | 5.2406 | 0.69642 | 2.942 | 1.6022 | 0.36069 | 0.36069 | 0.36069 | 0 | 0.00010105 |  | 0 | 3.6449e-05 | 3.6449e-05 | 0 | 3.6449e-05 | 3.6449e-05 | 0 | 3.6449e-05 | 3.6449e-05 | 0 | 0 | 0 | [40 empty] | All EPR in 2020WLDFRSafety | WLDFR | HFTD - Distribution - Tier 2 - 3QU CoRE ¦ 2QU LoRE | Seismic - Non-Red Flag Warning - Catastrophic Fires | 2023 | Safety | 7467.8148 | 714.3308 | 2023 | Control | 0.053 | 3 | 0 | esc | 0 | 0 | 0.055966 | 417.9453 | 0.055966 | 417.9453 | 0.055966 | 417.9453
[79 empty] | WLDFR | HFTD - Distribution - Tier 3 - 1QU CoRE ¦ 3QU LoRE | Red Flag Warning - Large Fires | 2023 | 0 | 0 | 0 | 0 | 5.475 | 0.71896 | 3.0715 | 1.6846 | 0 | 0.37599 | 0.37599 | 0.37599 | 0.00010105 |  | 0 | 0 | 0 | 0 | 3.7995e-05 | 3.7995e-05 | 0 | 3.7995e-05 | 3.7995e-05 | 0 | 3.7995e-05 | 3.7995e-05 | [40 empty] | All EPR in 2020WLDFRElectric Reliability | WLDFR | HFTD - Distribution - Tier 2 - 3QU CoRE ¦ 2QU LoRE | Seismic - Non-Red Flag Warning - Catastrophic Fires | 2024 | Electric Reliability | 428.6023 | 714.3308 | 2024 | Control | 0.1325 | 3 | 0 | esc | 0 | 0 | 0 | 0 | 0.15274 | 65.4638 | 0.15274 | 65.4638
[79 empty] | WLDFR | HFTD - Distribution - Tier 3 - 1QU CoRE ¦ 3QU LoRE | Red Flag Warning - Large Fires | 2024 | 0 | 0 | 0 | 0 | 5.475 | 0.71896 | 3.0715 | 1.6846 | 0 | 0 | 0.37599 | 0.37599 | 0.00010105 |  | 0 | 0 | 0 | 0 | 0 | 0 | 0 | 3.7995e-05 | 3.7995e-05 | 0 | 3.7995e-05 | 3.7995e-05 | [40 empty] | All EPR in 2020WLDFRFinancial | WLDFR | HFTD - Distribution - Tier 2 - 3QU CoRE ¦ 2QU LoRE | Seismic - Non-Red Flag Warning - Catastrophic Fires | 2024 | Financial | 13939.561 | 714.3308 | 2024 | Control | 0.053 | 3 | 0 | esc | 0 | 0 | 0 | 0 | 0.055966 | 780.1444 | 0.055966 | 780.1444
[79 empty] | WLDFR | HFTD - Distribution - Tier 3 - 1QU CoRE ¦ 3QU LoRE | Red Flag Warning - Large Fires | 2025 | 0 | 0 | 0 | 0 | 5.475 | 0.71896 | 3.0715 | 1.6846 | 0 | 0 | 0 | 0.37599 | 0.00010105 |  | 0 | 0 | 0 | 0 | 0 | 0 | 0 | 0 | 0 | 0 | 3.7995e-05 | 3.7995e-05 | [40 empty] | All EPR in 2020WLDFRSafety | WLDFR | HFTD - Distribution - Tier 2 - 3QU CoRE ¦ 2QU LoRE | Seismic - Non-Red Flag Warning - Catastrophic Fires | 2024 | Safety | 7467.8148 | 714.3308 | 2024 | Control | 0.053 | 3 | 0 | esc | 0 | 0 | 0 | 0 | 0.055966 | 417.9453 | 0.055966 | 417.9453
[79 empty] | WLDFR | HFTD - Distribution - Tier 3 - 1QU CoRE ¦ 3QU LoRE | Red Flag Warning - Small Fires | 2020 | 0 | 0 | 0 | 0 | 0.077901 | 0.036425 | 0.0015809 | 0.039895 | 0.0078847 | 0 | 0 | 0 | 0.00066884 |  | 0 | 5.2736e-06 | 5.2736e-06 | 0 | 0 | 0 | 0 | 0 | 0 | 0 | 0 | 0 | [40 empty] | All EPR in 2020WLDFRElectric Reliability | WLDFR | HFTD - Distribution - Tier 2 - 3QU CoRE ¦ 2QU LoRE | Seismic - Non-Red Flag Warning - Catastrophic Fires | 2025 | Electric Reliability | 428.6023 | 714.3308 | 2025 | Control | 0.1325 | 3 | 0 | esc | 0 | 0 | 0 | 0 | 0 | 0 | 0.15274 | 65.4638
[79 empty] | WLDFR | HFTD - Distribution - Tier 3 - 1QU CoRE ¦ 3QU LoRE | Red Flag Warning - Small Fires | 2021 | 0 | 0 | 0 | 0 | 0.077901 | 0.036425 | 0.0015809 | 0.039895 | 0.0078847 | 0.0078847 | 0 | 0 | 0.00066884 |  | 0 | 5.2736e-06 | 5.2736e-06 | 0 | 5.2736e-06 | 5.2736e-06 | 0 | 0 | 0 | 0 | 0 | 0 | [40 empty] | All EPR in 2020WLDFRFinancial | WLDFR | HFTD - Distribution - Tier 2 - 3QU CoRE ¦ 2QU LoRE | Seismic - Non-Red Flag Warning - Catastrophic Fires | 2025 | Financial | 13939.561 | 714.3308 | 2025 | Control | 0.053 | 3 | 0 | esc | 0 | 0 | 0 | 0 | 0 | 0 | 0.055966 | 780.1444
[79 empty] | WLDFR | HFTD - Distribution - Tier 3 - 1QU CoRE ¦ 3QU LoRE | Red Flag Warning - Small Fires | 2022 | 0 | 0 | 0 | 0 | 0.077901 | 0.036425 | 0.0015809 | 0.039895 | 0.0078847 | 0.0078847 | 0.0078847 | 0 | 0.00066884 |  | 0 | 5.2736e-06 | 5.2736e-06 | 0 | 5.2736e-06 | 5.2736e-06 | 0 | 5.2736e-06 | 5.2736e-06 | 0 | 0 | 0 | [40 empty] | All EPR in 2020WLDFRSafety | WLDFR | HFTD - Distribution - Tier 2 - 3QU CoRE ¦ 2QU LoRE | Seismic - Non-Red Flag Warning - Catastrophic Fires | 2025 | Safety | 7467.8148 | 714.3308 | 2025 | Control | 0.053 | 3 | 0 | esc | 0 | 0 | 0 | 0 | 0 | 0 | 0.055966 | 417.9453
[79 empty] | WLDFR | HFTD - Distribution - Tier 3 - 1QU CoRE ¦ 3QU LoRE | Red Flag Warning - Small Fires | 2023 | 0 | 0 | 0 | 0 | 0.080408 | 0.03759 | 0.0016314 | 0.041187 | 0 | 0.0081378 | 0.0081378 | 0.0081378 | 0.00066884 |  | 0 | 0 | 0 | 0 | 5.4429e-06 | 5.4429e-06 | 0 | 5.4429e-06 | 5.4429e-06 | 0 | 5.4429e-06 | 5.4429e-06 | [40 empty] | All EPR in 2020WLDFRElectric Reliability | WLDFR | HFTD - Distribution - Tier 2 - 3QU CoRE ¦ 2QU LoRE | Seismic - Red Flag Warning - Catastrophic Fires | 2021 | Electric Reliability | 409.2237 | 714.3308 | 2021 | Control | 0.1325 | 3 | 0 | esc | 0.15274 | 62.5039 | 0.15274 | 62.5039 | 0 | 0 | 0 | 0
[79 empty] | WLDFR | HFTD - Distribution - Tier 3 - 1QU CoRE ¦ 3QU LoRE | Red Flag Warning - Small Fires | 2024 | 0 | 0 | 0 | 0 | 0.080408 | 0.03759 | 0.0016314 | 0.041187 | 0 | 0 | 0.0081378 | 0.0081378 | 0.00066884 |  | 0 | 0 | 0 | 0 | 0 | 0 | 0 | 5.4429e-06 | 5.4429e-06 | 0 | 5.4429e-06 | 5.4429e-06 | [40 empty] | All EPR in 2020WLDFRFinancial | WLDFR | HFTD - Distribution - Tier 2 - 3QU CoRE ¦ 2QU LoRE | Seismic - Red Flag Warning - Catastrophic Fires | 2021 | Financial | 13469.0878 | 714.3308 | 2021 | Control | 0.053 | 3 | 0 | esc | 0.055966 | 753.8138 | 0.055966 | 753.8138 | 0 | 0 | 0 | 0
[79 empty] | WLDFR | HFTD - Distribution - Tier 3 - 1QU CoRE ¦ 3QU LoRE | Red Flag Warning - Small Fires | 2025 | 0 | 0 | 0 | 0 | 0.080408 | 0.03759 | 0.0016314 | 0.041187 | 0 | 0 | 0 | 0.0081378 | 0.00066884 |  | 0 | 0 | 0 | 0 | 0 | 0 | 0 | 0 | 0 | 0 | 5.4429e-06 | 5.4429e-06 | [40 empty] | All EPR in 2020WLDFRSafety | WLDFR | HFTD - Distribution - Tier 2 - 3QU CoRE ¦ 2QU LoRE | Seismic - Red Flag Warning - Catastrophic Fires | 2021 | Safety | 7205.5313 | 714.3308 | 2021 | Control | 0.053 | 3 | 0 | esc | 0.055966 | 403.2663 | 0.055966 | 403.2663 | 0 | 0 | 0 | 0
[79 empty] | WLDFR | HFTD - Distribution - Tier 3 - 1QU CoRE ¦ 3QU LoRE | Seismic - Non-Red Flag Warning - Catastrophic Fires | 2020 | 0 | 0 | 0 | 0 | 21083.8428 | 409.2237 | 13469.0878 | 7205.5313 | 1219.584 | 0 | 0 | 0 | 2.0615e-10 |  | 0 | 2.5142e-07 | 2.5142e-07 | 0 | 0 | 0 | 0 | 0 | 0 | 0 | 0 | 0 | [40 empty] | All EPR in 2020WLDFRElectric Reliability | WLDFR | HFTD - Distribution - Tier 2 - 3QU CoRE ¦ 2QU LoRE | Seismic - Red Flag Warning - Catastrophic Fires | 2022 | Electric Reliability | 409.2237 | 714.3308 | 2022 | Control | 0.1325 | 3 | 0 | esc | 0.15274 | 62.5039 | 0.15274 | 62.5039 | 0.15274 | 62.5039 | 0 | 0
[79 empty] | WLDFR | HFTD - Distribution - Tier 3 - 1QU CoRE ¦ 3QU LoRE | Seismic - Non-Red Flag Warning - Catastrophic Fires | 2021 | 0 | 0 | 0 | 0 | 21083.8428 | 409.2237 | 13469.0878 | 7205.5313 | 1219.584 | 1219.584 | 0 | 0 | 2.0615e-10 |  | 0 | 2.5142e-07 | 2.5142e-07 | 0 | 2.5142e-07 | 2.5142e-07 | 0 | 0 | 0 | 0 | 0 | 0 | [40 empty] | All EPR in 2020WLDFRFinancial | WLDFR | HFTD - Distribution - Tier 2 - 3QU CoRE ¦ 2QU LoRE | Seismic - Red Flag Warning - Catastrophic Fires | 2022 | Financial | 13469.0878 | 714.3308 | 2022 | Control | 0.053 | 3 | 0 | esc | 0.055966 | 753.8138 | 0.055966 | 753.8138 | 0.055966 | 753.8138 | 0 | 0
[79 empty] | WLDFR | HFTD - Distribution - Tier 3 - 1QU CoRE ¦ 3QU LoRE | Seismic - Non-Red Flag Warning - Catastrophic Fires | 2022 | 0 | 0 | 0 | 0 | 21083.8428 | 409.2237 | 13469.0878 | 7205.5313 | 1219.584 | 1219.584 | 1219.584 | 0 | 2.0615e-10 |  | 0 | 2.5142e-07 | 2.5142e-07 | 0 | 2.5142e-07 | 2.5142e-07 | 0 | 2.5142e-07 | 2.5142e-07 | 0 | 0 | 0 | [40 empty] | All EPR in 2020WLDFRSafety | WLDFR | HFTD - Distribution - Tier 2 - 3QU CoRE ¦ 2QU LoRE | Seismic - Red Flag Warning - Catastrophic Fires | 2022 | Safety | 7205.5313 | 714.3308 | 2022 | Control | 0.053 | 3 | 0 | esc | 0.055966 | 403.2663 | 0.055966 | 403.2663 | 0.055966 | 403.2663 | 0 | 0
[79 empty] | WLDFR | HFTD - Distribution - Tier 3 - 1QU CoRE ¦ 3QU LoRE | Seismic - Non-Red Flag Warning - Catastrophic Fires | 2023 | 0 | 0 | 0 | 0 | 21835.9781 | 428.6023 | 13939.561 | 7467.8148 | 0 | 1263.5534 | 1263.5534 | 1263.5534 | 2.0615e-10 |  | 0 | 0 | 0 | 0 | 2.6049e-07 | 2.6049e-07 | 0 | 2.6049e-07 | 2.6049e-07 | 0 | 2.6049e-07 | 2.6049e-07 | [40 empty] | All EPR in 2020WLDFRElectric Reliability | WLDFR | HFTD - Distribution - Tier 2 - 3QU CoRE ¦ 2QU LoRE | Seismic - Red Flag Warning - Catastrophic Fires | 2023 | Electric Reliability | 428.6023 | 714.3308 | 2023 | Control | 0.1325 | 3 | 0 | esc | 0 | 0 | 0.15274 | 65.4638 | 0.15274 | 65.4638 | 0.15274 | 65.4638
[79 empty] | WLDFR | HFTD - Distribution - Tier 3 - 1QU CoRE ¦ 3QU LoRE | Seismic - Non-Red Flag Warning - Catastrophic Fires | 2024 | 0 | 0 | 0 | 0 | 21835.9781 | 428.6023 | 13939.561 | 7467.8148 | 0 | 0 | 1263.5534 | 1263.5534 | 2.0615e-10 |  | 0 | 0 | 0 | 0 | 0 | 0 | 0 | 2.6049e-07 | 2.6049e-07 | 0 | 2.6049e-07 | 2.6049e-07 | [40 empty] | All EPR in 2020WLDFRFinancial | WLDFR | HFTD - Distribution - Tier 2 - 3QU CoRE ¦ 2QU LoRE | Seismic - Red Flag Warning - Catastrophic Fires | 2023 | Financial | 13939.561 | 714.3308 | 2023 | Control | 0.053 | 3 | 0 | esc | 0 | 0 | 0.055966 | 780.1444 | 0.055966 | 780.1444 | 0.055966 | 780.1444
[79 empty] | WLDFR | HFTD - Distribution - Tier 3 - 1QU CoRE ¦ 3QU LoRE | Seismic - Non-Red Flag Warning - Catastrophic Fires | 2025 | 0 | 0 | 0 | 0 | 21835.9781 | 428.6023 | 13939.561 | 7467.8148 | 0 | 0 | 0 | 1263.5534 | 2.0615e-10 |  | 0 | 0 | 0 | 0 | 0 | 0 | 0 | 0 | 0 | 0 | 2.6049e-07 | 2.6049e-07 | [40 empty] | All EPR in 2020WLDFRSafety | WLDFR | HFTD - Distribution - Tier 2 - 3QU CoRE ¦ 2QU LoRE | Seismic - Red Flag Warning - Catastrophic Fires | 2023 | Safety | 7467.8148 | 714.3308 | 2023 | Control | 0.053 | 3 | 0 | esc | 0 | 0 | 0.055966 | 417.9453 | 0.055966 | 417.9453 | 0.055966 | 417.9453
[79 empty] | WLDFR | HFTD - Distribution - Tier 3 - 1QU CoRE ¦ 3QU LoRE | Seismic - Red Flag Warning - Catastrophic Fires | 2020 | 0 | 0 | 0 | 0 | 21083.8428 | 409.2237 | 13469.0878 | 7205.5313 | 1219.584 | 0 | 0 | 0 | 8.8912e-09 |  | 0 | 1.0844e-05 | 1.0844e-05 | 0 | 0 | 0 | 0 | 0 | 0 | 0 | 0 | 0 | [40 empty] | All EPR in 2020WLDFRElectric Reliability | WLDFR | HFTD - Distribution - Tier 2 - 3QU CoRE ¦ 2QU LoRE | Seismic - Red Flag Warning - Catastrophic Fires | 2024 | Electric Reliability | 428.6023 | 714.3308 | 2024 | Control | 0.1325 | 3 | 0 | esc | 0 | 0 | 0 | 0 | 0.15274 | 65.4638 | 0.15274 | 65.4638
[79 empty] | WLDFR | HFTD - Distribution - Tier 3 - 1QU CoRE ¦ 3QU LoRE | Seismic - Red Flag Warning - Catastrophic Fires | 2021 | 0 | 0 | 0 | 0 | 21083.8428 | 409.2237 | 13469.0878 | 7205.5313 | 1219.584 | 1219.584 | 0 | 0 | 8.8912e-09 |  | 0 | 1.0844e-05 | 1.0844e-05 | 0 | 1.0844e-05 | 1.0844e-05 | 0 | 0 | 0 | 0 | 0 | 0 | [40 empty] | All EPR in 2020WLDFRFinancial | WLDFR | HFTD - Distribution - Tier 2 - 3QU CoRE ¦ 2QU LoRE | Seismic - Red Flag Warning - Catastrophic Fires | 2024 | Financial | 13939.561 | 714.3308 | 2024 | Control | 0.053 | 3 | 0 | esc | 0 | 0 | 0 | 0 | 0.055966 | 780.1444 | 0.055966 | 780.1444
[79 empty] | WLDFR | HFTD - Distribution - Tier 3 - 1QU CoRE ¦ 3QU LoRE | Seismic - Red Flag Warning - Catastrophic Fires | 2022 | 0 | 0 | 0 | 0 | 21083.8428 | 409.2237 | 13469.0878 | 7205.5313 | 1219.584 | 1219.584 | 1219.584 | 0 | 8.8912e-09 |  | 0 | 1.0844e-05 | 1.0844e-05 | 0 | 1.0844e-05 | 1.0844e-05 | 0 | 1.0844e-05 | 1.0844e-05 | 0 | 0 | 0 | [40 empty] | All EPR in 2020WLDFRSafety | WLDFR | HFTD - Distribution - Tier 2 - 3QU CoRE ¦ 2QU LoRE | Seismic - Red Flag Warning - Catastrophic Fires | 2024 | Safety | 7467.8148 | 714.3308 | 2024 | Control | 0.053 | 3 | 0 | esc | 0 | 0 | 0 | 0 | 0.055966 | 417.9453 | 0.055966 | 417.9453
[79 empty] | WLDFR | HFTD - Distribution - Tier 3 - 1QU CoRE ¦ 3QU LoRE | Seismic - Red Flag Warning - Catastrophic Fires | 2023 | 0 | 0 | 0 | 0 | 21835.9781 | 428.6023 | 13939.561 | 7467.8148 | 0 | 1263.5534 | 1263.5534 | 1263.5534 | 8.8912e-09 |  | 0 | 0 | 0 | 0 | 1.1235e-05 | 1.1235e-05 | 0 | 1.1235e-05 | 1.1235e-05 | 0 | 1.1235e-05 | 1.1235e-05 | [40 empty] | All EPR in 2020WLDFRElectric Reliability | WLDFR | HFTD - Distribution - Tier 2 - 3QU CoRE ¦ 2QU LoRE | Seismic - Red Flag Warning - Catastrophic Fires | 2025 | Electric Reliability | 428.6023 | 714.3308 | 2025 | Control | 0.1325 | 3 | 0 | esc | 0 | 0 | 0 | 0 | 0 | 0 | 0.15274 | 65.4638
[79 empty] | WLDFR | HFTD - Distribution - Tier 3 - 1QU CoRE ¦ 3QU LoRE | Seismic - Red Flag Warning - Catastrophic Fires | 2024 | 0 | 0 | 0 | 0 | 21835.9781 | 428.6023 | 13939.561 | 7467.8148 | 0 | 0 | 1263.5534 | 1263.5534 | 8.8912e-09 |  | 0 | 0 | 0 | 0 | 0 | 0 | 0 | 1.1235e-05 | 1.1235e-05 | 0 | 1.1235e-05 | 1.1235e-05 | [40 empty] | All EPR in 2020WLDFRFinancial | WLDFR | HFTD - Distribution - Tier 2 - 3QU CoRE ¦ 2QU LoRE | Seismic - Red Flag Warning - Catastrophic Fires | 2025 | Financial | 13939.561 | 714.3308 | 2025 | Control | 0.053 | 3 | 0 | esc | 0 | 0 | 0 | 0 | 0 | 0 | 0.055966 | 780.1444
[79 empty] | WLDFR | HFTD - Distribution - Tier 3 - 1QU CoRE ¦ 3QU LoRE | Seismic - Red Flag Warning - Catastrophic Fires | 2025 | 0 | 0 | 0 | 0 | 21835.9781 | 428.6023 | 13939.561 | 7467.8148 | 0 | 0 | 0 | 1263.5534 | 8.8912e-09 |  | 0 | 0 | 0 | 0 | 0 | 0 | 0 | 0 | 0 | 0 | 1.1235e-05 | 1.1235e-05 | [40 empty] | All EPR in 2020WLDFRSafety | WLDFR | HFTD - Distribution - Tier 2 - 3QU CoRE ¦ 2QU LoRE | Seismic - Red Flag Warning - Catastrophic Fires | 2025 | Safety | 7467.8148 | 714.3308 | 2025 | Control | 0.053 | 3 | 0 | esc | 0 | 0 | 0 | 0 | 0 | 0 | 0.055966 | 417.9453
[79 empty] | WLDFR | HFTD - Distribution - Tier 3 - 1QU CoRE ¦ 4QU LoRE | Non-Red Flag Warning - Catastrophic Fires | 2020 | 0 | 0 | 0 | 0 | 14146.1306 | 222.2294 | 8585.7228 | 5338.1784 | 813.2108 | 0 | 0 | 0 | 3.8965e-06 |  | 0 | 0.0031686 | 0.0031686 | 0 | 0 | 0 | 0 | 0 | 0 | 0 | 0 | 0 | [40 empty] | All EPR in 2020WLDFRElectric Reliability | WLDFR | HFTD - Distribution - Tier 2 - 3QU CoRE ¦ 3QU LoRE | Non-Red Flag Warning - Catastrophic Fires | 2021 | Electric Reliability | 222.2294 | 808.5801 | 2021 | Control | 0.1325 | 3 | 0 | esc | 0.15274 | 33.9428 | 0.15274 | 33.9428 | 0 | 0 | 0 | 0
[79 empty] | WLDFR | HFTD - Distribution - Tier 3 - 1QU CoRE ¦ 4QU LoRE | Non-Red Flag Warning - Catastrophic Fires | 2021 | 0 | 0 | 0 | 0 | 14146.1306 | 222.2294 | 8585.7228 | 5338.1784 | 813.2108 | 813.2108 | 0 | 0 | 3.8965e-06 |  | 0 | 0.0031686 | 0.0031686 | 0 | 0.0031686 | 0.0031686 | 0 | 0 | 0 | 0 | 0 | 0 | [40 empty] | All EPR in 2020WLDFRFinancial | WLDFR | HFTD - Distribution - Tier 2 - 3QU CoRE ¦ 3QU LoRE | Non-Red Flag Warning - Catastrophic Fires | 2021 | Financial | 8585.7228 | 808.5801 | 2021 | Control | 0.053 | 3 | 0 | esc | 0.055966 | 480.5104 | 0.055966 | 480.5104 | 0 | 0 | 0 | 0
[79 empty] | WLDFR | HFTD - Distribution - Tier 3 - 1QU CoRE ¦ 4QU LoRE | Non-Red Flag Warning - Catastrophic Fires | 2022 | 0 | 0 | 0 | 0 | 14146.1306 | 222.2294 | 8585.7228 | 5338.1784 | 813.2108 | 813.2108 | 813.2108 | 0 | 3.8965e-06 |  | 0 | 0.0031686 | 0.0031686 | 0 | 0.0031686 | 0.0031686 | 0 | 0.0031686 | 0.0031686 | 0 | 0 | 0 | [40 empty] | All EPR in 2020WLDFRSafety | WLDFR | HFTD - Distribution - Tier 2 - 3QU CoRE ¦ 3QU LoRE | Non-Red Flag Warning - Catastrophic Fires | 2021 | Safety | 5338.1784 | 808.5801 | 2021 | Control | 0.053 | 3 | 0 | esc | 0.055966 | 298.7576 | 0.055966 | 298.7576 | 0 | 0 | 0 | 0
[79 empty] | WLDFR | HFTD - Distribution - Tier 3 - 1QU CoRE ¦ 4QU LoRE | Non-Red Flag Warning - Catastrophic Fires | 2023 | 0 | 0 | 0 | 0 | 14664.6376 | 233.2301 | 8896.516 | 5534.8915 | 0 | 843.2942 | 843.2942 | 843.2942 | 3.8965e-06 |  | 0 | 0 | 0 | 0 | 0.0032859 | 0.0032859 | 0 | 0.0032859 | 0.0032859 | 0 | 0.0032859 | 0.0032859 | [40 empty] | All EPR in 2020WLDFRElectric Reliability | WLDFR | HFTD - Distribution - Tier 2 - 3QU CoRE ¦ 3QU LoRE | Non-Red Flag Warning - Catastrophic Fires | 2022 | Electric Reliability | 222.2294 | 808.5801 | 2022 | Control | 0.1325 | 3 | 0 | esc | 0.15274 | 33.9428 | 0.15274 | 33.9428 | 0.15274 | 33.9428 | 0 | 0
[79 empty] | WLDFR | HFTD - Distribution - Tier 3 - 1QU CoRE ¦ 4QU LoRE | Non-Red Flag Warning - Catastrophic Fires | 2024 | 0 | 0 | 0 | 0 | 14664.6376 | 233.2301 | 8896.516 | 5534.8915 | 0 | 0 | 843.2942 | 843.2942 | 3.8965e-06 |  | 0 | 0 | 0 | 0 | 0 | 0 | 0 | 0.0032859 | 0.0032859 | 0 | 0.0032859 | 0.0032859 | [40 empty] | All EPR in 2020WLDFRFinancial | WLDFR | HFTD - Distribution - Tier 2 - 3QU CoRE ¦ 3QU LoRE | Non-Red Flag Warning - Catastrophic Fires | 2022 | Financial | 8585.7228 | 808.5801 | 2022 | Control | 0.053 | 3 | 0 | esc | 0.055966 | 480.5104 | 0.055966 | 480.5104 | 0.055966 | 480.5104 | 0 | 0
[79 empty] | WLDFR | HFTD - Distribution - Tier 3 - 1QU CoRE ¦ 4QU LoRE | Non-Red Flag Warning - Catastrophic Fires | 2025 | 0 | 0 | 0 | 0 | 14664.6376 | 233.2301 | 8896.516 | 5534.8915 | 0 | 0 | 0 | 843.2942 | 3.8965e-06 |  | 0 | 0 | 0 | 0 | 0 | 0 | 0 | 0 | 0 | 0 | 0.0032859 | 0.0032859 | [40 empty] | All EPR in 2020WLDFRSafety | WLDFR | HFTD - Distribution - Tier 2 - 3QU CoRE ¦ 3QU LoRE | Non-Red Flag Warning - Catastrophic Fires | 2022 | Safety | 5338.1784 | 808.5801 | 2022 | Control | 0.053 | 3 | 0 | esc | 0.055966 | 298.7576 | 0.055966 | 298.7576 | 0.055966 | 298.7576 | 0 | 0
[79 empty] | WLDFR | HFTD - Distribution - Tier 3 - 1QU CoRE ¦ 4QU LoRE | Non-Red Flag Warning - Destructive Fires | 2020 | 0 | 0 | 0 | 0 | 8807.9522 | 222.2294 | 8585.7228 | 0 | 514.4532 | 0 | 0 | 0 | 4.6092e-06 |  | 0 | 0.0023712 | 0.0023712 | 0 | 0 | 0 | 0 | 0 | 0 | 0 | 0 | 0 | [40 empty] | All EPR in 2020WLDFRElectric Reliability | WLDFR | HFTD - Distribution - Tier 2 - 3QU CoRE ¦ 3QU LoRE | Non-Red Flag Warning - Catastrophic Fires | 2023 | Electric Reliability | 233.2301 | 808.5801 | 2023 | Control | 0.1325 | 3 | 0 | esc | 0 | 0 | 0.15274 | 35.623 | 0.15274 | 35.623 | 0.15274 | 35.623
[79 empty] | WLDFR | HFTD - Distribution - Tier 3 - 1QU CoRE ¦ 4QU LoRE | Non-Red Flag Warning - Destructive Fires | 2021 | 0 | 0 | 0 | 0 | 8807.9522 | 222.2294 | 8585.7228 | 0 | 514.4532 | 514.4532 | 0 | 0 | 4.6092e-06 |  | 0 | 0.0023712 | 0.0023712 | 0 | 0.0023712 | 0.0023712 | 0 | 0 | 0 | 0 | 0 | 0 | [40 empty] | All EPR in 2020WLDFRFinancial | WLDFR | HFTD - Distribution - Tier 2 - 3QU CoRE ¦ 3QU LoRE | Non-Red Flag Warning - Catastrophic Fires | 2023 | Financial | 8896.516 | 808.5801 | 2023 | Control | 0.053 | 3 | 0 | esc | 0 | 0 | 0.055966 | 497.9043 | 0.055966 | 497.9043 | 0.055966 | 497.9043
[79 empty] | WLDFR | HFTD - Distribution - Tier 3 - 1QU CoRE ¦ 4QU LoRE | Non-Red Flag Warning - Destructive Fires | 2022 | 0 | 0 | 0 | 0 | 8807.9522 | 222.2294 | 8585.7228 | 0 | 514.4532 | 514.4532 | 514.4532 | 0 | 4.6092e-06 |  | 0 | 0.0023712 | 0.0023712 | 0 | 0.0023712 | 0.0023712 | 0 | 0.0023712 | 0.0023712 | 0 | 0 | 0 | [40 empty] | All EPR in 2020WLDFRSafety | WLDFR | HFTD - Distribution - Tier 2 - 3QU CoRE ¦ 3QU LoRE | Non-Red Flag Warning - Catastrophic Fires | 2023 | Safety | 5534.8915 | 808.5801 | 2023 | Control | 0.053 | 3 | 0 | esc | 0 | 0 | 0.055966 | 309.7669 | 0.055966 | 309.7669 | 0.055966 | 309.7669
[79 empty] | WLDFR | HFTD - Distribution - Tier 3 - 1QU CoRE ¦ 4QU LoRE | Non-Red Flag Warning - Destructive Fires | 2023 | 0 | 0 | 0 | 0 | 9129.7461 | 233.2301 | 8896.516 | 0 | 0 | 533.5273 | 533.5273 | 533.5273 | 4.6092e-06 |  | 0 | 0 | 0 | 0 | 0.0024592 | 0.0024592 | 0 | 0.0024592 | 0.0024592 | 0 | 0.0024592 | 0.0024592 | [40 empty] | All EPR in 2020WLDFRElectric Reliability | WLDFR | HFTD - Distribution - Tier 2 - 3QU CoRE ¦ 3QU LoRE | Non-Red Flag Warning - Catastrophic Fires | 2024 | Electric Reliability | 233.2301 | 808.5801 | 2024 | Control | 0.1325 | 3 | 0 | esc | 0 | 0 | 0 | 0 | 0.15274 | 35.623 | 0.15274 | 35.623
[79 empty] | WLDFR | HFTD - Distribution - Tier 3 - 1QU CoRE ¦ 4QU LoRE | Non-Red Flag Warning - Destructive Fires | 2024 | 0 | 0 | 0 | 0 | 9129.7461 | 233.2301 | 8896.516 | 0 | 0 | 0 | 533.5273 | 533.5273 | 4.6092e-06 |  | 0 | 0 | 0 | 0 | 0 | 0 | 0 | 0.0024592 | 0.0024592 | 0 | 0.0024592 | 0.0024592 | [40 empty] | All EPR in 2020WLDFRFinancial | WLDFR | HFTD - Distribution - Tier 2 - 3QU CoRE ¦ 3QU LoRE | Non-Red Flag Warning - Catastrophic Fires | 2024 | Financial | 8896.516 | 808.5801 | 2024 | Control | 0.053 | 3 | 0 | esc | 0 | 0 | 0 | 0 | 0.055966 | 497.9043 | 0.055966 | 497.9043
[79 empty] | WLDFR | HFTD - Distribution - Tier 3 - 1QU CoRE ¦ 4QU LoRE | Non-Red Flag Warning - Destructive Fires | 2025 | 0 | 0 | 0 | 0 | 9129.7461 | 233.2301 | 8896.516 | 0 | 0 | 0 | 0 | 533.5273 | 4.6092e-06 |  | 0 | 0 | 0 | 0 | 0 | 0 | 0 | 0 | 0 | 0 | 0.0024592 | 0.0024592 | [40 empty] | All EPR in 2020WLDFRSafety | WLDFR | HFTD - Distribution - Tier 2 - 3QU CoRE ¦ 3QU LoRE | Non-Red Flag Warning - Catastrophic Fires | 2024 | Safety | 5534.8915 | 808.5801 | 2024 | Control | 0.053 | 3 | 0 | esc | 0 | 0 | 0 | 0 | 0.055966 | 309.7669 | 0.055966 | 309.7669
[79 empty] | WLDFR | HFTD - Distribution - Tier 3 - 1QU CoRE ¦ 4QU LoRE | Non-Red Flag Warning - Large Fires | 2020 | 0 | 0 | 0 | 0 | 5.2406 | 0.69642 | 2.942 | 1.6022 | 0.36069 | 0 | 0 | 0 | 2.9621e-05 |  | 0 | 1.0684e-05 | 1.0684e-05 | 0 | 0 | 0 | 0 | 0 | 0 | 0 | 0 | 0 | [40 empty] | All EPR in 2020WLDFRElectric Reliability | WLDFR | HFTD - Distribution - Tier 2 - 3QU CoRE ¦ 3QU LoRE | Non-Red Flag Warning - Catastrophic Fires | 2025 | Electric Reliability | 233.2301 | 808.5801 | 2025 | Control | 0.1325 | 3 | 0 | esc | 0 | 0 | 0 | 0 | 0 | 0 | 0.15274 | 35.623
[79 empty] | WLDFR | HFTD - Distribution - Tier 3 - 1QU CoRE ¦ 4QU LoRE | Non-Red Flag Warning - Large Fires | 2021 | 0 | 0 | 0 | 0 | 5.2406 | 0.69642 | 2.942 | 1.6022 | 0.36069 | 0.36069 | 0 | 0 | 2.9621e-05 |  | 0 | 1.0684e-05 | 1.0684e-05 | 0 | 1.0684e-05 | 1.0684e-05 | 0 | 0 | 0 | 0 | 0 | 0 | [40 empty] | All EPR in 2020WLDFRFinancial | WLDFR | HFTD - Distribution - Tier 2 - 3QU CoRE ¦ 3QU LoRE | Non-Red Flag Warning - Catastrophic Fires | 2025 | Financial | 8896.516 | 808.5801 | 2025 | Control | 0.053 | 3 | 0 | esc | 0 | 0 | 0 | 0 | 0 | 0 | 0.055966 | 497.9043
[79 empty] | WLDFR | HFTD - Distribution - Tier 3 - 1QU CoRE ¦ 4QU LoRE | Non-Red Flag Warning - Large Fires | 2022 | 0 | 0 | 0 | 0 | 5.2406 | 0.69642 | 2.942 | 1.6022 | 0.36069 | 0.36069 | 0.36069 | 0 | 2.9621e-05 |  | 0 | 1.0684e-05 | 1.0684e-05 | 0 | 1.0684e-05 | 1.0684e-05 | 0 | 1.0684e-05 | 1.0684e-05 | 0 | 0 | 0 | [40 empty] | All EPR in 2020WLDFRSafety | WLDFR | HFTD - Distribution - Tier 2 - 3QU CoRE ¦ 3QU LoRE | Non-Red Flag Warning - Catastrophic Fires | 2025 | Safety | 5534.8915 | 808.5801 | 2025 | Control | 0.053 | 3 | 0 | esc | 0 | 0 | 0 | 0 | 0 | 0 | 0.055966 | 309.7669
[79 empty] | WLDFR | HFTD - Distribution - Tier 3 - 1QU CoRE ¦ 4QU LoRE | Non-Red Flag Warning - Large Fires | 2023 | 0 | 0 | 0 | 0 | 5.475 | 0.71896 | 3.0715 | 1.6846 | 0 | 0.37599 | 0.37599 | 0.37599 | 2.9621e-05 |  | 0 | 0 | 0 | 0 | 1.1137e-05 | 1.1137e-05 | 0 | 1.1137e-05 | 1.1137e-05 | 0 | 1.1137e-05 | 1.1137e-05 | [40 empty] | All EPR in 2020WLDFRElectric Reliability | WLDFR | HFTD - Distribution - Tier 2 - 3QU CoRE ¦ 3QU LoRE | Non-Red Flag Warning - Destructive Fires | 2021 | Electric Reliability | 222.2294 | 808.5801 | 2021 | Control | 0.1325 | 3 | 0 | esc | 0.15274 | 33.9428 | 0.15274 | 33.9428 | 0 | 0 | 0 | 0
[79 empty] | WLDFR | HFTD - Distribution - Tier 3 - 1QU CoRE ¦ 4QU LoRE | Non-Red Flag Warning - Large Fires | 2024 | 0 | 0 | 0 | 0 | 5.475 | 0.71896 | 3.0715 | 1.6846 | 0 | 0 | 0.37599 | 0.37599 | 2.9621e-05 |  | 0 | 0 | 0 | 0 | 0 | 0 | 0 | 1.1137e-05 | 1.1137e-05 | 0 | 1.1137e-05 | 1.1137e-05 | [40 empty] | All EPR in 2020WLDFRFinancial | WLDFR | HFTD - Distribution - Tier 2 - 3QU CoRE ¦ 3QU LoRE | Non-Red Flag Warning - Destructive Fires | 2021 | Financial | 8585.7228 | 808.5801 | 2021 | Control | 0.053 | 3 | 0 | esc | 0.055966 | 480.5104 | 0.055966 | 480.5104 | 0 | 0 | 0 | 0
[79 empty] | WLDFR | HFTD - Distribution - Tier 3 - 1QU CoRE ¦ 4QU LoRE | Non-Red Flag Warning - Large Fires | 2025 | 0 | 0 | 0 | 0 | 5.475 | 0.71896 | 3.0715 | 1.6846 | 0 | 0 | 0 | 0.37599 | 2.9621e-05 |  | 0 | 0 | 0 | 0 | 0 | 0 | 0 | 0 | 0 | 0 | 1.1137e-05 | 1.1137e-05 | [40 empty] | All EPR in 2020WLDFRElectric Reliability | WLDFR | HFTD - Distribution - Tier 2 - 3QU CoRE ¦ 3QU LoRE | Non-Red Flag Warning - Destructive Fires | 2022 | Electric Reliability | 222.2294 | 808.5801 | 2022 | Control | 0.1325 | 3 | 0 | esc | 0.15274 | 33.9428 | 0.15274 | 33.9428 | 0.15274 | 33.9428 | 0 | 0
[79 empty] | WLDFR | HFTD - Distribution - Tier 3 - 1QU CoRE ¦ 4QU LoRE | Non-Red Flag Warning - Small Fires | 2020 | 0 | 0 | 0 | 0 | 0.077901 | 0.036425 | 0.0015809 | 0.039895 | 0.0078847 | 0 | 0 | 0 | 0.0032078 |  | 0 | 2.5292e-05 | 2.5292e-05 | 0 | 0 | 0 | 0 | 0 | 0 | 0 | 0 | 0 | [40 empty] | All EPR in 2020WLDFRFinancial | WLDFR | HFTD - Distribution - Tier 2 - 3QU CoRE ¦ 3QU LoRE | Non-Red Flag Warning - Destructive Fires | 2022 | Financial | 8585.7228 | 808.5801 | 2022 | Control | 0.053 | 3 | 0 | esc | 0.055966 | 480.5104 | 0.055966 | 480.5104 | 0.055966 | 480.5104 | 0 | 0
[79 empty] | WLDFR | HFTD - Distribution - Tier 3 - 1QU CoRE ¦ 4QU LoRE | Non-Red Flag Warning - Small Fires | 2021 | 0 | 0 | 0 | 0 | 0.077901 | 0.036425 | 0.0015809 | 0.039895 | 0.0078847 | 0.0078847 | 0 | 0 | 0.0032078 |  | 0 | 2.5292e-05 | 2.5292e-05 | 0 | 2.5292e-05 | 2.5292e-05 | 0 | 0 | 0 | 0 | 0 | 0 | [40 empty] | All EPR in 2020WLDFRElectric Reliability | WLDFR | HFTD - Distribution - Tier 2 - 3QU CoRE ¦ 3QU LoRE | Non-Red Flag Warning - Destructive Fires | 2023 | Electric Reliability | 233.2301 | 808.5801 | 2023 | Control | 0.1325 | 3 | 0 | esc | 0 | 0 | 0.15274 | 35.623 | 0.15274 | 35.623 | 0.15274 | 35.623
[79 empty] | WLDFR | HFTD - Distribution - Tier 3 - 1QU CoRE ¦ 4QU LoRE | Non-Red Flag Warning - Small Fires | 2022 | 0 | 0 | 0 | 0 | 0.077901 | 0.036425 | 0.0015809 | 0.039895 | 0.0078847 | 0.0078847 | 0.0078847 | 0 | 0.0032078 |  | 0 | 2.5292e-05 | 2.5292e-05 | 0 | 2.5292e-05 | 2.5292e-05 | 0 | 2.5292e-05 | 2.5292e-05 | 0 | 0 | 0 | [40 empty] | All EPR in 2020WLDFRFinancial | WLDFR | HFTD - Distribution - Tier 2 - 3QU CoRE ¦ 3QU LoRE | Non-Red Flag Warning - Destructive Fires | 2023 | Financial | 8896.516 | 808.5801 | 2023 | Control | 0.053 | 3 | 0 | esc | 0 | 0 | 0.055966 | 497.9043 | 0.055966 | 497.9043 | 0.055966 | 497.9043
[79 empty] | WLDFR | HFTD - Distribution - Tier 3 - 1QU CoRE ¦ 4QU LoRE | Non-Red Flag Warning - Small Fires | 2023 | 0 | 0 | 0 | 0 | 0.080408 | 0.03759 | 0.0016314 | 0.041187 | 0 | 0.0081378 | 0.0081378 | 0.0081378 | 0.0032078 |  | 0 | 0 | 0 | 0 | 2.6104e-05 | 2.6104e-05 | 0 | 2.6104e-05 | 2.6104e-05 | 0 | 2.6104e-05 | 2.6104e-05 | [40 empty] | All EPR in 2020WLDFRElectric Reliability | WLDFR | HFTD - Distribution - Tier 2 - 3QU CoRE ¦ 3QU LoRE | Non-Red Flag Warning - Destructive Fires | 2024 | Electric Reliability | 233.2301 | 808.5801 | 2024 | Control | 0.1325 | 3 | 0 | esc | 0 | 0 | 0 | 0 | 0.15274 | 35.623 | 0.15274 | 35.623
[79 empty] | WLDFR | HFTD - Distribution - Tier 3 - 1QU CoRE ¦ 4QU LoRE | Non-Red Flag Warning - Small Fires | 2024 | 0 | 0 | 0 | 0 | 0.080408 | 0.03759 | 0.0016314 | 0.041187 | 0 | 0 | 0.0081378 | 0.0081378 | 0.0032078 |  | 0 | 0 | 0 | 0 | 0 | 0 | 0 | 2.6104e-05 | 2.6104e-05 | 0 | 2.6104e-05 | 2.6104e-05 | [40 empty] | All EPR in 2020WLDFRFinancial | WLDFR | HFTD - Distribution - Tier 2 - 3QU CoRE ¦ 3QU LoRE | Non-Red Flag Warning - Destructive Fires | 2024 | Financial | 8896.516 | 808.5801 | 2024 | Control | 0.053 | 3 | 0 | esc | 0 | 0 | 0 | 0 | 0.055966 | 497.9043 | 0.055966 | 497.9043
[79 empty] | WLDFR | HFTD - Distribution - Tier 3 - 1QU CoRE ¦ 4QU LoRE | Non-Red Flag Warning - Small Fires | 2025 | 0 | 0 | 0 | 0 | 0.080408 | 0.03759 | 0.0016314 | 0.041187 | 0 | 0 | 0 | 0.0081378 | 0.0032078 |  | 0 | 0 | 0 | 0 | 0 | 0 | 0 | 0 | 0 | 0 | 2.6104e-05 | 2.6104e-05 | [40 empty] | All EPR in 2020WLDFRElectric Reliability | WLDFR | HFTD - Distribution - Tier 2 - 3QU CoRE ¦ 3QU LoRE | Non-Red Flag Warning - Destructive Fires | 2025 | Electric Reliability | 233.2301 | 808.5801 | 2025 | Control | 0.1325 | 3 | 0 | esc | 0 | 0 | 0 | 0 | 0 | 0 | 0.15274 | 35.623
[79 empty] | WLDFR | HFTD - Distribution - Tier 3 - 1QU CoRE ¦ 4QU LoRE | Red Flag Warning - Catastrophic Fires | 2020 | 0 | 0 | 0 | 0 | 14146.1306 | 222.2294 | 8585.7228 | 5338.1784 | 813.2108 | 0 | 0 | 0 | 0.00010821 |  | 0 | 0.087995 | 0.087995 | 0 | 0 | 0 | 0 | 0 | 0 | 0 | 0 | 0 | [40 empty] | All EPR in 2020WLDFRFinancial | WLDFR | HFTD - Distribution - Tier 2 - 3QU CoRE ¦ 3QU LoRE | Non-Red Flag Warning - Destructive Fires | 2025 | Financial | 8896.516 | 808.5801 | 2025 | Control | 0.053 | 3 | 0 | esc | 0 | 0 | 0 | 0 | 0 | 0 | 0.055966 | 497.9043
[79 empty] | WLDFR | HFTD - Distribution - Tier 3 - 1QU CoRE ¦ 4QU LoRE | Red Flag Warning - Catastrophic Fires | 2021 | 0 | 0 | 0 | 0 | 14146.1306 | 222.2294 | 8585.7228 | 5338.1784 | 813.2108 | 813.2108 | 0 | 0 | 0.00010821 |  | 0 | 0.087995 | 0.087995 | 0 | 0.087995 | 0.087995 | 0 | 0 | 0 | 0 | 0 | 0 | [40 empty] | All EPR in 2020WLDFRElectric Reliability | WLDFR | HFTD - Distribution - Tier 2 - 3QU CoRE ¦ 3QU LoRE | Non-Red Flag Warning - Large Fires | 2021 | Electric Reliability | 0.69642 | 808.5801 | 2021 | Control | 0.1325 | 3 | 0 | esc | 0.15274 | 0.10637 | 0.15274 | 0.10637 | 0 | 0 | 0 | 0
[79 empty] | WLDFR | HFTD - Distribution - Tier 3 - 1QU CoRE ¦ 4QU LoRE | Red Flag Warning - Catastrophic Fires | 2022 | 0 | 0 | 0 | 0 | 14146.1306 | 222.2294 | 8585.7228 | 5338.1784 | 813.2108 | 813.2108 | 813.2108 | 0 | 0.00010821 |  | 0 | 0.087995 | 0.087995 | 0 | 0.087995 | 0.087995 | 0 | 0.087995 | 0.087995 | 0 | 0 | 0 | [40 empty] | All EPR in 2020WLDFRFinancial | WLDFR | HFTD - Distribution - Tier 2 - 3QU CoRE ¦ 3QU LoRE | Non-Red Flag Warning - Large Fires | 2021 | Financial | 2.942 | 808.5801 | 2021 | Control | 0.053 | 3 | 0 | esc | 0.055966 | 0.16465 | 0.055966 | 0.16465 | 0 | 0 | 0 | 0
[79 empty] | WLDFR | HFTD - Distribution - Tier 3 - 1QU CoRE ¦ 4QU LoRE | Red Flag Warning - Catastrophic Fires | 2023 | 0 | 0 | 0 | 0 | 14664.6376 | 233.2301 | 8896.516 | 5534.8915 | 0 | 843.2942 | 843.2942 | 843.2942 | 0.00010821 |  | 0 | 0 | 0 | 0 | 0.091251 | 0.091251 | 0 | 0.091251 | 0.091251 | 0 | 0.091251 | 0.091251 | [40 empty] | All EPR in 2020WLDFRSafety | WLDFR | HFTD - Distribution - Tier 2 - 3QU CoRE ¦ 3QU LoRE | Non-Red Flag Warning - Large Fires | 2021 | Safety | 1.6022 | 808.5801 | 2021 | Control | 0.053 | 3 | 0 | esc | 0.055966 | 0.089668 | 0.055966 | 0.089668 | 0 | 0 | 0 | 0
[79 empty] | WLDFR | HFTD - Distribution - Tier 3 - 1QU CoRE ¦ 4QU LoRE | Red Flag Warning - Catastrophic Fires | 2024 | 0 | 0 | 0 | 0 | 14664.6376 | 233.2301 | 8896.516 | 5534.8915 | 0 | 0 | 843.2942 | 843.2942 | 0.00010821 |  | 0 | 0 | 0 | 0 | 0 | 0 | 0 | 0.091251 | 0.091251 | 0 | 0.091251 | 0.091251 | [40 empty] | All EPR in 2020WLDFRElectric Reliability | WLDFR | HFTD - Distribution - Tier 2 - 3QU CoRE ¦ 3QU LoRE | Non-Red Flag Warning - Large Fires | 2022 | Electric Reliability | 0.69642 | 808.5801 | 2022 | Control | 0.1325 | 3 | 0 | esc | 0.15274 | 0.10637 | 0.15274 | 0.10637 | 0.15274 | 0.10637 | 0 | 0
[79 empty] | WLDFR | HFTD - Distribution - Tier 3 - 1QU CoRE ¦ 4QU LoRE | Red Flag Warning - Catastrophic Fires | 2025 | 0 | 0 | 0 | 0 | 14664.6376 | 233.2301 | 8896.516 | 5534.8915 | 0 | 0 | 0 | 843.2942 | 0.00010821 |  | 0 | 0 | 0 | 0 | 0 | 0 | 0 | 0 | 0 | 0 | 0.091251 | 0.091251 | [40 empty] | All EPR in 2020WLDFRFinancial | WLDFR | HFTD - Distribution - Tier 2 - 3QU CoRE ¦ 3QU LoRE | Non-Red Flag Warning - Large Fires | 2022 | Financial | 2.942 | 808.5801 | 2022 | Control | 0.053 | 3 | 0 | esc | 0.055966 | 0.16465 | 0.055966 | 0.16465 | 0.055966 | 0.16465 | 0 | 0
[79 empty] | WLDFR | HFTD - Distribution - Tier 3 - 1QU CoRE ¦ 4QU LoRE | Red Flag Warning - Destructive Fires | 2020 | 0 | 0 | 0 | 0 | 8807.9522 | 222.2294 | 8585.7228 | 0 | 514.4532 | 0 | 0 | 0 | 1.4097e-05 |  | 0 | 0.0072524 | 0.0072524 | 0 | 0 | 0 | 0 | 0 | 0 | 0 | 0 | 0 | [40 empty] | All EPR in 2020WLDFRSafety | WLDFR | HFTD - Distribution - Tier 2 - 3QU CoRE ¦ 3QU LoRE | Non-Red Flag Warning - Large Fires | 2022 | Safety | 1.6022 | 808.5801 | 2022 | Control | 0.053 | 3 | 0 | esc | 0.055966 | 0.089668 | 0.055966 | 0.089668 | 0.055966 | 0.089668 | 0 | 0
[79 empty] | WLDFR | HFTD - Distribution - Tier 3 - 1QU CoRE ¦ 4QU LoRE | Red Flag Warning - Destructive Fires | 2021 | 0 | 0 | 0 | 0 | 8807.9522 | 222.2294 | 8585.7228 | 0 | 514.4532 | 514.4532 | 0 | 0 | 1.4097e-05 |  | 0 | 0.0072524 | 0.0072524 | 0 | 0.0072524 | 0.0072524 | 0 | 0 | 0 | 0 | 0 | 0 | [40 empty] | All EPR in 2020WLDFRElectric Reliability | WLDFR | HFTD - Distribution - Tier 2 - 3QU CoRE ¦ 3QU LoRE | Non-Red Flag Warning - Large Fires | 2023 | Electric Reliability | 0.71896 | 808.5801 | 2023 | Control | 0.1325 | 3 | 0 | esc | 0 | 0 | 0.15274 | 0.10981 | 0.15274 | 0.10981 | 0.15274 | 0.10981
[79 empty] | WLDFR | HFTD - Distribution - Tier 3 - 1QU CoRE ¦ 4QU LoRE | Red Flag Warning - Destructive Fires | 2022 | 0 | 0 | 0 | 0 | 8807.9522 | 222.2294 | 8585.7228 | 0 | 514.4532 | 514.4532 | 514.4532 | 0 | 1.4097e-05 |  | 0 | 0.0072524 | 0.0072524 | 0 | 0.0072524 | 0.0072524 | 0 | 0.0072524 | 0.0072524 | 0 | 0 | 0 | [40 empty] | All EPR in 2020WLDFRFinancial | WLDFR | HFTD - Distribution - Tier 2 - 3QU CoRE ¦ 3QU LoRE | Non-Red Flag Warning - Large Fires | 2023 | Financial | 3.0715 | 808.5801 | 2023 | Control | 0.053 | 3 | 0 | esc | 0 | 0 | 0.055966 | 0.1719 | 0.055966 | 0.1719 | 0.055966 | 0.1719
[79 empty] | WLDFR | HFTD - Distribution - Tier 3 - 1QU CoRE ¦ 4QU LoRE | Red Flag Warning - Destructive Fires | 2023 | 0 | 0 | 0 | 0 | 9129.7461 | 233.2301 | 8896.516 | 0 | 0 | 533.5273 | 533.5273 | 533.5273 | 1.4097e-05 |  | 0 | 0 | 0 | 0 | 0.0075213 | 0.0075213 | 0 | 0.0075213 | 0.0075213 | 0 | 0.0075213 | 0.0075213 | [40 empty] | All EPR in 2020WLDFRSafety | WLDFR | HFTD - Distribution - Tier 2 - 3QU CoRE ¦ 3QU LoRE | Non-Red Flag Warning - Large Fires | 2023 | Safety | 1.6846 | 808.5801 | 2023 | Control | 0.053 | 3 | 0 | esc | 0 | 0 | 0.055966 | 0.094279 | 0.055966 | 0.094279 | 0.055966 | 0.094279
[79 empty] | WLDFR | HFTD - Distribution - Tier 3 - 1QU CoRE ¦ 4QU LoRE | Red Flag Warning - Destructive Fires | 2024 | 0 | 0 | 0 | 0 | 9129.7461 | 233.2301 | 8896.516 | 0 | 0 | 0 | 533.5273 | 533.5273 | 1.4097e-05 |  | 0 | 0 | 0 | 0 | 0 | 0 | 0 | 0.0075213 | 0.0075213 | 0 | 0.0075213 | 0.0075213 | [40 empty] | All EPR in 2020WLDFRElectric Reliability | WLDFR | HFTD - Distribution - Tier 2 - 3QU CoRE ¦ 3QU LoRE | Non-Red Flag Warning - Large Fires | 2024 | Electric Reliability | 0.71896 | 808.5801 | 2024 | Control | 0.1325 | 3 | 0 | esc | 0 | 0 | 0 | 0 | 0.15274 | 0.10981 | 0.15274 | 0.10981
[79 empty] | WLDFR | HFTD - Distribution - Tier 3 - 1QU CoRE ¦ 4QU LoRE | Red Flag Warning - Destructive Fires | 2025 | 0 | 0 | 0 | 0 | 9129.7461 | 233.2301 | 8896.516 | 0 | 0 | 0 | 0 | 533.5273 | 1.4097e-05 |  | 0 | 0 | 0 | 0 | 0 | 0 | 0 | 0 | 0 | 0 | 0.0075213 | 0.0075213 | [40 empty] | All EPR in 2020WLDFRFinancial | WLDFR | HFTD - Distribution - Tier 2 - 3QU CoRE ¦ 3QU LoRE | Non-Red Flag Warning - Large Fires | 2024 | Financial | 3.0715 | 808.5801 | 2024 | Control | 0.053 | 3 | 0 | esc | 0 | 0 | 0 | 0 | 0.055966 | 0.1719 | 0.055966 | 0.1719
[79 empty] | WLDFR | HFTD - Distribution - Tier 3 - 1QU CoRE ¦ 4QU LoRE | Red Flag Warning - Large Fires | 2020 | 0 | 0 | 0 | 0 | 5.2406 | 0.69642 | 2.942 | 1.6022 | 0.36069 | 0 | 0 | 0 | 5.4525e-05 |  | 0 | 1.9666e-05 | 1.9666e-05 | 0 | 0 | 0 | 0 | 0 | 0 | 0 | 0 | 0 | [40 empty] | All EPR in 2020WLDFRSafety | WLDFR | HFTD - Distribution - Tier 2 - 3QU CoRE ¦ 3QU LoRE | Non-Red Flag Warning - Large Fires | 2024 | Safety | 1.6846 | 808.5801 | 2024 | Control | 0.053 | 3 | 0 | esc | 0 | 0 | 0 | 0 | 0.055966 | 0.094279 | 0.055966 | 0.094279
[79 empty] | WLDFR | HFTD - Distribution - Tier 3 - 1QU CoRE ¦ 4QU LoRE | Red Flag Warning - Large Fires | 2021 | 0 | 0 | 0 | 0 | 5.2406 | 0.69642 | 2.942 | 1.6022 | 0.36069 | 0.36069 | 0 | 0 | 5.4525e-05 |  | 0 | 1.9666e-05 | 1.9666e-05 | 0 | 1.9666e-05 | 1.9666e-05 | 0 | 0 | 0 | 0 | 0 | 0 | [40 empty] | All EPR in 2020WLDFRElectric Reliability | WLDFR | HFTD - Distribution - Tier 2 - 3QU CoRE ¦ 3QU LoRE | Non-Red Flag Warning - Large Fires | 2025 | Electric Reliability | 0.71896 | 808.5801 | 2025 | Control | 0.1325 | 3 | 0 | esc | 0 | 0 | 0 | 0 | 0 | 0 | 0.15274 | 0.10981
[79 empty] | WLDFR | HFTD - Distribution - Tier 3 - 1QU CoRE ¦ 4QU LoRE | Red Flag Warning - Large Fires | 2022 | 0 | 0 | 0 | 0 | 5.2406 | 0.69642 | 2.942 | 1.6022 | 0.36069 | 0.36069 | 0.36069 | 0 | 5.4525e-05 |  | 0 | 1.9666e-05 | 1.9666e-05 | 0 | 1.9666e-05 | 1.9666e-05 | 0 | 1.9666e-05 | 1.9666e-05 | 0 | 0 | 0 | [40 empty] | All EPR in 2020WLDFRFinancial | WLDFR | HFTD - Distribution - Tier 2 - 3QU CoRE ¦ 3QU LoRE | Non-Red Flag Warning - Large Fires | 2025 | Financial | 3.0715 | 808.5801 | 2025 | Control | 0.053 | 3 | 0 | esc | 0 | 0 | 0 | 0 | 0 | 0 | 0.055966 | 0.1719
[79 empty] | WLDFR | HFTD - Distribution - Tier 3 - 1QU CoRE ¦ 4QU LoRE | Red Flag Warning - Large Fires | 2023 | 0 | 0 | 0 | 0 | 5.475 | 0.71896 | 3.0715 | 1.6846 | 0 | 0.37599 | 0.37599 | 0.37599 | 5.4525e-05 |  | 0 | 0 | 0 | 0 | 2.0501e-05 | 2.0501e-05 | 0 | 2.0501e-05 | 2.0501e-05 | 0 | 2.0501e-05 | 2.0501e-05 | [40 empty] | All EPR in 2020WLDFRSafety | WLDFR | HFTD - Distribution - Tier 2 - 3QU CoRE ¦ 3QU LoRE | Non-Red Flag Warning - Large Fires | 2025 | Safety | 1.6846 | 808.5801 | 2025 | Control | 0.053 | 3 | 0 | esc | 0 | 0 | 0 | 0 | 0 | 0 | 0.055966 | 0.094279
[79 empty] | WLDFR | HFTD - Distribution - Tier 3 - 1QU CoRE ¦ 4QU LoRE | Red Flag Warning - Large Fires | 2024 | 0 | 0 | 0 | 0 | 5.475 | 0.71896 | 3.0715 | 1.6846 | 0 | 0 | 0.37599 | 0.37599 | 5.4525e-05 |  | 0 | 0 | 0 | 0 | 0 | 0 | 0 | 2.0501e-05 | 2.0501e-05 | 0 | 2.0501e-05 | 2.0501e-05 | [40 empty] | All EPR in 2020WLDFRElectric Reliability | WLDFR | HFTD - Distribution - Tier 2 - 3QU CoRE ¦ 3QU LoRE | Non-Red Flag Warning - Small Fires | 2021 | Electric Reliability | 0.036425 | 808.5801 | 2021 | Control | 0.1325 | 3 | 0 | esc | 0.15274 | 0.0055635 | 0.15274 | 0.0055635 | 0 | 0 | 0 | 0
[79 empty] | WLDFR | HFTD - Distribution - Tier 3 - 1QU CoRE ¦ 4QU LoRE | Red Flag Warning - Large Fires | 2025 | 0 | 0 | 0 | 0 | 5.475 | 0.71896 | 3.0715 | 1.6846 | 0 | 0 | 0 | 0.37599 | 5.4525e-05 |  | 0 | 0 | 0 | 0 | 0 | 0 | 0 | 0 | 0 | 0 | 2.0501e-05 | 2.0501e-05 | [40 empty] | All EPR in 2020WLDFRFinancial | WLDFR | HFTD - Distribution - Tier 2 - 3QU CoRE ¦ 3QU LoRE | Non-Red Flag Warning - Small Fires | 2021 | Financial | 0.0015809 | 808.5801 | 2021 | Control | 0.053 | 3 | 0 | esc | 0.055966 | 8.8475e-05 | 0.055966 | 8.8475e-05 | 0 | 0 | 0 | 0
[79 empty] | WLDFR | HFTD - Distribution - Tier 3 - 1QU CoRE ¦ 4QU LoRE | Red Flag Warning - Small Fires | 2020 | 0 | 0 | 0 | 0 | 0.077901 | 0.036425 | 0.0015809 | 0.039895 | 0.0078847 | 0 | 0 | 0 | 0.00045295 |  | 0 | 3.5714e-06 | 3.5714e-06 | 0 | 0 | 0 | 0 | 0 | 0 | 0 | 0 | 0 | [40 empty] | All EPR in 2020WLDFRSafety | WLDFR | HFTD - Distribution - Tier 2 - 3QU CoRE ¦ 3QU LoRE | Non-Red Flag Warning - Small Fires | 2021 | Safety | 0.039895 | 808.5801 | 2021 | Control | 0.053 | 3 | 0 | esc | 0.055966 | 0.0022328 | 0.055966 | 0.0022328 | 0 | 0 | 0 | 0
[79 empty] | WLDFR | HFTD - Distribution - Tier 3 - 1QU CoRE ¦ 4QU LoRE | Red Flag Warning - Small Fires | 2021 | 0 | 0 | 0 | 0 | 0.077901 | 0.036425 | 0.0015809 | 0.039895 | 0.0078847 | 0.0078847 | 0 | 0 | 0.00045295 |  | 0 | 3.5714e-06 | 3.5714e-06 | 0 | 3.5714e-06 | 3.5714e-06 | 0 | 0 | 0 | 0 | 0 | 0 | [40 empty] | All EPR in 2020WLDFRElectric Reliability | WLDFR | HFTD - Distribution - Tier 2 - 3QU CoRE ¦ 3QU LoRE | Non-Red Flag Warning - Small Fires | 2022 | Electric Reliability | 0.036425 | 808.5801 | 2022 | Control | 0.1325 | 3 | 0 | esc | 0.15274 | 0.0055635 | 0.15274 | 0.0055635 | 0.15274 | 0.0055635 | 0 | 0
[79 empty] | WLDFR | HFTD - Distribution - Tier 3 - 1QU CoRE ¦ 4QU LoRE | Red Flag Warning - Small Fires | 2022 | 0 | 0 | 0 | 0 | 0.077901 | 0.036425 | 0.0015809 | 0.039895 | 0.0078847 | 0.0078847 | 0.0078847 | 0 | 0.00045295 |  | 0 | 3.5714e-06 | 3.5714e-06 | 0 | 3.5714e-06 | 3.5714e-06 | 0 | 3.5714e-06 | 3.5714e-06 | 0 | 0 | 0 | [40 empty] | All EPR in 2020WLDFRFinancial | WLDFR | HFTD - Distribution - Tier 2 - 3QU CoRE ¦ 3QU LoRE | Non-Red Flag Warning - Small Fires | 2022 | Financial | 0.0015809 | 808.5801 | 2022 | Control | 0.053 | 3 | 0 | esc | 0.055966 | 8.8475e-05 | 0.055966 | 8.8475e-05 | 0.055966 | 8.8475e-05 | 0 | 0
[79 empty] | WLDFR | HFTD - Distribution - Tier 3 - 1QU CoRE ¦ 4QU LoRE | Red Flag Warning - Small Fires | 2023 | 0 | 0 | 0 | 0 | 0.080408 | 0.03759 | 0.0016314 | 0.041187 | 0 | 0.0081378 | 0.0081378 | 0.0081378 | 0.00045295 |  | 0 | 0 | 0 | 0 | 3.686e-06 | 3.686e-06 | 0 | 3.686e-06 | 3.686e-06 | 0 | 3.686e-06 | 3.686e-06 | [40 empty] | All EPR in 2020WLDFRSafety | WLDFR | HFTD - Distribution - Tier 2 - 3QU CoRE ¦ 3QU LoRE | Non-Red Flag Warning - Small Fires | 2022 | Safety | 0.039895 | 808.5801 | 2022 | Control | 0.053 | 3 | 0 | esc | 0.055966 | 0.0022328 | 0.055966 | 0.0022328 | 0.055966 | 0.0022328 | 0 | 0
[79 empty] | WLDFR | HFTD - Distribution - Tier 3 - 1QU CoRE ¦ 4QU LoRE | Red Flag Warning - Small Fires | 2024 | 0 | 0 | 0 | 0 | 0.080408 | 0.03759 | 0.0016314 | 0.041187 | 0 | 0 | 0.0081378 | 0.0081378 | 0.00045295 |  | 0 | 0 | 0 | 0 | 0 | 0 | 0 | 3.686e-06 | 3.686e-06 | 0 | 3.686e-06 | 3.686e-06 | [40 empty] | All EPR in 2020WLDFRElectric Reliability | WLDFR | HFTD - Distribution - Tier 2 - 3QU CoRE ¦ 3QU LoRE | Non-Red Flag Warning - Small Fires | 2023 | Electric Reliability | 0.03759 | 808.5801 | 2023 | Control | 0.1325 | 3 | 0 | esc | 0 | 0 | 0.15274 | 0.0057414 | 0.15274 | 0.0057414 | 0.15274 | 0.0057414
[79 empty] | WLDFR | HFTD - Distribution - Tier 3 - 1QU CoRE ¦ 4QU LoRE | Red Flag Warning - Small Fires | 2025 | 0 | 0 | 0 | 0 | 0.080408 | 0.03759 | 0.0016314 | 0.041187 | 0 | 0 | 0 | 0.0081378 | 0.00045295 |  | 0 | 0 | 0 | 0 | 0 | 0 | 0 | 0 | 0 | 0 | 3.686e-06 | 3.686e-06 | [40 empty] | All EPR in 2020WLDFRFinancial | WLDFR | HFTD - Distribution - Tier 2 - 3QU CoRE ¦ 3QU LoRE | Non-Red Flag Warning - Small Fires | 2023 | Financial | 0.0016314 | 808.5801 | 2023 | Control | 0.053 | 3 | 0 | esc | 0 | 0 | 0.055966 | 9.1305e-05 | 0.055966 | 9.1305e-05 | 0.055966 | 9.1305e-05
[79 empty] | WLDFR | HFTD - Distribution - Tier 3 - 1QU CoRE ¦ 4QU LoRE | Seismic - Non-Red Flag Warning - Catastrophic Fires | 2020 | 0 | 0 | 0 | 0 | 21083.8428 | 409.2237 | 13469.0878 | 7205.5313 | 1219.584 | 0 | 0 | 0 | 4.0354e-10 |  | 0 | 4.9215e-07 | 4.9215e-07 | 0 | 0 | 0 | 0 | 0 | 0 | 0 | 0 | 0 | [40 empty] | All EPR in 2020WLDFRSafety | WLDFR | HFTD - Distribution - Tier 2 - 3QU CoRE ¦ 3QU LoRE | Non-Red Flag Warning - Small Fires | 2023 | Safety | 0.041187 | 808.5801 | 2023 | Control | 0.053 | 3 | 0 | esc | 0 | 0 | 0.055966 | 0.0023051 | 0.055966 | 0.0023051 | 0.055966 | 0.0023051
[79 empty] | WLDFR | HFTD - Distribution - Tier 3 - 1QU CoRE ¦ 4QU LoRE | Seismic - Non-Red Flag Warning - Catastrophic Fires | 2021 | 0 | 0 | 0 | 0 | 21083.8428 | 409.2237 | 13469.0878 | 7205.5313 | 1219.584 | 1219.584 | 0 | 0 | 4.0354e-10 |  | 0 | 4.9215e-07 | 4.9215e-07 | 0 | 4.9215e-07 | 4.9215e-07 | 0 | 0 | 0 | 0 | 0 | 0 | [40 empty] | All EPR in 2020WLDFRElectric Reliability | WLDFR | HFTD - Distribution - Tier 2 - 3QU CoRE ¦ 3QU LoRE | Non-Red Flag Warning - Small Fires | 2024 | Electric Reliability | 0.03759 | 808.5801 | 2024 | Control | 0.1325 | 3 | 0 | esc | 0 | 0 | 0 | 0 | 0.15274 | 0.0057414 | 0.15274 | 0.0057414
[79 empty] | WLDFR | HFTD - Distribution - Tier 3 - 1QU CoRE ¦ 4QU LoRE | Seismic - Non-Red Flag Warning - Catastrophic Fires | 2022 | 0 | 0 | 0 | 0 | 21083.8428 | 409.2237 | 13469.0878 | 7205.5313 | 1219.584 | 1219.584 | 1219.584 | 0 | 4.0354e-10 |  | 0 | 4.9215e-07 | 4.9215e-07 | 0 | 4.9215e-07 | 4.9215e-07 | 0 | 4.9215e-07 | 4.9215e-07 | 0 | 0 | 0 | [40 empty] | All EPR in 2020WLDFRFinancial | WLDFR | HFTD - Distribution - Tier 2 - 3QU CoRE ¦ 3QU LoRE | Non-Red Flag Warning - Small Fires | 2024 | Financial | 0.0016314 | 808.5801 | 2024 | Control | 0.053 | 3 | 0 | esc | 0 | 0 | 0 | 0 | 0.055966 | 9.1305e-05 | 0.055966 | 9.1305e-05
[79 empty] | WLDFR | HFTD - Distribution - Tier 3 - 1QU CoRE ¦ 4QU LoRE | Seismic - Non-Red Flag Warning - Catastrophic Fires | 2023 | 0 | 0 | 0 | 0 | 21835.9781 | 428.6023 | 13939.561 | 7467.8148 | 0 | 1263.5534 | 1263.5534 | 1263.5534 | 4.0354e-10 |  | 0 | 0 | 0 | 0 | 5.099e-07 | 5.099e-07 | 0 | 5.099e-07 | 5.099e-07 | 0 | 5.099e-07 | 5.099e-07 | [40 empty] | All EPR in 2020WLDFRSafety | WLDFR | HFTD - Distribution - Tier 2 - 3QU CoRE ¦ 3QU LoRE | Non-Red Flag Warning - Small Fires | 2024 | Safety | 0.041187 | 808.5801 | 2024 | Control | 0.053 | 3 | 0 | esc | 0 | 0 | 0 | 0 | 0.055966 | 0.0023051 | 0.055966 | 0.0023051
[79 empty] | WLDFR | HFTD - Distribution - Tier 3 - 1QU CoRE ¦ 4QU LoRE | Seismic - Non-Red Flag Warning - Catastrophic Fires | 2024 | 0 | 0 | 0 | 0 | 21835.9781 | 428.6023 | 13939.561 | 7467.8148 | 0 | 0 | 1263.5534 | 1263.5534 | 4.0354e-10 |  | 0 | 0 | 0 | 0 | 0 | 0 | 0 | 5.099e-07 | 5.099e-07 | 0 | 5.099e-07 | 5.099e-07 | [40 empty] | All EPR in 2020WLDFRElectric Reliability | WLDFR | HFTD - Distribution - Tier 2 - 3QU CoRE ¦ 3QU LoRE | Non-Red Flag Warning - Small Fires | 2025 | Electric Reliability | 0.03759 | 808.5801 | 2025 | Control | 0.1325 | 3 | 0 | esc | 0 | 0 | 0 | 0 | 0 | 0 | 0.15274 | 0.0057414
[79 empty] | WLDFR | HFTD - Distribution - Tier 3 - 1QU CoRE ¦ 4QU LoRE | Seismic - Non-Red Flag Warning - Catastrophic Fires | 2025 | 0 | 0 | 0 | 0 | 21835.9781 | 428.6023 | 13939.561 | 7467.8148 | 0 | 0 | 0 | 1263.5534 | 4.0354e-10 |  | 0 | 0 | 0 | 0 | 0 | 0 | 0 | 0 | 0 | 0 | 5.099e-07 | 5.099e-07 | [40 empty] | All EPR in 2020WLDFRFinancial | WLDFR | HFTD - Distribution - Tier 2 - 3QU CoRE ¦ 3QU LoRE | Non-Red Flag Warning - Small Fires | 2025 | Financial | 0.0016314 | 808.5801 | 2025 | Control | 0.053 | 3 | 0 | esc | 0 | 0 | 0 | 0 | 0 | 0 | 0.055966 | 9.1305e-05
[79 empty] | WLDFR | HFTD - Distribution - Tier 3 - 1QU CoRE ¦ 4QU LoRE | Seismic - Red Flag Warning - Catastrophic Fires | 2020 | 0 | 0 | 0 | 0 | 21083.8428 | 409.2237 | 13469.0878 | 7205.5313 | 1219.584 | 0 | 0 | 0 | 1.7404e-08 |  | 0 | 2.1226e-05 | 2.1226e-05 | 0 | 0 | 0 | 0 | 0 | 0 | 0 | 0 | 0 | [40 empty] | All EPR in 2020WLDFRSafety | WLDFR | HFTD - Distribution - Tier 2 - 3QU CoRE ¦ 3QU LoRE | Non-Red Flag Warning - Small Fires | 2025 | Safety | 0.041187 | 808.5801 | 2025 | Control | 0.053 | 3 | 0 | esc | 0 | 0 | 0 | 0 | 0 | 0 | 0.055966 | 0.0023051
[79 empty] | WLDFR | HFTD - Distribution - Tier 3 - 1QU CoRE ¦ 4QU LoRE | Seismic - Red Flag Warning - Catastrophic Fires | 2021 | 0 | 0 | 0 | 0 | 21083.8428 | 409.2237 | 13469.0878 | 7205.5313 | 1219.584 | 1219.584 | 0 | 0 | 1.7404e-08 |  | 0 | 2.1226e-05 | 2.1226e-05 | 0 | 2.1226e-05 | 2.1226e-05 | 0 | 0 | 0 | 0 | 0 | 0 | [40 empty] | All EPR in 2020WLDFRElectric Reliability | WLDFR | HFTD - Distribution - Tier 2 - 3QU CoRE ¦ 3QU LoRE | Red Flag Warning - Catastrophic Fires | 2021 | Electric Reliability | 222.2294 | 808.5801 | 2021 | Control | 0.1325 | 3 | 0 | esc | 0.15274 | 33.9428 | 0.15274 | 33.9428 | 0 | 0 | 0 | 0
[79 empty] | WLDFR | HFTD - Distribution - Tier 3 - 1QU CoRE ¦ 4QU LoRE | Seismic - Red Flag Warning - Catastrophic Fires | 2022 | 0 | 0 | 0 | 0 | 21083.8428 | 409.2237 | 13469.0878 | 7205.5313 | 1219.584 | 1219.584 | 1219.584 | 0 | 1.7404e-08 |  | 0 | 2.1226e-05 | 2.1226e-05 | 0 | 2.1226e-05 | 2.1226e-05 | 0 | 2.1226e-05 | 2.1226e-05 | 0 | 0 | 0 | [40 empty] | All EPR in 2020WLDFRFinancial | WLDFR | HFTD - Distribution - Tier 2 - 3QU CoRE ¦ 3QU LoRE | Red Flag Warning - Catastrophic Fires | 2021 | Financial | 8585.7228 | 808.5801 | 2021 | Control | 0.053 | 3 | 0 | esc | 0.055966 | 480.5104 | 0.055966 | 480.5104 | 0 | 0 | 0 | 0
[79 empty] | WLDFR | HFTD - Distribution - Tier 3 - 1QU CoRE ¦ 4QU LoRE | Seismic - Red Flag Warning - Catastrophic Fires | 2023 | 0 | 0 | 0 | 0 | 21835.9781 | 428.6023 | 13939.561 | 7467.8148 | 0 | 1263.5534 | 1263.5534 | 1263.5534 | 1.7404e-08 |  | 0 | 0 | 0 | 0 | 2.1991e-05 | 2.1991e-05 | 0 | 2.1991e-05 | 2.1991e-05 | 0 | 2.1991e-05 | 2.1991e-05 | [40 empty] | All EPR in 2020WLDFRSafety | WLDFR | HFTD - Distribution - Tier 2 - 3QU CoRE ¦ 3QU LoRE | Red Flag Warning - Catastrophic Fires | 2021 | Safety | 5338.1784 | 808.5801 | 2021 | Control | 0.053 | 3 | 0 | esc | 0.055966 | 298.7576 | 0.055966 | 298.7576 | 0 | 0 | 0 | 0
[79 empty] | WLDFR | HFTD - Distribution - Tier 3 - 1QU CoRE ¦ 4QU LoRE | Seismic - Red Flag Warning - Catastrophic Fires | 2024 | 0 | 0 | 0 | 0 | 21835.9781 | 428.6023 | 13939.561 | 7467.8148 | 0 | 0 | 1263.5534 | 1263.5534 | 1.7404e-08 |  | 0 | 0 | 0 | 0 | 0 | 0 | 0 | 2.1991e-05 | 2.1991e-05 | 0 | 2.1991e-05 | 2.1991e-05 | [40 empty] | All EPR in 2020WLDFRElectric Reliability | WLDFR | HFTD - Distribution - Tier 2 - 3QU CoRE ¦ 3QU LoRE | Red Flag Warning - Catastrophic Fires | 2022 | Electric Reliability | 222.2294 | 808.5801 | 2022 | Control | 0.1325 | 3 | 0 | esc | 0.15274 | 33.9428 | 0.15274 | 33.9428 | 0.15274 | 33.9428 | 0 | 0
[79 empty] | WLDFR | HFTD - Distribution - Tier 3 - 1QU CoRE ¦ 4QU LoRE | Seismic - Red Flag Warning - Catastrophic Fires | 2025 | 0 | 0 | 0 | 0 | 21835.9781 | 428.6023 | 13939.561 | 7467.8148 | 0 | 0 | 0 | 1263.5534 | 1.7404e-08 |  | 0 | 0 | 0 | 0 | 0 | 0 | 0 | 0 | 0 | 0 | 2.1991e-05 | 2.1991e-05 | [40 empty] | All EPR in 2020WLDFRFinancial | WLDFR | HFTD - Distribution - Tier 2 - 3QU CoRE ¦ 3QU LoRE | Red Flag Warning - Catastrophic Fires | 2022 | Financial | 8585.7228 | 808.5801 | 2022 | Control | 0.053 | 3 | 0 | esc | 0.055966 | 480.5104 | 0.055966 | 480.5104 | 0.055966 | 480.5104 | 0 | 0
[79 empty] | WLDFR | HFTD - Distribution - Tier 3 - 1QU CoRE ¦ 5QU LoRE | Non-Red Flag Warning - Catastrophic Fires | 2020 | 0 | 0 | 0 | 0 | 14146.1306 | 222.2294 | 8585.7228 | 5338.1784 | 813.2108 | 0 | 0 | 0 | 2.6885e-06 |  | 0 | 0.0021864 | 0.0021864 | 0 | 0 | 0 | 0 | 0 | 0 | 0 | 0 | 0 | [40 empty] | All EPR in 2020WLDFRSafety | WLDFR | HFTD - Distribution - Tier 2 - 3QU CoRE ¦ 3QU LoRE | Red Flag Warning - Catastrophic Fires | 2022 | Safety | 5338.1784 | 808.5801 | 2022 | Control | 0.053 | 3 | 0 | esc | 0.055966 | 298.7576 | 0.055966 | 298.7576 | 0.055966 | 298.7576 | 0 | 0
[79 empty] | WLDFR | HFTD - Distribution - Tier 3 - 1QU CoRE ¦ 5QU LoRE | Non-Red Flag Warning - Catastrophic Fires | 2021 | 0 | 0 | 0 | 0 | 14146.1306 | 222.2294 | 8585.7228 | 5338.1784 | 813.2108 | 813.2108 | 0 | 0 | 2.6885e-06 |  | 0 | 0.0021864 | 0.0021864 | 0 | 0.0021864 | 0.0021864 | 0 | 0 | 0 | 0 | 0 | 0 | [40 empty] | All EPR in 2020WLDFRElectric Reliability | WLDFR | HFTD - Distribution - Tier 2 - 3QU CoRE ¦ 3QU LoRE | Red Flag Warning - Catastrophic Fires | 2023 | Electric Reliability | 233.2301 | 808.5801 | 2023 | Control | 0.1325 | 3 | 0 | esc | 0 | 0 | 0.15274 | 35.623 | 0.15274 | 35.623 | 0.15274 | 35.623
[79 empty] | WLDFR | HFTD - Distribution - Tier 3 - 1QU CoRE ¦ 5QU LoRE | Non-Red Flag Warning - Catastrophic Fires | 2022 | 0 | 0 | 0 | 0 | 14146.1306 | 222.2294 | 8585.7228 | 5338.1784 | 813.2108 | 813.2108 | 813.2108 | 0 | 2.6885e-06 |  | 0 | 0.0021864 | 0.0021864 | 0 | 0.0021864 | 0.0021864 | 0 | 0.0021864 | 0.0021864 | 0 | 0 | 0 | [40 empty] | All EPR in 2020WLDFRFinancial | WLDFR | HFTD - Distribution - Tier 2 - 3QU CoRE ¦ 3QU LoRE | Red Flag Warning - Catastrophic Fires | 2023 | Financial | 8896.516 | 808.5801 | 2023 | Control | 0.053 | 3 | 0 | esc | 0 | 0 | 0.055966 | 497.9043 | 0.055966 | 497.9043 | 0.055966 | 497.9043
[79 empty] | WLDFR | HFTD - Distribution - Tier 3 - 1QU CoRE ¦ 5QU LoRE | Non-Red Flag Warning - Catastrophic Fires | 2023 | 0 | 0 | 0 | 0 | 14664.6376 | 233.2301 | 8896.516 | 5534.8915 | 0 | 843.2942 | 843.2942 | 843.2942 | 2.6885e-06 |  | 0 | 0 | 0 | 0 | 0.0022672 | 0.0022672 | 0 | 0.0022672 | 0.0022672 | 0 | 0.0022672 | 0.0022672 | [40 empty] | All EPR in 2020WLDFRSafety | WLDFR | HFTD - Distribution - Tier 2 - 3QU CoRE ¦ 3QU LoRE | Red Flag Warning - Catastrophic Fires | 2023 | Safety | 5534.8915 | 808.5801 | 2023 | Control | 0.053 | 3 | 0 | esc | 0 | 0 | 0.055966 | 309.7669 | 0.055966 | 309.7669 | 0.055966 | 309.7669
[79 empty] | WLDFR | HFTD - Distribution - Tier 3 - 1QU CoRE ¦ 5QU LoRE | Non-Red Flag Warning - Catastrophic Fires | 2024 | 0 | 0 | 0 | 0 | 14664.6376 | 233.2301 | 8896.516 | 5534.8915 | 0 | 0 | 843.2942 | 843.2942 | 2.6885e-06 |  | 0 | 0 | 0 | 0 | 0 | 0 | 0 | 0.0022672 | 0.0022672 | 0 | 0.0022672 | 0.0022672 | [40 empty] | All EPR in 2020WLDFRElectric Reliability | WLDFR | HFTD - Distribution - Tier 2 - 3QU CoRE ¦ 3QU LoRE | Red Flag Warning - Catastrophic Fires | 2024 | Electric Reliability | 233.2301 | 808.5801 | 2024 | Control | 0.1325 | 3 | 0 | esc | 0 | 0 | 0 | 0 | 0.15274 | 35.623 | 0.15274 | 35.623
[79 empty] | WLDFR | HFTD - Distribution - Tier 3 - 1QU CoRE ¦ 5QU LoRE | Non-Red Flag Warning - Catastrophic Fires | 2025 | 0 | 0 | 0 | 0 | 14664.6376 | 233.2301 | 8896.516 | 5534.8915 | 0 | 0 | 0 | 843.2942 | 2.6885e-06 |  | 0 | 0 | 0 | 0 | 0 | 0 | 0 | 0 | 0 | 0 | 0.0022672 | 0.0022672 | [40 empty] | All EPR in 2020WLDFRFinancial | WLDFR | HFTD - Distribution - Tier 2 - 3QU CoRE ¦ 3QU LoRE | Red Flag Warning - Catastrophic Fires | 2024 | Financial | 8896.516 | 808.5801 | 2024 | Control | 0.053 | 3 | 0 | esc | 0 | 0 | 0 | 0 | 0.055966 | 497.9043 | 0.055966 | 497.9043
[79 empty] | WLDFR | HFTD - Distribution - Tier 3 - 1QU CoRE ¦ 5QU LoRE | Non-Red Flag Warning - Destructive Fires | 2020 | 0 | 0 | 0 | 0 | 8807.9522 | 222.2294 | 8585.7228 | 0 | 514.4532 | 0 | 0 | 0 | 3.587e-06 |  | 0 | 0.0018453 | 0.0018453 | 0 | 0 | 0 | 0 | 0 | 0 | 0 | 0 | 0 | [40 empty] | All EPR in 2020WLDFRSafety | WLDFR | HFTD - Distribution - Tier 2 - 3QU CoRE ¦ 3QU LoRE | Red Flag Warning - Catastrophic Fires | 2024 | Safety | 5534.8915 | 808.5801 | 2024 | Control | 0.053 | 3 | 0 | esc | 0 | 0 | 0 | 0 | 0.055966 | 309.7669 | 0.055966 | 309.7669
[79 empty] | WLDFR | HFTD - Distribution - Tier 3 - 1QU CoRE ¦ 5QU LoRE | Non-Red Flag Warning - Destructive Fires | 2021 | 0 | 0 | 0 | 0 | 8807.9522 | 222.2294 | 8585.7228 | 0 | 514.4532 | 514.4532 | 0 | 0 | 3.587e-06 |  | 0 | 0.0018453 | 0.0018453 | 0 | 0.0018453 | 0.0018453 | 0 | 0 | 0 | 0 | 0 | 0 | [40 empty] | All EPR in 2020WLDFRElectric Reliability | WLDFR | HFTD - Distribution - Tier 2 - 3QU CoRE ¦ 3QU LoRE | Red Flag Warning - Catastrophic Fires | 2025 | Electric Reliability | 233.2301 | 808.5801 | 2025 | Control | 0.1325 | 3 | 0 | esc | 0 | 0 | 0 | 0 | 0 | 0 | 0.15274 | 35.623
[79 empty] | WLDFR | HFTD - Distribution - Tier 3 - 1QU CoRE ¦ 5QU LoRE | Non-Red Flag Warning - Destructive Fires | 2022 | 0 | 0 | 0 | 0 | 8807.9522 | 222.2294 | 8585.7228 | 0 | 514.4532 | 514.4532 | 514.4532 | 0 | 3.587e-06 |  | 0 | 0.0018453 | 0.0018453 | 0 | 0.0018453 | 0.0018453 | 0 | 0.0018453 | 0.0018453 | 0 | 0 | 0 | [40 empty] | All EPR in 2020WLDFRFinancial | WLDFR | HFTD - Distribution - Tier 2 - 3QU CoRE ¦ 3QU LoRE | Red Flag Warning - Catastrophic Fires | 2025 | Financial | 8896.516 | 808.5801 | 2025 | Control | 0.053 | 3 | 0 | esc | 0 | 0 | 0 | 0 | 0 | 0 | 0.055966 | 497.9043
[79 empty] | WLDFR | HFTD - Distribution - Tier 3 - 1QU CoRE ¦ 5QU LoRE | Non-Red Flag Warning - Destructive Fires | 2023 | 0 | 0 | 0 | 0 | 9129.7461 | 233.2301 | 8896.516 | 0 | 0 | 533.5273 | 533.5273 | 533.5273 | 3.587e-06 |  | 0 | 0 | 0 | 0 | 0.0019137 | 0.0019137 | 0 | 0.0019137 | 0.0019137 | 0 | 0.0019137 | 0.0019137 | [40 empty] | All EPR in 2020WLDFRSafety | WLDFR | HFTD - Distribution - Tier 2 - 3QU CoRE ¦ 3QU LoRE | Red Flag Warning - Catastrophic Fires | 2025 | Safety | 5534.8915 | 808.5801 | 2025 | Control | 0.053 | 3 | 0 | esc | 0 | 0 | 0 | 0 | 0 | 0 | 0.055966 | 309.7669
[79 empty] | WLDFR | HFTD - Distribution - Tier 3 - 1QU CoRE ¦ 5QU LoRE | Non-Red Flag Warning - Destructive Fires | 2024 | 0 | 0 | 0 | 0 | 9129.7461 | 233.2301 | 8896.516 | 0 | 0 | 0 | 533.5273 | 533.5273 | 3.587e-06 |  | 0 | 0 | 0 | 0 | 0 | 0 | 0 | 0.0019137 | 0.0019137 | 0 | 0.0019137 | 0.0019137 | [40 empty] | All EPR in 2020WLDFRElectric Reliability | WLDFR | HFTD - Distribution - Tier 2 - 3QU CoRE ¦ 3QU LoRE | Red Flag Warning - Destructive Fires | 2021 | Electric Reliability | 222.2294 | 808.5801 | 2021 | Control | 0.1325 | 3 | 0 | esc | 0.15274 | 33.9428 | 0.15274 | 33.9428 | 0 | 0 | 0 | 0
[79 empty] | WLDFR | HFTD - Distribution - Tier 3 - 1QU CoRE ¦ 5QU LoRE | Non-Red Flag Warning - Destructive Fires | 2025 | 0 | 0 | 0 | 0 | 9129.7461 | 233.2301 | 8896.516 | 0 | 0 | 0 | 0 | 533.5273 | 3.587e-06 |  | 0 | 0 | 0 | 0 | 0 | 0 | 0 | 0 | 0 | 0 | 0.0019137 | 0.0019137 | [40 empty] | All EPR in 2020WLDFRFinancial | WLDFR | HFTD - Distribution - Tier 2 - 3QU CoRE ¦ 3QU LoRE | Red Flag Warning - Destructive Fires | 2021 | Financial | 8585.7228 | 808.5801 | 2021 | Control | 0.053 | 3 | 0 | esc | 0.055966 | 480.5104 | 0.055966 | 480.5104 | 0 | 0 | 0 | 0
[79 empty] | WLDFR | HFTD - Distribution - Tier 3 - 1QU CoRE ¦ 5QU LoRE | Non-Red Flag Warning - Large Fires | 2020 | 0 | 0 | 0 | 0 | 5.2406 | 0.69642 | 2.942 | 1.6022 | 0.36069 | 0 | 0 | 0 | 1.9946e-05 |  | 0 | 7.1942e-06 | 7.1942e-06 | 0 | 0 | 0 | 0 | 0 | 0 | 0 | 0 | 0 | [40 empty] | All EPR in 2020WLDFRElectric Reliability | WLDFR | HFTD - Distribution - Tier 2 - 3QU CoRE ¦ 3QU LoRE | Red Flag Warning - Destructive Fires | 2022 | Electric Reliability | 222.2294 | 808.5801 | 2022 | Control | 0.1325 | 3 | 0 | esc | 0.15274 | 33.9428 | 0.15274 | 33.9428 | 0.15274 | 33.9428 | 0 | 0
[79 empty] | WLDFR | HFTD - Distribution - Tier 3 - 1QU CoRE ¦ 5QU LoRE | Non-Red Flag Warning - Large Fires | 2021 | 0 | 0 | 0 | 0 | 5.2406 | 0.69642 | 2.942 | 1.6022 | 0.36069 | 0.36069 | 0 | 0 | 1.9946e-05 |  | 0 | 7.1942e-06 | 7.1942e-06 | 0 | 7.1942e-06 | 7.1942e-06 | 0 | 0 | 0 | 0 | 0 | 0 | [40 empty] | All EPR in 2020WLDFRFinancial | WLDFR | HFTD - Distribution - Tier 2 - 3QU CoRE ¦ 3QU LoRE | Red Flag Warning - Destructive Fires | 2022 | Financial | 8585.7228 | 808.5801 | 2022 | Control | 0.053 | 3 | 0 | esc | 0.055966 | 480.5104 | 0.055966 | 480.5104 | 0.055966 | 480.5104 | 0 | 0
[79 empty] | WLDFR | HFTD - Distribution - Tier 3 - 1QU CoRE ¦ 5QU LoRE | Non-Red Flag Warning - Large Fires | 2022 | 0 | 0 | 0 | 0 | 5.2406 | 0.69642 | 2.942 | 1.6022 | 0.36069 | 0.36069 | 0.36069 | 0 | 1.9946e-05 |  | 0 | 7.1942e-06 | 7.1942e-06 | 0 | 7.1942e-06 | 7.1942e-06 | 0 | 7.1942e-06 | 7.1942e-06 | 0 | 0 | 0 | [40 empty] | All EPR in 2020WLDFRElectric Reliability | WLDFR | HFTD - Distribution - Tier 2 - 3QU CoRE ¦ 3QU LoRE | Red Flag Warning - Destructive Fires | 2023 | Electric Reliability | 233.2301 | 808.5801 | 2023 | Control | 0.1325 | 3 | 0 | esc | 0 | 0 | 0.15274 | 35.623 | 0.15274 | 35.623 | 0.15274 | 35.623
[79 empty] | WLDFR | HFTD - Distribution - Tier 3 - 1QU CoRE ¦ 5QU LoRE | Non-Red Flag Warning - Large Fires | 2023 | 0 | 0 | 0 | 0 | 5.475 | 0.71896 | 3.0715 | 1.6846 | 0 | 0.37599 | 0.37599 | 0.37599 | 1.9946e-05 |  | 0 | 0 | 0 | 0 | 7.4995e-06 | 7.4995e-06 | 0 | 7.4995e-06 | 7.4995e-06 | 0 | 7.4995e-06 | 7.4995e-06 | [40 empty] | All EPR in 2020WLDFRFinancial | WLDFR | HFTD - Distribution - Tier 2 - 3QU CoRE ¦ 3QU LoRE | Red Flag Warning - Destructive Fires | 2023 | Financial | 8896.516 | 808.5801 | 2023 | Control | 0.053 | 3 | 0 | esc | 0 | 0 | 0.055966 | 497.9043 | 0.055966 | 497.9043 | 0.055966 | 497.9043
[79 empty] | WLDFR | HFTD - Distribution - Tier 3 - 1QU CoRE ¦ 5QU LoRE | Non-Red Flag Warning - Large Fires | 2024 | 0 | 0 | 0 | 0 | 5.475 | 0.71896 | 3.0715 | 1.6846 | 0 | 0 | 0.37599 | 0.37599 | 1.9946e-05 |  | 0 | 0 | 0 | 0 | 0 | 0 | 0 | 7.4995e-06 | 7.4995e-06 | 0 | 7.4995e-06 | 7.4995e-06 | [40 empty] | All EPR in 2020WLDFRElectric Reliability | WLDFR | HFTD - Distribution - Tier 2 - 3QU CoRE ¦ 3QU LoRE | Red Flag Warning - Destructive Fires | 2024 | Electric Reliability | 233.2301 | 808.5801 | 2024 | Control | 0.1325 | 3 | 0 | esc | 0 | 0 | 0 | 0 | 0.15274 | 35.623 | 0.15274 | 35.623
[79 empty] | WLDFR | HFTD - Distribution - Tier 3 - 1QU CoRE ¦ 5QU LoRE | Non-Red Flag Warning - Large Fires | 2025 | 0 | 0 | 0 | 0 | 5.475 | 0.71896 | 3.0715 | 1.6846 | 0 | 0 | 0 | 0.37599 | 1.9946e-05 |  | 0 | 0 | 0 | 0 | 0 | 0 | 0 | 0 | 0 | 0 | 7.4995e-06 | 7.4995e-06 | [40 empty] | All EPR in 2020WLDFRFinancial | WLDFR | HFTD - Distribution - Tier 2 - 3QU CoRE ¦ 3QU LoRE | Red Flag Warning - Destructive Fires | 2024 | Financial | 8896.516 | 808.5801 | 2024 | Control | 0.053 | 3 | 0 | esc | 0 | 0 | 0 | 0 | 0.055966 | 497.9043 | 0.055966 | 497.9043
[79 empty] | WLDFR | HFTD - Distribution - Tier 3 - 1QU CoRE ¦ 5QU LoRE | Non-Red Flag Warning - Small Fires | 2020 | 0 | 0 | 0 | 0 | 0.077901 | 0.036425 | 0.0015809 | 0.039895 | 0.0078847 | 0 | 0 | 0 | 0.0025411 |  | 0 | 2.0036e-05 | 2.0036e-05 | 0 | 0 | 0 | 0 | 0 | 0 | 0 | 0 | 0 | [40 empty] | All EPR in 2020WLDFRElectric Reliability | WLDFR | HFTD - Distribution - Tier 2 - 3QU CoRE ¦ 3QU LoRE | Red Flag Warning - Destructive Fires | 2025 | Electric Reliability | 233.2301 | 808.5801 | 2025 | Control | 0.1325 | 3 | 0 | esc | 0 | 0 | 0 | 0 | 0 | 0 | 0.15274 | 35.623
[79 empty] | WLDFR | HFTD - Distribution - Tier 3 - 1QU CoRE ¦ 5QU LoRE | Non-Red Flag Warning - Small Fires | 2021 | 0 | 0 | 0 | 0 | 0.077901 | 0.036425 | 0.0015809 | 0.039895 | 0.0078847 | 0.0078847 | 0 | 0 | 0.0025411 |  | 0 | 2.0036e-05 | 2.0036e-05 | 0 | 2.0036e-05 | 2.0036e-05 | 0 | 0 | 0 | 0 | 0 | 0 | [40 empty] | All EPR in 2020WLDFRFinancial | WLDFR | HFTD - Distribution - Tier 2 - 3QU CoRE ¦ 3QU LoRE | Red Flag Warning - Destructive Fires | 2025 | Financial | 8896.516 | 808.5801 | 2025 | Control | 0.053 | 3 | 0 | esc | 0 | 0 | 0 | 0 | 0 | 0 | 0.055966 | 497.9043
[79 empty] | WLDFR | HFTD - Distribution - Tier 3 - 1QU CoRE ¦ 5QU LoRE | Non-Red Flag Warning - Small Fires | 2022 | 0 | 0 | 0 | 0 | 0.077901 | 0.036425 | 0.0015809 | 0.039895 | 0.0078847 | 0.0078847 | 0.0078847 | 0 | 0.0025411 |  | 0 | 2.0036e-05 | 2.0036e-05 | 0 | 2.0036e-05 | 2.0036e-05 | 0 | 2.0036e-05 | 2.0036e-05 | 0 | 0 | 0 | [40 empty] | All EPR in 2020WLDFRElectric Reliability | WLDFR | HFTD - Distribution - Tier 2 - 3QU CoRE ¦ 3QU LoRE | Red Flag Warning - Large Fires | 2021 | Electric Reliability | 0.69642 | 808.5801 | 2021 | Control | 0.1325 | 3 | 0 | esc | 0.15274 | 0.10637 | 0.15274 | 0.10637 | 0 | 0 | 0 | 0
[79 empty] | WLDFR | HFTD - Distribution - Tier 3 - 1QU CoRE ¦ 5QU LoRE | Non-Red Flag Warning - Small Fires | 2023 | 0 | 0 | 0 | 0 | 0.080408 | 0.03759 | 0.0016314 | 0.041187 | 0 | 0.0081378 | 0.0081378 | 0.0081378 | 0.0025411 |  | 0 | 0 | 0 | 0 | 2.0679e-05 | 2.0679e-05 | 0 | 2.0679e-05 | 2.0679e-05 | 0 | 2.0679e-05 | 2.0679e-05 | [40 empty] | All EPR in 2020WLDFRFinancial | WLDFR | HFTD - Distribution - Tier 2 - 3QU CoRE ¦ 3QU LoRE | Red Flag Warning - Large Fires | 2021 | Financial | 2.942 | 808.5801 | 2021 | Control | 0.053 | 3 | 0 | esc | 0.055966 | 0.16465 | 0.055966 | 0.16465 | 0 | 0 | 0 | 0
[79 empty] | WLDFR | HFTD - Distribution - Tier 3 - 1QU CoRE ¦ 5QU LoRE | Non-Red Flag Warning - Small Fires | 2024 | 0 | 0 | 0 | 0 | 0.080408 | 0.03759 | 0.0016314 | 0.041187 | 0 | 0 | 0.0081378 | 0.0081378 | 0.0025411 |  | 0 | 0 | 0 | 0 | 0 | 0 | 0 | 2.0679e-05 | 2.0679e-05 | 0 | 2.0679e-05 | 2.0679e-05 | [40 empty] | All EPR in 2020WLDFRSafety | WLDFR | HFTD - Distribution - Tier 2 - 3QU CoRE ¦ 3QU LoRE | Red Flag Warning - Large Fires | 2021 | Safety | 1.6022 | 808.5801 | 2021 | Control | 0.053 | 3 | 0 | esc | 0.055966 | 0.089668 | 0.055966 | 0.089668 | 0 | 0 | 0 | 0
[79 empty] | WLDFR | HFTD - Distribution - Tier 3 - 1QU CoRE ¦ 5QU LoRE | Non-Red Flag Warning - Small Fires | 2025 | 0 | 0 | 0 | 0 | 0.080408 | 0.03759 | 0.0016314 | 0.041187 | 0 | 0 | 0 | 0.0081378 | 0.0025411 |  | 0 | 0 | 0 | 0 | 0 | 0 | 0 | 0 | 0 | 0 | 2.0679e-05 | 2.0679e-05 | [40 empty] | All EPR in 2020WLDFRElectric Reliability | WLDFR | HFTD - Distribution - Tier 2 - 3QU CoRE ¦ 3QU LoRE | Red Flag Warning - Large Fires | 2022 | Electric Reliability | 0.69642 | 808.5801 | 2022 | Control | 0.1325 | 3 | 0 | esc | 0.15274 | 0.10637 | 0.15274 | 0.10637 | 0.15274 | 0.10637 | 0 | 0
[79 empty] | WLDFR | HFTD - Distribution - Tier 3 - 1QU CoRE ¦ 5QU LoRE | Red Flag Warning - Catastrophic Fires | 2020 | 0 | 0 | 0 | 0 | 14146.1306 | 222.2294 | 8585.7228 | 5338.1784 | 813.2108 | 0 | 0 | 0 | 9.4519e-05 |  | 0 | 0.076864 | 0.076864 | 0 | 0 | 0 | 0 | 0 | 0 | 0 | 0 | 0 | [40 empty] | All EPR in 2020WLDFRFinancial | WLDFR | HFTD - Distribution - Tier 2 - 3QU CoRE ¦ 3QU LoRE | Red Flag Warning - Large Fires | 2022 | Financial | 2.942 | 808.5801 | 2022 | Control | 0.053 | 3 | 0 | esc | 0.055966 | 0.16465 | 0.055966 | 0.16465 | 0.055966 | 0.16465 | 0 | 0
[79 empty] | WLDFR | HFTD - Distribution - Tier 3 - 1QU CoRE ¦ 5QU LoRE | Red Flag Warning - Catastrophic Fires | 2021 | 0 | 0 | 0 | 0 | 14146.1306 | 222.2294 | 8585.7228 | 5338.1784 | 813.2108 | 813.2108 | 0 | 0 | 9.4519e-05 |  | 0 | 0.076864 | 0.076864 | 0 | 0.076864 | 0.076864 | 0 | 0 | 0 | 0 | 0 | 0 | [40 empty] | All EPR in 2020WLDFRSafety | WLDFR | HFTD - Distribution - Tier 2 - 3QU CoRE ¦ 3QU LoRE | Red Flag Warning - Large Fires | 2022 | Safety | 1.6022 | 808.5801 | 2022 | Control | 0.053 | 3 | 0 | esc | 0.055966 | 0.089668 | 0.055966 | 0.089668 | 0.055966 | 0.089668 | 0 | 0
[79 empty] | WLDFR | HFTD - Distribution - Tier 3 - 1QU CoRE ¦ 5QU LoRE | Red Flag Warning - Catastrophic Fires | 2022 | 0 | 0 | 0 | 0 | 14146.1306 | 222.2294 | 8585.7228 | 5338.1784 | 813.2108 | 813.2108 | 813.2108 | 0 | 9.4519e-05 |  | 0 | 0.076864 | 0.076864 | 0 | 0.076864 | 0.076864 | 0 | 0.076864 | 0.076864 | 0 | 0 | 0 | [40 empty] | All EPR in 2020WLDFRElectric Reliability | WLDFR | HFTD - Distribution - Tier 2 - 3QU CoRE ¦ 3QU LoRE | Red Flag Warning - Large Fires | 2023 | Electric Reliability | 0.71896 | 808.5801 | 2023 | Control | 0.1325 | 3 | 0 | esc | 0 | 0 | 0.15274 | 0.10981 | 0.15274 | 0.10981 | 0.15274 | 0.10981
[79 empty] | WLDFR | HFTD - Distribution - Tier 3 - 1QU CoRE ¦ 5QU LoRE | Red Flag Warning - Catastrophic Fires | 2023 | 0 | 0 | 0 | 0 | 14664.6376 | 233.2301 | 8896.516 | 5534.8915 | 0 | 843.2942 | 843.2942 | 843.2942 | 9.4519e-05 |  | 0 | 0 | 0 | 0 | 0.079708 | 0.079708 | 0 | 0.079708 | 0.079708 | 0 | 0.079708 | 0.079708 | [40 empty] | All EPR in 2020WLDFRFinancial | WLDFR | HFTD - Distribution - Tier 2 - 3QU CoRE ¦ 3QU LoRE | Red Flag Warning - Large Fires | 2023 | Financial | 3.0715 | 808.5801 | 2023 | Control | 0.053 | 3 | 0 | esc | 0 | 0 | 0.055966 | 0.1719 | 0.055966 | 0.1719 | 0.055966 | 0.1719
[79 empty] | WLDFR | HFTD - Distribution - Tier 3 - 1QU CoRE ¦ 5QU LoRE | Red Flag Warning - Catastrophic Fires | 2024 | 0 | 0 | 0 | 0 | 14664.6376 | 233.2301 | 8896.516 | 5534.8915 | 0 | 0 | 843.2942 | 843.2942 | 9.4519e-05 |  | 0 | 0 | 0 | 0 | 0 | 0 | 0 | 0.079708 | 0.079708 | 0 | 0.079708 | 0.079708 | [40 empty] | All EPR in 2020WLDFRSafety | WLDFR | HFTD - Distribution - Tier 2 - 3QU CoRE ¦ 3QU LoRE | Red Flag Warning - Large Fires | 2023 | Safety | 1.6846 | 808.5801 | 2023 | Control | 0.053 | 3 | 0 | esc | 0 | 0 | 0.055966 | 0.094279 | 0.055966 | 0.094279 | 0.055966 | 0.094279
[79 empty] | WLDFR | HFTD - Distribution - Tier 3 - 1QU CoRE ¦ 5QU LoRE | Red Flag Warning - Catastrophic Fires | 2025 | 0 | 0 | 0 | 0 | 14664.6376 | 233.2301 | 8896.516 | 5534.8915 | 0 | 0 | 0 | 843.2942 | 9.4519e-05 |  | 0 | 0 | 0 | 0 | 0 | 0 | 0 | 0 | 0 | 0 | 0.079708 | 0.079708 | [40 empty] | All EPR in 2020WLDFRElectric Reliability | WLDFR | HFTD - Distribution - Tier 2 - 3QU CoRE ¦ 3QU LoRE | Red Flag Warning - Large Fires | 2024 | Electric Reliability | 0.71896 | 808.5801 | 2024 | Control | 0.1325 | 3 | 0 | esc | 0 | 0 | 0 | 0 | 0.15274 | 0.10981 | 0.15274 | 0.10981
[79 empty] | WLDFR | HFTD - Distribution - Tier 3 - 1QU CoRE ¦ 5QU LoRE | Red Flag Warning - Destructive Fires | 2020 | 0 | 0 | 0 | 0 | 8807.9522 | 222.2294 | 8585.7228 | 0 | 514.4532 | 0 | 0 | 0 | 1.1379e-05 |  | 0 | 0.0058539 | 0.0058539 | 0 | 0 | 0 | 0 | 0 | 0 | 0 | 0 | 0 | [40 empty] | All EPR in 2020WLDFRFinancial | WLDFR | HFTD - Distribution - Tier 2 - 3QU CoRE ¦ 3QU LoRE | Red Flag Warning - Large Fires | 2024 | Financial | 3.0715 | 808.5801 | 2024 | Control | 0.053 | 3 | 0 | esc | 0 | 0 | 0 | 0 | 0.055966 | 0.1719 | 0.055966 | 0.1719
[79 empty] | WLDFR | HFTD - Distribution - Tier 3 - 1QU CoRE ¦ 5QU LoRE | Red Flag Warning - Destructive Fires | 2021 | 0 | 0 | 0 | 0 | 8807.9522 | 222.2294 | 8585.7228 | 0 | 514.4532 | 514.4532 | 0 | 0 | 1.1379e-05 |  | 0 | 0.0058539 | 0.0058539 | 0 | 0.0058539 | 0.0058539 | 0 | 0 | 0 | 0 | 0 | 0 | [40 empty] | All EPR in 2020WLDFRSafety | WLDFR | HFTD - Distribution - Tier 2 - 3QU CoRE ¦ 3QU LoRE | Red Flag Warning - Large Fires | 2024 | Safety | 1.6846 | 808.5801 | 2024 | Control | 0.053 | 3 | 0 | esc | 0 | 0 | 0 | 0 | 0.055966 | 0.094279 | 0.055966 | 0.094279
[79 empty] | WLDFR | HFTD - Distribution - Tier 3 - 1QU CoRE ¦ 5QU LoRE | Red Flag Warning - Destructive Fires | 2022 | 0 | 0 | 0 | 0 | 8807.9522 | 222.2294 | 8585.7228 | 0 | 514.4532 | 514.4532 | 514.4532 | 0 | 1.1379e-05 |  | 0 | 0.0058539 | 0.0058539 | 0 | 0.0058539 | 0.0058539 | 0 | 0.0058539 | 0.0058539 | 0 | 0 | 0 | [40 empty] | All EPR in 2020WLDFRElectric Reliability | WLDFR | HFTD - Distribution - Tier 2 - 3QU CoRE ¦ 3QU LoRE | Red Flag Warning - Large Fires | 2025 | Electric Reliability | 0.71896 | 808.5801 | 2025 | Control | 0.1325 | 3 | 0 | esc | 0 | 0 | 0 | 0 | 0 | 0 | 0.15274 | 0.10981
[79 empty] | WLDFR | HFTD - Distribution - Tier 3 - 1QU CoRE ¦ 5QU LoRE | Red Flag Warning - Destructive Fires | 2023 | 0 | 0 | 0 | 0 | 9129.7461 | 233.2301 | 8896.516 | 0 | 0 | 533.5273 | 533.5273 | 533.5273 | 1.1379e-05 |  | 0 | 0 | 0 | 0 | 0.006071 | 0.006071 | 0 | 0.006071 | 0.006071 | 0 | 0.006071 | 0.006071 | [40 empty] | All EPR in 2020WLDFRFinancial | WLDFR | HFTD - Distribution - Tier 2 - 3QU CoRE ¦ 3QU LoRE | Red Flag Warning - Large Fires | 2025 | Financial | 3.0715 | 808.5801 | 2025 | Control | 0.053 | 3 | 0 | esc | 0 | 0 | 0 | 0 | 0 | 0 | 0.055966 | 0.1719
[79 empty] | WLDFR | HFTD - Distribution - Tier 3 - 1QU CoRE ¦ 5QU LoRE | Red Flag Warning - Destructive Fires | 2024 | 0 | 0 | 0 | 0 | 9129.7461 | 233.2301 | 8896.516 | 0 | 0 | 0 | 533.5273 | 533.5273 | 1.1379e-05 |  | 0 | 0 | 0 | 0 | 0 | 0 | 0 | 0.006071 | 0.006071 | 0 | 0.006071 | 0.006071 | [40 empty] | All EPR in 2020WLDFRSafety | WLDFR | HFTD - Distribution - Tier 2 - 3QU CoRE ¦ 3QU LoRE | Red Flag Warning - Large Fires | 2025 | Safety | 1.6846 | 808.5801 | 2025 | Control | 0.053 | 3 | 0 | esc | 0 | 0 | 0 | 0 | 0 | 0 | 0.055966 | 0.094279
[79 empty] | WLDFR | HFTD - Distribution - Tier 3 - 1QU CoRE ¦ 5QU LoRE | Red Flag Warning - Destructive Fires | 2025 | 0 | 0 | 0 | 0 | 9129.7461 | 233.2301 | 8896.516 | 0 | 0 | 0 | 0 | 533.5273 | 1.1379e-05 |  | 0 | 0 | 0 | 0 | 0 | 0 | 0 | 0 | 0 | 0 | 0.006071 | 0.006071 | [40 empty] | All EPR in 2020WLDFRElectric Reliability | WLDFR | HFTD - Distribution - Tier 2 - 3QU CoRE ¦ 3QU LoRE | Red Flag Warning - Small Fires | 2021 | Electric Reliability | 0.036425 | 808.5801 | 2021 | Control | 0.1325 | 3 | 0 | esc | 0.15274 | 0.0055635 | 0.15274 | 0.0055635 | 0 | 0 | 0 | 0
[79 empty] | WLDFR | HFTD - Distribution - Tier 3 - 1QU CoRE ¦ 5QU LoRE | Red Flag Warning - Large Fires | 2020 | 0 | 0 | 0 | 0 | 5.2406 | 0.69642 | 2.942 | 1.6022 | 0.36069 | 0 | 0 | 0 | 3.7726e-05 |  | 0 | 1.3607e-05 | 1.3607e-05 | 0 | 0 | 0 | 0 | 0 | 0 | 0 | 0 | 0 | [40 empty] | All EPR in 2020WLDFRFinancial | WLDFR | HFTD - Distribution - Tier 2 - 3QU CoRE ¦ 3QU LoRE | Red Flag Warning - Small Fires | 2021 | Financial | 0.0015809 | 808.5801 | 2021 | Control | 0.053 | 3 | 0 | esc | 0.055966 | 8.8475e-05 | 0.055966 | 8.8475e-05 | 0 | 0 | 0 | 0
[79 empty] | WLDFR | HFTD - Distribution - Tier 3 - 1QU CoRE ¦ 5QU LoRE | Red Flag Warning - Large Fires | 2021 | 0 | 0 | 0 | 0 | 5.2406 | 0.69642 | 2.942 | 1.6022 | 0.36069 | 0.36069 | 0 | 0 | 3.7726e-05 |  | 0 | 1.3607e-05 | 1.3607e-05 | 0 | 1.3607e-05 | 1.3607e-05 | 0 | 0 | 0 | 0 | 0 | 0 | [40 empty] | All EPR in 2020WLDFRSafety | WLDFR | HFTD - Distribution - Tier 2 - 3QU CoRE ¦ 3QU LoRE | Red Flag Warning - Small Fires | 2021 | Safety | 0.039895 | 808.5801 | 2021 | Control | 0.053 | 3 | 0 | esc | 0.055966 | 0.0022328 | 0.055966 | 0.0022328 | 0 | 0 | 0 | 0
[79 empty] | WLDFR | HFTD - Distribution - Tier 3 - 1QU CoRE ¦ 5QU LoRE | Red Flag Warning - Large Fires | 2022 | 0 | 0 | 0 | 0 | 5.2406 | 0.69642 | 2.942 | 1.6022 | 0.36069 | 0.36069 | 0.36069 | 0 | 3.7726e-05 |  | 0 | 1.3607e-05 | 1.3607e-05 | 0 | 1.3607e-05 | 1.3607e-05 | 0 | 1.3607e-05 | 1.3607e-05 | 0 | 0 | 0 | [40 empty] | All EPR in 2020WLDFRElectric Reliability | WLDFR | HFTD - Distribution - Tier 2 - 3QU CoRE ¦ 3QU LoRE | Red Flag Warning - Small Fires | 2022 | Electric Reliability | 0.036425 | 808.5801 | 2022 | Control | 0.1325 | 3 | 0 | esc | 0.15274 | 0.0055635 | 0.15274 | 0.0055635 | 0.15274 | 0.0055635 | 0 | 0
[79 empty] | WLDFR | HFTD - Distribution - Tier 3 - 1QU CoRE ¦ 5QU LoRE | Red Flag Warning - Large Fires | 2023 | 0 | 0 | 0 | 0 | 5.475 | 0.71896 | 3.0715 | 1.6846 | 0 | 0.37599 | 0.37599 | 0.37599 | 3.7726e-05 |  | 0 | 0 | 0 | 0 | 1.4185e-05 | 1.4185e-05 | 0 | 1.4185e-05 | 1.4185e-05 | 0 | 1.4185e-05 | 1.4185e-05 | [40 empty] | All EPR in 2020WLDFRFinancial | WLDFR | HFTD - Distribution - Tier 2 - 3QU CoRE ¦ 3QU LoRE | Red Flag Warning - Small Fires | 2022 | Financial | 0.0015809 | 808.5801 | 2022 | Control | 0.053 | 3 | 0 | esc | 0.055966 | 8.8475e-05 | 0.055966 | 8.8475e-05 | 0.055966 | 8.8475e-05 | 0 | 0
[79 empty] | WLDFR | HFTD - Distribution - Tier 3 - 1QU CoRE ¦ 5QU LoRE | Red Flag Warning - Large Fires | 2024 | 0 | 0 | 0 | 0 | 5.475 | 0.71896 | 3.0715 | 1.6846 | 0 | 0 | 0.37599 | 0.37599 | 3.7726e-05 |  | 0 | 0 | 0 | 0 | 0 | 0 | 0 | 1.4185e-05 | 1.4185e-05 | 0 | 1.4185e-05 | 1.4185e-05 | [40 empty] | All EPR in 2020WLDFRSafety | WLDFR | HFTD - Distribution - Tier 2 - 3QU CoRE ¦ 3QU LoRE | Red Flag Warning - Small Fires | 2022 | Safety | 0.039895 | 808.5801 | 2022 | Control | 0.053 | 3 | 0 | esc | 0.055966 | 0.0022328 | 0.055966 | 0.0022328 | 0.055966 | 0.0022328 | 0 | 0
[79 empty] | WLDFR | HFTD - Distribution - Tier 3 - 1QU CoRE ¦ 5QU LoRE | Red Flag Warning - Large Fires | 2025 | 0 | 0 | 0 | 0 | 5.475 | 0.71896 | 3.0715 | 1.6846 | 0 | 0 | 0 | 0.37599 | 3.7726e-05 |  | 0 | 0 | 0 | 0 | 0 | 0 | 0 | 0 | 0 | 0 | 1.4185e-05 | 1.4185e-05 | [40 empty] | All EPR in 2020WLDFRElectric Reliability | WLDFR | HFTD - Distribution - Tier 2 - 3QU CoRE ¦ 3QU LoRE | Red Flag Warning - Small Fires | 2023 | Electric Reliability | 0.03759 | 808.5801 | 2023 | Control | 0.1325 | 3 | 0 | esc | 0 | 0 | 0.15274 | 0.0057414 | 0.15274 | 0.0057414 | 0.15274 | 0.0057414
[79 empty] | WLDFR | HFTD - Distribution - Tier 3 - 1QU CoRE ¦ 5QU LoRE | Red Flag Warning - Small Fires | 2020 | 0 | 0 | 0 | 0 | 0.077901 | 0.036425 | 0.0015809 | 0.039895 | 0.0078847 | 0 | 0 | 0 | 0.00041228 |  | 0 | 3.2507e-06 | 3.2507e-06 | 0 | 0 | 0 | 0 | 0 | 0 | 0 | 0 | 0 | [40 empty] | All EPR in 2020WLDFRFinancial | WLDFR | HFTD - Distribution - Tier 2 - 3QU CoRE ¦ 3QU LoRE | Red Flag Warning - Small Fires | 2023 | Financial | 0.0016314 | 808.5801 | 2023 | Control | 0.053 | 3 | 0 | esc | 0 | 0 | 0.055966 | 9.1305e-05 | 0.055966 | 9.1305e-05 | 0.055966 | 9.1305e-05
[79 empty] | WLDFR | HFTD - Distribution - Tier 3 - 1QU CoRE ¦ 5QU LoRE | Red Flag Warning - Small Fires | 2021 | 0 | 0 | 0 | 0 | 0.077901 | 0.036425 | 0.0015809 | 0.039895 | 0.0078847 | 0.0078847 | 0 | 0 | 0.00041228 |  | 0 | 3.2507e-06 | 3.2507e-06 | 0 | 3.2507e-06 | 3.2507e-06 | 0 | 0 | 0 | 0 | 0 | 0 | [40 empty] | All EPR in 2020WLDFRSafety | WLDFR | HFTD - Distribution - Tier 2 - 3QU CoRE ¦ 3QU LoRE | Red Flag Warning - Small Fires | 2023 | Safety | 0.041187 | 808.5801 | 2023 | Control | 0.053 | 3 | 0 | esc | 0 | 0 | 0.055966 | 0.0023051 | 0.055966 | 0.0023051 | 0.055966 | 0.0023051
[79 empty] | WLDFR | HFTD - Distribution - Tier 3 - 1QU CoRE ¦ 5QU LoRE | Red Flag Warning - Small Fires | 2022 | 0 | 0 | 0 | 0 | 0.077901 | 0.036425 | 0.0015809 | 0.039895 | 0.0078847 | 0.0078847 | 0.0078847 | 0 | 0.00041228 |  | 0 | 3.2507e-06 | 3.2507e-06 | 0 | 3.2507e-06 | 3.2507e-06 | 0 | 3.2507e-06 | 3.2507e-06 | 0 | 0 | 0 | [40 empty] | All EPR in 2020WLDFRElectric Reliability | WLDFR | HFTD - Distribution - Tier 2 - 3QU CoRE ¦ 3QU LoRE | Red Flag Warning - Small Fires | 2024 | Electric Reliability | 0.03759 | 808.5801 | 2024 | Control | 0.1325 | 3 | 0 | esc | 0 | 0 | 0 | 0 | 0.15274 | 0.0057414 | 0.15274 | 0.0057414
[79 empty] | WLDFR | HFTD - Distribution - Tier 3 - 1QU CoRE ¦ 5QU LoRE | Red Flag Warning - Small Fires | 2023 | 0 | 0 | 0 | 0 | 0.080408 | 0.03759 | 0.0016314 | 0.041187 | 0 | 0.0081378 | 0.0081378 | 0.0081378 | 0.00041228 |  | 0 | 0 | 0 | 0 | 3.355e-06 | 3.355e-06 | 0 | 3.355e-06 | 3.355e-06 | 0 | 3.355e-06 | 3.355e-06 | [40 empty] | All EPR in 2020WLDFRFinancial | WLDFR | HFTD - Distribution - Tier 2 - 3QU CoRE ¦ 3QU LoRE | Red Flag Warning - Small Fires | 2024 | Financial | 0.0016314 | 808.5801 | 2024 | Control | 0.053 | 3 | 0 | esc | 0 | 0 | 0 | 0 | 0.055966 | 9.1305e-05 | 0.055966 | 9.1305e-05
[79 empty] | WLDFR | HFTD - Distribution - Tier 3 - 1QU CoRE ¦ 5QU LoRE | Red Flag Warning - Small Fires | 2024 | 0 | 0 | 0 | 0 | 0.080408 | 0.03759 | 0.0016314 | 0.041187 | 0 | 0 | 0.0081378 | 0.0081378 | 0.00041228 |  | 0 | 0 | 0 | 0 | 0 | 0 | 0 | 3.355e-06 | 3.355e-06 | 0 | 3.355e-06 | 3.355e-06 | [40 empty] | All EPR in 2020WLDFRSafety | WLDFR | HFTD - Distribution - Tier 2 - 3QU CoRE ¦ 3QU LoRE | Red Flag Warning - Small Fires | 2024 | Safety | 0.041187 | 808.5801 | 2024 | Control | 0.053 | 3 | 0 | esc | 0 | 0 | 0 | 0 | 0.055966 | 0.0023051 | 0.055966 | 0.0023051
[79 empty] | WLDFR | HFTD - Distribution - Tier 3 - 1QU CoRE ¦ 5QU LoRE | Red Flag Warning - Small Fires | 2025 | 0 | 0 | 0 | 0 | 0.080408 | 0.03759 | 0.0016314 | 0.041187 | 0 | 0 | 0 | 0.0081378 | 0.00041228 |  | 0 | 0 | 0 | 0 | 0 | 0 | 0 | 0 | 0 | 0 | 3.355e-06 | 3.355e-06 | [40 empty] | All EPR in 2020WLDFRElectric Reliability | WLDFR | HFTD - Distribution - Tier 2 - 3QU CoRE ¦ 3QU LoRE | Red Flag Warning - Small Fires | 2025 | Electric Reliability | 0.03759 | 808.5801 | 2025 | Control | 0.1325 | 3 | 0 | esc | 0 | 0 | 0 | 0 | 0 | 0 | 0.15274 | 0.0057414
[79 empty] | WLDFR | HFTD - Distribution - Tier 3 - 1QU CoRE ¦ 5QU LoRE | Seismic - Non-Red Flag Warning - Catastrophic Fires | 2020 | 0 | 0 | 0 | 0 | 21083.8428 | 409.2237 | 13469.0878 | 7205.5313 | 1219.584 | 0 | 0 | 0 | 5.4954e-10 |  | 0 | 6.7021e-07 | 6.7021e-07 | 0 | 0 | 0 | 0 | 0 | 0 | 0 | 0 | 0 | [40 empty] | All EPR in 2020WLDFRFinancial | WLDFR | HFTD - Distribution - Tier 2 - 3QU CoRE ¦ 3QU LoRE | Red Flag Warning - Small Fires | 2025 | Financial | 0.0016314 | 808.5801 | 2025 | Control | 0.053 | 3 | 0 | esc | 0 | 0 | 0 | 0 | 0 | 0 | 0.055966 | 9.1305e-05
[79 empty] | WLDFR | HFTD - Distribution - Tier 3 - 1QU CoRE ¦ 5QU LoRE | Seismic - Non-Red Flag Warning - Catastrophic Fires | 2021 | 0 | 0 | 0 | 0 | 21083.8428 | 409.2237 | 13469.0878 | 7205.5313 | 1219.584 | 1219.584 | 0 | 0 | 5.4954e-10 |  | 0 | 6.7021e-07 | 6.7021e-07 | 0 | 6.7021e-07 | 6.7021e-07 | 0 | 0 | 0 | 0 | 0 | 0 | [40 empty] | All EPR in 2020WLDFRSafety | WLDFR | HFTD - Distribution - Tier 2 - 3QU CoRE ¦ 3QU LoRE | Red Flag Warning - Small Fires | 2025 | Safety | 0.041187 | 808.5801 | 2025 | Control | 0.053 | 3 | 0 | esc | 0 | 0 | 0 | 0 | 0 | 0 | 0.055966 | 0.0023051
[79 empty] | WLDFR | HFTD - Distribution - Tier 3 - 1QU CoRE ¦ 5QU LoRE | Seismic - Non-Red Flag Warning - Catastrophic Fires | 2022 | 0 | 0 | 0 | 0 | 21083.8428 | 409.2237 | 13469.0878 | 7205.5313 | 1219.584 | 1219.584 | 1219.584 | 0 | 5.4954e-10 |  | 0 | 6.7021e-07 | 6.7021e-07 | 0 | 6.7021e-07 | 6.7021e-07 | 0 | 6.7021e-07 | 6.7021e-07 | 0 | 0 | 0 | [40 empty] | All EPR in 2020WLDFRElectric Reliability | WLDFR | HFTD - Distribution - Tier 2 - 3QU CoRE ¦ 3QU LoRE | Seismic - Non-Red Flag Warning - Catastrophic Fires | 2021 | Electric Reliability | 409.2237 | 808.5801 | 2021 | Control | 0.1325 | 3 | 0 | esc | 0.15274 | 62.5039 | 0.15274 | 62.5039 | 0 | 0 | 0 | 0
[79 empty] | WLDFR | HFTD - Distribution - Tier 3 - 1QU CoRE ¦ 5QU LoRE | Seismic - Non-Red Flag Warning - Catastrophic Fires | 2023 | 0 | 0 | 0 | 0 | 21835.9781 | 428.6023 | 13939.561 | 7467.8148 | 0 | 1263.5534 | 1263.5534 | 1263.5534 | 5.4954e-10 |  | 0 | 0 | 0 | 0 | 6.9438e-07 | 6.9438e-07 | 0 | 6.9438e-07 | 6.9438e-07 | 0 | 6.9438e-07 | 6.9438e-07 | [40 empty] | All EPR in 2020WLDFRFinancial | WLDFR | HFTD - Distribution - Tier 2 - 3QU CoRE ¦ 3QU LoRE | Seismic - Non-Red Flag Warning - Catastrophic Fires | 2021 | Financial | 13469.0878 | 808.5801 | 2021 | Control | 0.053 | 3 | 0 | esc | 0.055966 | 753.8138 | 0.055966 | 753.8138 | 0 | 0 | 0 | 0
[79 empty] | WLDFR | HFTD - Distribution - Tier 3 - 1QU CoRE ¦ 5QU LoRE | Seismic - Non-Red Flag Warning - Catastrophic Fires | 2024 | 0 | 0 | 0 | 0 | 21835.9781 | 428.6023 | 13939.561 | 7467.8148 | 0 | 0 | 1263.5534 | 1263.5534 | 5.4954e-10 |  | 0 | 0 | 0 | 0 | 0 | 0 | 0 | 6.9438e-07 | 6.9438e-07 | 0 | 6.9438e-07 | 6.9438e-07 | [40 empty] | All EPR in 2020WLDFRSafety | WLDFR | HFTD - Distribution - Tier 2 - 3QU CoRE ¦ 3QU LoRE | Seismic - Non-Red Flag Warning - Catastrophic Fires | 2021 | Safety | 7205.5313 | 808.5801 | 2021 | Control | 0.053 | 3 | 0 | esc | 0.055966 | 403.2663 | 0.055966 | 403.2663 | 0 | 0 | 0 | 0
[79 empty] | WLDFR | HFTD - Distribution - Tier 3 - 1QU CoRE ¦ 5QU LoRE | Seismic - Non-Red Flag Warning - Catastrophic Fires | 2025 | 0 | 0 | 0 | 0 | 21835.9781 | 428.6023 | 13939.561 | 7467.8148 | 0 | 0 | 0 | 1263.5534 | 5.4954e-10 |  | 0 | 0 | 0 | 0 | 0 | 0 | 0 | 0 | 0 | 0 | 6.9438e-07 | 6.9438e-07 | [40 empty] | All EPR in 2020WLDFRElectric Reliability | WLDFR | HFTD - Distribution - Tier 2 - 3QU CoRE ¦ 3QU LoRE | Seismic - Non-Red Flag Warning - Catastrophic Fires | 2022 | Electric Reliability | 409.2237 | 808.5801 | 2022 | Control | 0.1325 | 3 | 0 | esc | 0.15274 | 62.5039 | 0.15274 | 62.5039 | 0.15274 | 62.5039 | 0 | 0
[79 empty] | WLDFR | HFTD - Distribution - Tier 3 - 1QU CoRE ¦ 5QU LoRE | Seismic - Red Flag Warning - Catastrophic Fires | 2020 | 0 | 0 | 0 | 0 | 21083.8428 | 409.2237 | 13469.0878 | 7205.5313 | 1219.584 | 0 | 0 | 0 | 2.3701e-08 |  | 0 | 2.8906e-05 | 2.8906e-05 | 0 | 0 | 0 | 0 | 0 | 0 | 0 | 0 | 0 | [40 empty] | All EPR in 2020WLDFRFinancial | WLDFR | HFTD - Distribution - Tier 2 - 3QU CoRE ¦ 3QU LoRE | Seismic - Non-Red Flag Warning - Catastrophic Fires | 2022 | Financial | 13469.0878 | 808.5801 | 2022 | Control | 0.053 | 3 | 0 | esc | 0.055966 | 753.8138 | 0.055966 | 753.8138 | 0.055966 | 753.8138 | 0 | 0
[79 empty] | WLDFR | HFTD - Distribution - Tier 3 - 1QU CoRE ¦ 5QU LoRE | Seismic - Red Flag Warning - Catastrophic Fires | 2021 | 0 | 0 | 0 | 0 | 21083.8428 | 409.2237 | 13469.0878 | 7205.5313 | 1219.584 | 1219.584 | 0 | 0 | 2.3701e-08 |  | 0 | 2.8906e-05 | 2.8906e-05 | 0 | 2.8906e-05 | 2.8906e-05 | 0 | 0 | 0 | 0 | 0 | 0 | [40 empty] | All EPR in 2020WLDFRSafety | WLDFR | HFTD - Distribution - Tier 2 - 3QU CoRE ¦ 3QU LoRE | Seismic - Non-Red Flag Warning - Catastrophic Fires | 2022 | Safety | 7205.5313 | 808.5801 | 2022 | Control | 0.053 | 3 | 0 | esc | 0.055966 | 403.2663 | 0.055966 | 403.2663 | 0.055966 | 403.2663 | 0 | 0
[79 empty] | WLDFR | HFTD - Distribution - Tier 3 - 1QU CoRE ¦ 5QU LoRE | Seismic - Red Flag Warning - Catastrophic Fires | 2022 | 0 | 0 | 0 | 0 | 21083.8428 | 409.2237 | 13469.0878 | 7205.5313 | 1219.584 | 1219.584 | 1219.584 | 0 | 2.3701e-08 |  | 0 | 2.8906e-05 | 2.8906e-05 | 0 | 2.8906e-05 | 2.8906e-05 | 0 | 2.8906e-05 | 2.8906e-05 | 0 | 0 | 0 | [40 empty] | All EPR in 2020WLDFRElectric Reliability | WLDFR | HFTD - Distribution - Tier 2 - 3QU CoRE ¦ 3QU LoRE | Seismic - Non-Red Flag Warning - Catastrophic Fires | 2023 | Electric Reliability | 428.6023 | 808.5801 | 2023 | Control | 0.1325 | 3 | 0 | esc | 0 | 0 | 0.15274 | 65.4638 | 0.15274 | 65.4638 | 0.15274 | 65.4638
[79 empty] | WLDFR | HFTD - Distribution - Tier 3 - 1QU CoRE ¦ 5QU LoRE | Seismic - Red Flag Warning - Catastrophic Fires | 2023 | 0 | 0 | 0 | 0 | 21835.9781 | 428.6023 | 13939.561 | 7467.8148 | 0 | 1263.5534 | 1263.5534 | 1263.5534 | 2.3701e-08 |  | 0 | 0 | 0 | 0 | 2.9948e-05 | 2.9948e-05 | 0 | 2.9948e-05 | 2.9948e-05 | 0 | 2.9948e-05 | 2.9948e-05 | [40 empty] | All EPR in 2020WLDFRFinancial | WLDFR | HFTD - Distribution - Tier 2 - 3QU CoRE ¦ 3QU LoRE | Seismic - Non-Red Flag Warning - Catastrophic Fires | 2023 | Financial | 13939.561 | 808.5801 | 2023 | Control | 0.053 | 3 | 0 | esc | 0 | 0 | 0.055966 | 780.1444 | 0.055966 | 780.1444 | 0.055966 | 780.1444
[79 empty] | WLDFR | HFTD - Distribution - Tier 3 - 1QU CoRE ¦ 5QU LoRE | Seismic - Red Flag Warning - Catastrophic Fires | 2024 | 0 | 0 | 0 | 0 | 21835.9781 | 428.6023 | 13939.561 | 7467.8148 | 0 | 0 | 1263.5534 | 1263.5534 | 2.3701e-08 |  | 0 | 0 | 0 | 0 | 0 | 0 | 0 | 2.9948e-05 | 2.9948e-05 | 0 | 2.9948e-05 | 2.9948e-05 | [40 empty] | All EPR in 2020WLDFRSafety | WLDFR | HFTD - Distribution - Tier 2 - 3QU CoRE ¦ 3QU LoRE | Seismic - Non-Red Flag Warning - Catastrophic Fires | 2023 | Safety | 7467.8148 | 808.5801 | 2023 | Control | 0.053 | 3 | 0 | esc | 0 | 0 | 0.055966 | 417.9453 | 0.055966 | 417.9453 | 0.055966 | 417.9453
[79 empty] | WLDFR | HFTD - Distribution - Tier 3 - 1QU CoRE ¦ 5QU LoRE | Seismic - Red Flag Warning - Catastrophic Fires | 2025 | 0 | 0 | 0 | 0 | 21835.9781 | 428.6023 | 13939.561 | 7467.8148 | 0 | 0 | 0 | 1263.5534 | 2.3701e-08 |  | 0 | 0 | 0 | 0 | 0 | 0 | 0 | 0 | 0 | 0 | 2.9948e-05 | 2.9948e-05 | [40 empty] | All EPR in 2020WLDFRElectric Reliability | WLDFR | HFTD - Distribution - Tier 2 - 3QU CoRE ¦ 3QU LoRE | Seismic - Non-Red Flag Warning - Catastrophic Fires | 2024 | Electric Reliability | 428.6023 | 808.5801 | 2024 | Control | 0.1325 | 3 | 0 | esc | 0 | 0 | 0 | 0 | 0.15274 | 65.4638 | 0.15274 | 65.4638
[79 empty] | WLDFR | HFTD - Distribution - Tier 3 - 2QU CoRE ¦ 1QU LoRE | Non-Red Flag Warning - Catastrophic Fires | 2020 | 0 | 0 | 0 | 0 | 14146.1306 | 222.2294 | 8585.7228 | 5338.1784 | 813.2108 | 0 | 0 | 0 | 4.4513e-06 |  | 0 | 0.0036199 | 0.0036199 | 0 | 0 | 0 | 0 | 0 | 0 | 0 | 0 | 0 | [40 empty] | All EPR in 2020WLDFRFinancial | WLDFR | HFTD - Distribution - Tier 2 - 3QU CoRE ¦ 3QU LoRE | Seismic - Non-Red Flag Warning - Catastrophic Fires | 2024 | Financial | 13939.561 | 808.5801 | 2024 | Control | 0.053 | 3 | 0 | esc | 0 | 0 | 0 | 0 | 0.055966 | 780.1444 | 0.055966 | 780.1444
[79 empty] | WLDFR | HFTD - Distribution - Tier 3 - 2QU CoRE ¦ 1QU LoRE | Non-Red Flag Warning - Catastrophic Fires | 2021 | 0 | 0 | 0 | 0 | 14146.1306 | 222.2294 | 8585.7228 | 5338.1784 | 813.2108 | 813.2108 | 0 | 0 | 4.4513e-06 |  | 0 | 0.0036199 | 0.0036199 | 0 | 0.0036199 | 0.0036199 | 0 | 0 | 0 | 0 | 0 | 0 | [40 empty] | All EPR in 2020WLDFRSafety | WLDFR | HFTD - Distribution - Tier 2 - 3QU CoRE ¦ 3QU LoRE | Seismic - Non-Red Flag Warning - Catastrophic Fires | 2024 | Safety | 7467.8148 | 808.5801 | 2024 | Control | 0.053 | 3 | 0 | esc | 0 | 0 | 0 | 0 | 0.055966 | 417.9453 | 0.055966 | 417.9453
[79 empty] | WLDFR | HFTD - Distribution - Tier 3 - 2QU CoRE ¦ 1QU LoRE | Non-Red Flag Warning - Catastrophic Fires | 2022 | 0 | 0 | 0 | 0 | 14146.1306 | 222.2294 | 8585.7228 | 5338.1784 | 813.2108 | 813.2108 | 813.2108 | 0 | 4.4513e-06 |  | 0 | 0.0036199 | 0.0036199 | 0 | 0.0036199 | 0.0036199 | 0 | 0.0036199 | 0.0036199 | 0 | 0 | 0 | [40 empty] | All EPR in 2020WLDFRElectric Reliability | WLDFR | HFTD - Distribution - Tier 2 - 3QU CoRE ¦ 3QU LoRE | Seismic - Non-Red Flag Warning - Catastrophic Fires | 2025 | Electric Reliability | 428.6023 | 808.5801 | 2025 | Control | 0.1325 | 3 | 0 | esc | 0 | 0 | 0 | 0 | 0 | 0 | 0.15274 | 65.4638
[79 empty] | WLDFR | HFTD - Distribution - Tier 3 - 2QU CoRE ¦ 1QU LoRE | Non-Red Flag Warning - Catastrophic Fires | 2023 | 0 | 0 | 0 | 0 | 14664.6376 | 233.2301 | 8896.516 | 5534.8915 | 0 | 843.2942 | 843.2942 | 843.2942 | 4.4513e-06 |  | 0 | 0 | 0 | 0 | 0.0037538 | 0.0037538 | 0 | 0.0037538 | 0.0037538 | 0 | 0.0037538 | 0.0037538 | [40 empty] | All EPR in 2020WLDFRFinancial | WLDFR | HFTD - Distribution - Tier 2 - 3QU CoRE ¦ 3QU LoRE | Seismic - Non-Red Flag Warning - Catastrophic Fires | 2025 | Financial | 13939.561 | 808.5801 | 2025 | Control | 0.053 | 3 | 0 | esc | 0 | 0 | 0 | 0 | 0 | 0 | 0.055966 | 780.1444
[79 empty] | WLDFR | HFTD - Distribution - Tier 3 - 2QU CoRE ¦ 1QU LoRE | Non-Red Flag Warning - Catastrophic Fires | 2024 | 0 | 0 | 0 | 0 | 14664.6376 | 233.2301 | 8896.516 | 5534.8915 | 0 | 0 | 843.2942 | 843.2942 | 4.4513e-06 |  | 0 | 0 | 0 | 0 | 0 | 0 | 0 | 0.0037538 | 0.0037538 | 0 | 0.0037538 | 0.0037538 | [40 empty] | All EPR in 2020WLDFRSafety | WLDFR | HFTD - Distribution - Tier 2 - 3QU CoRE ¦ 3QU LoRE | Seismic - Non-Red Flag Warning - Catastrophic Fires | 2025 | Safety | 7467.8148 | 808.5801 | 2025 | Control | 0.053 | 3 | 0 | esc | 0 | 0 | 0 | 0 | 0 | 0 | 0.055966 | 417.9453
[79 empty] | WLDFR | HFTD - Distribution - Tier 3 - 2QU CoRE ¦ 1QU LoRE | Non-Red Flag Warning - Catastrophic Fires | 2025 | 0 | 0 | 0 | 0 | 14664.6376 | 233.2301 | 8896.516 | 5534.8915 | 0 | 0 | 0 | 843.2942 | 4.4513e-06 |  | 0 | 0 | 0 | 0 | 0 | 0 | 0 | 0 | 0 | 0 | 0.0037538 | 0.0037538 | [40 empty] | All EPR in 2020WLDFRElectric Reliability | WLDFR | HFTD - Distribution - Tier 2 - 3QU CoRE ¦ 3QU LoRE | Seismic - Red Flag Warning - Catastrophic Fires | 2021 | Electric Reliability | 409.2237 | 808.5801 | 2021 | Control | 0.1325 | 3 | 0 | esc | 0.15274 | 62.5039 | 0.15274 | 62.5039 | 0 | 0 | 0 | 0
[79 empty] | WLDFR | HFTD - Distribution - Tier 3 - 2QU CoRE ¦ 1QU LoRE | Non-Red Flag Warning - Destructive Fires | 2020 | 0 | 0 | 0 | 0 | 8807.9522 | 222.2294 | 8585.7228 | 0 | 514.4532 | 0 | 0 | 0 | 5.3068e-06 |  | 0 | 0.0027301 | 0.0027301 | 0 | 0 | 0 | 0 | 0 | 0 | 0 | 0 | 0 | [40 empty] | All EPR in 2020WLDFRFinancial | WLDFR | HFTD - Distribution - Tier 2 - 3QU CoRE ¦ 3QU LoRE | Seismic - Red Flag Warning - Catastrophic Fires | 2021 | Financial | 13469.0878 | 808.5801 | 2021 | Control | 0.053 | 3 | 0 | esc | 0.055966 | 753.8138 | 0.055966 | 753.8138 | 0 | 0 | 0 | 0
[79 empty] | WLDFR | HFTD - Distribution - Tier 3 - 2QU CoRE ¦ 1QU LoRE | Non-Red Flag Warning - Destructive Fires | 2021 | 0 | 0 | 0 | 0 | 8807.9522 | 222.2294 | 8585.7228 | 0 | 514.4532 | 514.4532 | 0 | 0 | 5.3068e-06 |  | 0 | 0.0027301 | 0.0027301 | 0 | 0.0027301 | 0.0027301 | 0 | 0 | 0 | 0 | 0 | 0 | [40 empty] | All EPR in 2020WLDFRSafety | WLDFR | HFTD - Distribution - Tier 2 - 3QU CoRE ¦ 3QU LoRE | Seismic - Red Flag Warning - Catastrophic Fires | 2021 | Safety | 7205.5313 | 808.5801 | 2021 | Control | 0.053 | 3 | 0 | esc | 0.055966 | 403.2663 | 0.055966 | 403.2663 | 0 | 0 | 0 | 0
[79 empty] | WLDFR | HFTD - Distribution - Tier 3 - 2QU CoRE ¦ 1QU LoRE | Non-Red Flag Warning - Destructive Fires | 2022 | 0 | 0 | 0 | 0 | 8807.9522 | 222.2294 | 8585.7228 | 0 | 514.4532 | 514.4532 | 514.4532 | 0 | 5.3068e-06 |  | 0 | 0.0027301 | 0.0027301 | 0 | 0.0027301 | 0.0027301 | 0 | 0.0027301 | 0.0027301 | 0 | 0 | 0 | [40 empty] | All EPR in 2020WLDFRElectric Reliability | WLDFR | HFTD - Distribution - Tier 2 - 3QU CoRE ¦ 3QU LoRE | Seismic - Red Flag Warning - Catastrophic Fires | 2022 | Electric Reliability | 409.2237 | 808.5801 | 2022 | Control | 0.1325 | 3 | 0 | esc | 0.15274 | 62.5039 | 0.15274 | 62.5039 | 0.15274 | 62.5039 | 0 | 0
[79 empty] | WLDFR | HFTD - Distribution - Tier 3 - 2QU CoRE ¦ 1QU LoRE | Non-Red Flag Warning - Destructive Fires | 2023 | 0 | 0 | 0 | 0 | 9129.7461 | 233.2301 | 8896.516 | 0 | 0 | 533.5273 | 533.5273 | 533.5273 | 5.3068e-06 |  | 0 | 0 | 0 | 0 | 0.0028313 | 0.0028313 | 0 | 0.0028313 | 0.0028313 | 0 | 0.0028313 | 0.0028313 | [40 empty] | All EPR in 2020WLDFRFinancial | WLDFR | HFTD - Distribution - Tier 2 - 3QU CoRE ¦ 3QU LoRE | Seismic - Red Flag Warning - Catastrophic Fires | 2022 | Financial | 13469.0878 | 808.5801 | 2022 | Control | 0.053 | 3 | 0 | esc | 0.055966 | 753.8138 | 0.055966 | 753.8138 | 0.055966 | 753.8138 | 0 | 0
[79 empty] | WLDFR | HFTD - Distribution - Tier 3 - 2QU CoRE ¦ 1QU LoRE | Non-Red Flag Warning - Destructive Fires | 2024 | 0 | 0 | 0 | 0 | 9129.7461 | 233.2301 | 8896.516 | 0 | 0 | 0 | 533.5273 | 533.5273 | 5.3068e-06 |  | 0 | 0 | 0 | 0 | 0 | 0 | 0 | 0.0028313 | 0.0028313 | 0 | 0.0028313 | 0.0028313 | [40 empty] | All EPR in 2020WLDFRSafety | WLDFR | HFTD - Distribution - Tier 2 - 3QU CoRE ¦ 3QU LoRE | Seismic - Red Flag Warning - Catastrophic Fires | 2022 | Safety | 7205.5313 | 808.5801 | 2022 | Control | 0.053 | 3 | 0 | esc | 0.055966 | 403.2663 | 0.055966 | 403.2663 | 0.055966 | 403.2663 | 0 | 0
[79 empty] | WLDFR | HFTD - Distribution - Tier 3 - 2QU CoRE ¦ 1QU LoRE | Non-Red Flag Warning - Destructive Fires | 2025 | 0 | 0 | 0 | 0 | 9129.7461 | 233.2301 | 8896.516 | 0 | 0 | 0 | 0 | 533.5273 | 5.3068e-06 |  | 0 | 0 | 0 | 0 | 0 | 0 | 0 | 0 | 0 | 0 | 0.0028313 | 0.0028313 | [40 empty] | All EPR in 2020WLDFRElectric Reliability | WLDFR | HFTD - Distribution - Tier 2 - 3QU CoRE ¦ 3QU LoRE | Seismic - Red Flag Warning - Catastrophic Fires | 2023 | Electric Reliability | 428.6023 | 808.5801 | 2023 | Control | 0.1325 | 3 | 0 | esc | 0 | 0 | 0.15274 | 65.4638 | 0.15274 | 65.4638 | 0.15274 | 65.4638
[79 empty] | WLDFR | HFTD - Distribution - Tier 3 - 2QU CoRE ¦ 1QU LoRE | Non-Red Flag Warning - Large Fires | 2020 | 0 | 0 | 0 | 0 | 5.2406 | 0.69642 | 2.942 | 1.6022 | 0.36069 | 0 | 0 | 0 | 4.1814e-05 |  | 0 | 1.5082e-05 | 1.5082e-05 | 0 | 0 | 0 | 0 | 0 | 0 | 0 | 0 | 0 | [40 empty] | All EPR in 2020WLDFRFinancial | WLDFR | HFTD - Distribution - Tier 2 - 3QU CoRE ¦ 3QU LoRE | Seismic - Red Flag Warning - Catastrophic Fires | 2023 | Financial | 13939.561 | 808.5801 | 2023 | Control | 0.053 | 3 | 0 | esc | 0 | 0 | 0.055966 | 780.1444 | 0.055966 | 780.1444 | 0.055966 | 780.1444
[79 empty] | WLDFR | HFTD - Distribution - Tier 3 - 2QU CoRE ¦ 1QU LoRE | Non-Red Flag Warning - Large Fires | 2021 | 0 | 0 | 0 | 0 | 5.2406 | 0.69642 | 2.942 | 1.6022 | 0.36069 | 0.36069 | 0 | 0 | 4.1814e-05 |  | 0 | 1.5082e-05 | 1.5082e-05 | 0 | 1.5082e-05 | 1.5082e-05 | 0 | 0 | 0 | 0 | 0 | 0 | [40 empty] | All EPR in 2020WLDFRSafety | WLDFR | HFTD - Distribution - Tier 2 - 3QU CoRE ¦ 3QU LoRE | Seismic - Red Flag Warning - Catastrophic Fires | 2023 | Safety | 7467.8148 | 808.5801 | 2023 | Control | 0.053 | 3 | 0 | esc | 0 | 0 | 0.055966 | 417.9453 | 0.055966 | 417.9453 | 0.055966 | 417.9453
[79 empty] | WLDFR | HFTD - Distribution - Tier 3 - 2QU CoRE ¦ 1QU LoRE | Non-Red Flag Warning - Large Fires | 2022 | 0 | 0 | 0 | 0 | 5.2406 | 0.69642 | 2.942 | 1.6022 | 0.36069 | 0.36069 | 0.36069 | 0 | 4.1814e-05 |  | 0 | 1.5082e-05 | 1.5082e-05 | 0 | 1.5082e-05 | 1.5082e-05 | 0 | 1.5082e-05 | 1.5082e-05 | 0 | 0 | 0 | [40 empty] | All EPR in 2020WLDFRElectric Reliability | WLDFR | HFTD - Distribution - Tier 2 - 3QU CoRE ¦ 3QU LoRE | Seismic - Red Flag Warning - Catastrophic Fires | 2024 | Electric Reliability | 428.6023 | 808.5801 | 2024 | Control | 0.1325 | 3 | 0 | esc | 0 | 0 | 0 | 0 | 0.15274 | 65.4638 | 0.15274 | 65.4638
[79 empty] | WLDFR | HFTD - Distribution - Tier 3 - 2QU CoRE ¦ 1QU LoRE | Non-Red Flag Warning - Large Fires | 2023 | 0 | 0 | 0 | 0 | 5.475 | 0.71896 | 3.0715 | 1.6846 | 0 | 0.37599 | 0.37599 | 0.37599 | 4.1814e-05 |  | 0 | 0 | 0 | 0 | 1.5722e-05 | 1.5722e-05 | 0 | 1.5722e-05 | 1.5722e-05 | 0 | 1.5722e-05 | 1.5722e-05 | [40 empty] | All EPR in 2020WLDFRFinancial | WLDFR | HFTD - Distribution - Tier 2 - 3QU CoRE ¦ 3QU LoRE | Seismic - Red Flag Warning - Catastrophic Fires | 2024 | Financial | 13939.561 | 808.5801 | 2024 | Control | 0.053 | 3 | 0 | esc | 0 | 0 | 0 | 0 | 0.055966 | 780.1444 | 0.055966 | 780.1444
[79 empty] | WLDFR | HFTD - Distribution - Tier 3 - 2QU CoRE ¦ 1QU LoRE | Non-Red Flag Warning - Large Fires | 2024 | 0 | 0 | 0 | 0 | 5.475 | 0.71896 | 3.0715 | 1.6846 | 0 | 0 | 0.37599 | 0.37599 | 4.1814e-05 |  | 0 | 0 | 0 | 0 | 0 | 0 | 0 | 1.5722e-05 | 1.5722e-05 | 0 | 1.5722e-05 | 1.5722e-05 | [40 empty] | All EPR in 2020WLDFRSafety | WLDFR | HFTD - Distribution - Tier 2 - 3QU CoRE ¦ 3QU LoRE | Seismic - Red Flag Warning - Catastrophic Fires | 2024 | Safety | 7467.8148 | 808.5801 | 2024 | Control | 0.053 | 3 | 0 | esc | 0 | 0 | 0 | 0 | 0.055966 | 417.9453 | 0.055966 | 417.9453
[79 empty] | WLDFR | HFTD - Distribution - Tier 3 - 2QU CoRE ¦ 1QU LoRE | Non-Red Flag Warning - Large Fires | 2025 | 0 | 0 | 0 | 0 | 5.475 | 0.71896 | 3.0715 | 1.6846 | 0 | 0 | 0 | 0.37599 | 4.1814e-05 |  | 0 | 0 | 0 | 0 | 0 | 0 | 0 | 0 | 0 | 0 | 1.5722e-05 | 1.5722e-05 | [40 empty] | All EPR in 2020WLDFRElectric Reliability | WLDFR | HFTD - Distribution - Tier 2 - 3QU CoRE ¦ 3QU LoRE | Seismic - Red Flag Warning - Catastrophic Fires | 2025 | Electric Reliability | 428.6023 | 808.5801 | 2025 | Control | 0.1325 | 3 | 0 | esc | 0 | 0 | 0 | 0 | 0 | 0 | 0.15274 | 65.4638
[79 empty] | WLDFR | HFTD - Distribution - Tier 3 - 2QU CoRE ¦ 1QU LoRE | Non-Red Flag Warning - Small Fires | 2020 | 0 | 0 | 0 | 0 | 0.077901 | 0.036425 | 0.0015809 | 0.039895 | 0.0078847 | 0 | 0 | 0 | 0.0074452 |  | 0 | 5.8703e-05 | 5.8703e-05 | 0 | 0 | 0 | 0 | 0 | 0 | 0 | 0 | 0 | [40 empty] | All EPR in 2020WLDFRFinancial | WLDFR | HFTD - Distribution - Tier 2 - 3QU CoRE ¦ 3QU LoRE | Seismic - Red Flag Warning - Catastrophic Fires | 2025 | Financial | 13939.561 | 808.5801 | 2025 | Control | 0.053 | 3 | 0 | esc | 0 | 0 | 0 | 0 | 0 | 0 | 0.055966 | 780.1444
[79 empty] | WLDFR | HFTD - Distribution - Tier 3 - 2QU CoRE ¦ 1QU LoRE | Non-Red Flag Warning - Small Fires | 2021 | 0 | 0 | 0 | 0 | 0.077901 | 0.036425 | 0.0015809 | 0.039895 | 0.0078847 | 0.0078847 | 0 | 0 | 0.0074452 |  | 0 | 5.8703e-05 | 5.8703e-05 | 0 | 5.8703e-05 | 5.8703e-05 | 0 | 0 | 0 | 0 | 0 | 0 | [40 empty] | All EPR in 2020WLDFRSafety | WLDFR | HFTD - Distribution - Tier 2 - 3QU CoRE ¦ 3QU LoRE | Seismic - Red Flag Warning - Catastrophic Fires | 2025 | Safety | 7467.8148 | 808.5801 | 2025 | Control | 0.053 | 3 | 0 | esc | 0 | 0 | 0 | 0 | 0 | 0 | 0.055966 | 417.9453
[79 empty] | WLDFR | HFTD - Distribution - Tier 3 - 2QU CoRE ¦ 1QU LoRE | Non-Red Flag Warning - Small Fires | 2022 | 0 | 0 | 0 | 0 | 0.077901 | 0.036425 | 0.0015809 | 0.039895 | 0.0078847 | 0.0078847 | 0.0078847 | 0 | 0.0074452 |  | 0 | 5.8703e-05 | 5.8703e-05 | 0 | 5.8703e-05 | 5.8703e-05 | 0 | 5.8703e-05 | 5.8703e-05 | 0 | 0 | 0 | [40 empty] | All EPR in 2020WLDFRElectric Reliability | WLDFR | HFTD - Distribution - Tier 2 - 3QU CoRE ¦ 4QU LoRE | Non-Red Flag Warning - Catastrophic Fires | 2021 | Electric Reliability | 222.2294 | 758.7044 | 2021 | Control | 0.1325 | 3 | 0 | esc | 0.15274 | 33.9428 | 0.15274 | 33.9428 | 0 | 0 | 0 | 0
[79 empty] | WLDFR | HFTD - Distribution - Tier 3 - 2QU CoRE ¦ 1QU LoRE | Non-Red Flag Warning - Small Fires | 2023 | 0 | 0 | 0 | 0 | 0.080408 | 0.03759 | 0.0016314 | 0.041187 | 0 | 0.0081378 | 0.0081378 | 0.0081378 | 0.0074452 |  | 0 | 0 | 0 | 0 | 6.0588e-05 | 6.0588e-05 | 0 | 6.0588e-05 | 6.0588e-05 | 0 | 6.0588e-05 | 6.0588e-05 | [40 empty] | All EPR in 2020WLDFRFinancial | WLDFR | HFTD - Distribution - Tier 2 - 3QU CoRE ¦ 4QU LoRE | Non-Red Flag Warning - Catastrophic Fires | 2021 | Financial | 8585.7228 | 758.7044 | 2021 | Control | 0.053 | 3 | 0 | esc | 0.055966 | 480.5104 | 0.055966 | 480.5104 | 0 | 0 | 0 | 0
[79 empty] | WLDFR | HFTD - Distribution - Tier 3 - 2QU CoRE ¦ 1QU LoRE | Non-Red Flag Warning - Small Fires | 2024 | 0 | 0 | 0 | 0 | 0.080408 | 0.03759 | 0.0016314 | 0.041187 | 0 | 0 | 0.0081378 | 0.0081378 | 0.0074452 |  | 0 | 0 | 0 | 0 | 0 | 0 | 0 | 6.0588e-05 | 6.0588e-05 | 0 | 6.0588e-05 | 6.0588e-05 | [40 empty] | All EPR in 2020WLDFRSafety | WLDFR | HFTD - Distribution - Tier 2 - 3QU CoRE ¦ 4QU LoRE | Non-Red Flag Warning - Catastrophic Fires | 2021 | Safety | 5338.1784 | 758.7044 | 2021 | Control | 0.053 | 3 | 0 | esc | 0.055966 | 298.7576 | 0.055966 | 298.7576 | 0 | 0 | 0 | 0
[79 empty] | WLDFR | HFTD - Distribution - Tier 3 - 2QU CoRE ¦ 1QU LoRE | Non-Red Flag Warning - Small Fires | 2025 | 0 | 0 | 0 | 0 | 0.080408 | 0.03759 | 0.0016314 | 0.041187 | 0 | 0 | 0 | 0.0081378 | 0.0074452 |  | 0 | 0 | 0 | 0 | 0 | 0 | 0 | 0 | 0 | 0 | 6.0588e-05 | 6.0588e-05 | [40 empty] | All EPR in 2020WLDFRElectric Reliability | WLDFR | HFTD - Distribution - Tier 2 - 3QU CoRE ¦ 4QU LoRE | Non-Red Flag Warning - Catastrophic Fires | 2022 | Electric Reliability | 222.2294 | 758.7044 | 2022 | Control | 0.1325 | 3 | 0 | esc | 0.15274 | 33.9428 | 0.15274 | 33.9428 | 0.15274 | 33.9428 | 0 | 0
[79 empty] | WLDFR | HFTD - Distribution - Tier 3 - 2QU CoRE ¦ 1QU LoRE | Red Flag Warning - Catastrophic Fires | 2020 | 0 | 0 | 0 | 0 | 14146.1306 | 222.2294 | 8585.7228 | 5338.1784 | 813.2108 | 0 | 0 | 0 | 0.0001221 |  | 0 | 0.099289 | 0.099289 | 0 | 0 | 0 | 0 | 0 | 0 | 0 | 0 | 0 | [40 empty] | All EPR in 2020WLDFRFinancial | WLDFR | HFTD - Distribution - Tier 2 - 3QU CoRE ¦ 4QU LoRE | Non-Red Flag Warning - Catastrophic Fires | 2022 | Financial | 8585.7228 | 758.7044 | 2022 | Control | 0.053 | 3 | 0 | esc | 0.055966 | 480.5104 | 0.055966 | 480.5104 | 0.055966 | 480.5104 | 0 | 0
[79 empty] | WLDFR | HFTD - Distribution - Tier 3 - 2QU CoRE ¦ 1QU LoRE | Red Flag Warning - Catastrophic Fires | 2021 | 0 | 0 | 0 | 0 | 14146.1306 | 222.2294 | 8585.7228 | 5338.1784 | 813.2108 | 813.2108 | 0 | 0 | 0.0001221 |  | 0 | 0.099289 | 0.099289 | 0 | 0.099289 | 0.099289 | 0 | 0 | 0 | 0 | 0 | 0 | [40 empty] | All EPR in 2020WLDFRSafety | WLDFR | HFTD - Distribution - Tier 2 - 3QU CoRE ¦ 4QU LoRE | Non-Red Flag Warning - Catastrophic Fires | 2022 | Safety | 5338.1784 | 758.7044 | 2022 | Control | 0.053 | 3 | 0 | esc | 0.055966 | 298.7576 | 0.055966 | 298.7576 | 0.055966 | 298.7576 | 0 | 0
[79 empty] | WLDFR | HFTD - Distribution - Tier 3 - 2QU CoRE ¦ 1QU LoRE | Red Flag Warning - Catastrophic Fires | 2022 | 0 | 0 | 0 | 0 | 14146.1306 | 222.2294 | 8585.7228 | 5338.1784 | 813.2108 | 813.2108 | 813.2108 | 0 | 0.0001221 |  | 0 | 0.099289 | 0.099289 | 0 | 0.099289 | 0.099289 | 0 | 0.099289 | 0.099289 | 0 | 0 | 0 | [40 empty] | All EPR in 2020WLDFRElectric Reliability | WLDFR | HFTD - Distribution - Tier 2 - 3QU CoRE ¦ 4QU LoRE | Non-Red Flag Warning - Catastrophic Fires | 2023 | Electric Reliability | 233.2301 | 758.7044 | 2023 | Control | 0.1325 | 3 | 0 | esc | 0 | 0 | 0.15274 | 35.623 | 0.15274 | 35.623 | 0.15274 | 35.623
[79 empty] | WLDFR | HFTD - Distribution - Tier 3 - 2QU CoRE ¦ 1QU LoRE | Red Flag Warning - Catastrophic Fires | 2023 | 0 | 0 | 0 | 0 | 14664.6376 | 233.2301 | 8896.516 | 5534.8915 | 0 | 843.2942 | 843.2942 | 843.2942 | 0.0001221 |  | 0 | 0 | 0 | 0 | 0.10296 | 0.10296 | 0 | 0.10296 | 0.10296 | 0 | 0.10296 | 0.10296 | [40 empty] | All EPR in 2020WLDFRFinancial | WLDFR | HFTD - Distribution - Tier 2 - 3QU CoRE ¦ 4QU LoRE | Non-Red Flag Warning - Catastrophic Fires | 2023 | Financial | 8896.516 | 758.7044 | 2023 | Control | 0.053 | 3 | 0 | esc | 0 | 0 | 0.055966 | 497.9043 | 0.055966 | 497.9043 | 0.055966 | 497.9043
[79 empty] | WLDFR | HFTD - Distribution - Tier 3 - 2QU CoRE ¦ 1QU LoRE | Red Flag Warning - Catastrophic Fires | 2024 | 0 | 0 | 0 | 0 | 14664.6376 | 233.2301 | 8896.516 | 5534.8915 | 0 | 0 | 843.2942 | 843.2942 | 0.0001221 |  | 0 | 0 | 0 | 0 | 0 | 0 | 0 | 0.10296 | 0.10296 | 0 | 0.10296 | 0.10296 | [40 empty] | All EPR in 2020WLDFRSafety | WLDFR | HFTD - Distribution - Tier 2 - 3QU CoRE ¦ 4QU LoRE | Non-Red Flag Warning - Catastrophic Fires | 2023 | Safety | 5534.8915 | 758.7044 | 2023 | Control | 0.053 | 3 | 0 | esc | 0 | 0 | 0.055966 | 309.7669 | 0.055966 | 309.7669 | 0.055966 | 309.7669
[79 empty] | WLDFR | HFTD - Distribution - Tier 3 - 2QU CoRE ¦ 1QU LoRE | Red Flag Warning - Catastrophic Fires | 2025 | 0 | 0 | 0 | 0 | 14664.6376 | 233.2301 | 8896.516 | 5534.8915 | 0 | 0 | 0 | 843.2942 | 0.0001221 |  | 0 | 0 | 0 | 0 | 0 | 0 | 0 | 0 | 0 | 0 | 0.10296 | 0.10296 | [40 empty] | All EPR in 2020WLDFRElectric Reliability | WLDFR | HFTD - Distribution - Tier 2 - 3QU CoRE ¦ 4QU LoRE | Non-Red Flag Warning - Catastrophic Fires | 2024 | Electric Reliability | 233.2301 | 758.7044 | 2024 | Control | 0.1325 | 3 | 0 | esc | 0 | 0 | 0 | 0 | 0.15274 | 35.623 | 0.15274 | 35.623
[79 empty] | WLDFR | HFTD - Distribution - Tier 3 - 2QU CoRE ¦ 1QU LoRE | Red Flag Warning - Destructive Fires | 2020 | 0 | 0 | 0 | 0 | 8807.9522 | 222.2294 | 8585.7228 | 0 | 514.4532 | 0 | 0 | 0 | 1.6477e-05 |  | 0 | 0.0084765 | 0.0084765 | 0 | 0 | 0 | 0 | 0 | 0 | 0 | 0 | 0 | [40 empty] | All EPR in 2020WLDFRFinancial | WLDFR | HFTD - Distribution - Tier 2 - 3QU CoRE ¦ 4QU LoRE | Non-Red Flag Warning - Catastrophic Fires | 2024 | Financial | 8896.516 | 758.7044 | 2024 | Control | 0.053 | 3 | 0 | esc | 0 | 0 | 0 | 0 | 0.055966 | 497.9043 | 0.055966 | 497.9043
[79 empty] | WLDFR | HFTD - Distribution - Tier 3 - 2QU CoRE ¦ 1QU LoRE | Red Flag Warning - Destructive Fires | 2021 | 0 | 0 | 0 | 0 | 8807.9522 | 222.2294 | 8585.7228 | 0 | 514.4532 | 514.4532 | 0 | 0 | 1.6477e-05 |  | 0 | 0.0084765 | 0.0084765 | 0 | 0.0084765 | 0.0084765 | 0 | 0 | 0 | 0 | 0 | 0 | [40 empty] | All EPR in 2020WLDFRSafety | WLDFR | HFTD - Distribution - Tier 2 - 3QU CoRE ¦ 4QU LoRE | Non-Red Flag Warning - Catastrophic Fires | 2024 | Safety | 5534.8915 | 758.7044 | 2024 | Control | 0.053 | 3 | 0 | esc | 0 | 0 | 0 | 0 | 0.055966 | 309.7669 | 0.055966 | 309.7669
[79 empty] | WLDFR | HFTD - Distribution - Tier 3 - 2QU CoRE ¦ 1QU LoRE | Red Flag Warning - Destructive Fires | 2022 | 0 | 0 | 0 | 0 | 8807.9522 | 222.2294 | 8585.7228 | 0 | 514.4532 | 514.4532 | 514.4532 | 0 | 1.6477e-05 |  | 0 | 0.0084765 | 0.0084765 | 0 | 0.0084765 | 0.0084765 | 0 | 0.0084765 | 0.0084765 | 0 | 0 | 0 | [40 empty] | All EPR in 2020WLDFRElectric Reliability | WLDFR | HFTD - Distribution - Tier 2 - 3QU CoRE ¦ 4QU LoRE | Non-Red Flag Warning - Catastrophic Fires | 2025 | Electric Reliability | 233.2301 | 758.7044 | 2025 | Control | 0.1325 | 3 | 0 | esc | 0 | 0 | 0 | 0 | 0 | 0 | 0.15274 | 35.623
[79 empty] | WLDFR | HFTD - Distribution - Tier 3 - 2QU CoRE ¦ 1QU LoRE | Red Flag Warning - Destructive Fires | 2023 | 0 | 0 | 0 | 0 | 9129.7461 | 233.2301 | 8896.516 | 0 | 0 | 533.5273 | 533.5273 | 533.5273 | 1.6477e-05 |  | 0 | 0 | 0 | 0 | 0.0087907 | 0.0087907 | 0 | 0.0087907 | 0.0087907 | 0 | 0.0087907 | 0.0087907 | [40 empty] | All EPR in 2020WLDFRFinancial | WLDFR | HFTD - Distribution - Tier 2 - 3QU CoRE ¦ 4QU LoRE | Non-Red Flag Warning - Catastrophic Fires | 2025 | Financial | 8896.516 | 758.7044 | 2025 | Control | 0.053 | 3 | 0 | esc | 0 | 0 | 0 | 0 | 0 | 0 | 0.055966 | 497.9043
[79 empty] | WLDFR | HFTD - Distribution - Tier 3 - 2QU CoRE ¦ 1QU LoRE | Red Flag Warning - Destructive Fires | 2024 | 0 | 0 | 0 | 0 | 9129.7461 | 233.2301 | 8896.516 | 0 | 0 | 0 | 533.5273 | 533.5273 | 1.6477e-05 |  | 0 | 0 | 0 | 0 | 0 | 0 | 0 | 0.0087907 | 0.0087907 | 0 | 0.0087907 | 0.0087907 | [40 empty] | All EPR in 2020WLDFRSafety | WLDFR | HFTD - Distribution - Tier 2 - 3QU CoRE ¦ 4QU LoRE | Non-Red Flag Warning - Catastrophic Fires | 2025 | Safety | 5534.8915 | 758.7044 | 2025 | Control | 0.053 | 3 | 0 | esc | 0 | 0 | 0 | 0 | 0 | 0 | 0.055966 | 309.7669
[79 empty] | WLDFR | HFTD - Distribution - Tier 3 - 2QU CoRE ¦ 1QU LoRE | Red Flag Warning - Destructive Fires | 2025 | 0 | 0 | 0 | 0 | 9129.7461 | 233.2301 | 8896.516 | 0 | 0 | 0 | 0 | 533.5273 | 1.6477e-05 |  | 0 | 0 | 0 | 0 | 0 | 0 | 0 | 0 | 0 | 0 | 0.0087907 | 0.0087907 | [40 empty] | All EPR in 2020WLDFRElectric Reliability | WLDFR | HFTD - Distribution - Tier 2 - 3QU CoRE ¦ 4QU LoRE | Non-Red Flag Warning - Destructive Fires | 2021 | Electric Reliability | 222.2294 | 758.7044 | 2021 | Control | 0.1325 | 3 | 0 | esc | 0.15274 | 33.9428 | 0.15274 | 33.9428 | 0 | 0 | 0 | 0
[79 empty] | WLDFR | HFTD - Distribution - Tier 3 - 2QU CoRE ¦ 1QU LoRE | Red Flag Warning - Large Fires | 2020 | 0 | 0 | 0 | 0 | 5.2406 | 0.69642 | 2.942 | 1.6022 | 0.36069 | 0 | 0 | 0 | 8.5047e-05 |  | 0 | 3.0676e-05 | 3.0676e-05 | 0 | 0 | 0 | 0 | 0 | 0 | 0 | 0 | 0 | [40 empty] | All EPR in 2020WLDFRFinancial | WLDFR | HFTD - Distribution - Tier 2 - 3QU CoRE ¦ 4QU LoRE | Non-Red Flag Warning - Destructive Fires | 2021 | Financial | 8585.7228 | 758.7044 | 2021 | Control | 0.053 | 3 | 0 | esc | 0.055966 | 480.5104 | 0.055966 | 480.5104 | 0 | 0 | 0 | 0
[79 empty] | WLDFR | HFTD - Distribution - Tier 3 - 2QU CoRE ¦ 1QU LoRE | Red Flag Warning - Large Fires | 2021 | 0 | 0 | 0 | 0 | 5.2406 | 0.69642 | 2.942 | 1.6022 | 0.36069 | 0.36069 | 0 | 0 | 8.5047e-05 |  | 0 | 3.0676e-05 | 3.0676e-05 | 0 | 3.0676e-05 | 3.0676e-05 | 0 | 0 | 0 | 0 | 0 | 0 | [40 empty] | All EPR in 2020WLDFRElectric Reliability | WLDFR | HFTD - Distribution - Tier 2 - 3QU CoRE ¦ 4QU LoRE | Non-Red Flag Warning - Destructive Fires | 2022 | Electric Reliability | 222.2294 | 758.7044 | 2022 | Control | 0.1325 | 3 | 0 | esc | 0.15274 | 33.9428 | 0.15274 | 33.9428 | 0.15274 | 33.9428 | 0 | 0
[79 empty] | WLDFR | HFTD - Distribution - Tier 3 - 2QU CoRE ¦ 1QU LoRE | Red Flag Warning - Large Fires | 2022 | 0 | 0 | 0 | 0 | 5.2406 | 0.69642 | 2.942 | 1.6022 | 0.36069 | 0.36069 | 0.36069 | 0 | 8.5047e-05 |  | 0 | 3.0676e-05 | 3.0676e-05 | 0 | 3.0676e-05 | 3.0676e-05 | 0 | 3.0676e-05 | 3.0676e-05 | 0 | 0 | 0 | [40 empty] | All EPR in 2020WLDFRFinancial | WLDFR | HFTD - Distribution - Tier 2 - 3QU CoRE ¦ 4QU LoRE | Non-Red Flag Warning - Destructive Fires | 2022 | Financial | 8585.7228 | 758.7044 | 2022 | Control | 0.053 | 3 | 0 | esc | 0.055966 | 480.5104 | 0.055966 | 480.5104 | 0.055966 | 480.5104 | 0 | 0
[79 empty] | WLDFR | HFTD - Distribution - Tier 3 - 2QU CoRE ¦ 1QU LoRE | Red Flag Warning - Large Fires | 2023 | 0 | 0 | 0 | 0 | 5.475 | 0.71896 | 3.0715 | 1.6846 | 0 | 0.37599 | 0.37599 | 0.37599 | 8.5047e-05 |  | 0 | 0 | 0 | 0 | 3.1977e-05 | 3.1977e-05 | 0 | 3.1977e-05 | 3.1977e-05 | 0 | 3.1977e-05 | 3.1977e-05 | [40 empty] | All EPR in 2020WLDFRElectric Reliability | WLDFR | HFTD - Distribution - Tier 2 - 3QU CoRE ¦ 4QU LoRE | Non-Red Flag Warning - Destructive Fires | 2023 | Electric Reliability | 233.2301 | 758.7044 | 2023 | Control | 0.1325 | 3 | 0 | esc | 0 | 0 | 0.15274 | 35.623 | 0.15274 | 35.623 | 0.15274 | 35.623
[79 empty] | WLDFR | HFTD - Distribution - Tier 3 - 2QU CoRE ¦ 1QU LoRE | Red Flag Warning - Large Fires | 2024 | 0 | 0 | 0 | 0 | 5.475 | 0.71896 | 3.0715 | 1.6846 | 0 | 0 | 0.37599 | 0.37599 | 8.5047e-05 |  | 0 | 0 | 0 | 0 | 0 | 0 | 0 | 3.1977e-05 | 3.1977e-05 | 0 | 3.1977e-05 | 3.1977e-05 | [40 empty] | All EPR in 2020WLDFRFinancial | WLDFR | HFTD - Distribution - Tier 2 - 3QU CoRE ¦ 4QU LoRE | Non-Red Flag Warning - Destructive Fires | 2023 | Financial | 8896.516 | 758.7044 | 2023 | Control | 0.053 | 3 | 0 | esc | 0 | 0 | 0.055966 | 497.9043 | 0.055966 | 497.9043 | 0.055966 | 497.9043
[79 empty] | WLDFR | HFTD - Distribution - Tier 3 - 2QU CoRE ¦ 1QU LoRE | Red Flag Warning - Large Fires | 2025 | 0 | 0 | 0 | 0 | 5.475 | 0.71896 | 3.0715 | 1.6846 | 0 | 0 | 0 | 0.37599 | 8.5047e-05 |  | 0 | 0 | 0 | 0 | 0 | 0 | 0 | 0 | 0 | 0 | 3.1977e-05 | 3.1977e-05 | [40 empty] | All EPR in 2020WLDFRElectric Reliability | WLDFR | HFTD - Distribution - Tier 2 - 3QU CoRE ¦ 4QU LoRE | Non-Red Flag Warning - Destructive Fires | 2024 | Electric Reliability | 233.2301 | 758.7044 | 2024 | Control | 0.1325 | 3 | 0 | esc | 0 | 0 | 0 | 0 | 0.15274 | 35.623 | 0.15274 | 35.623
[79 empty] | WLDFR | HFTD - Distribution - Tier 3 - 2QU CoRE ¦ 1QU LoRE | Red Flag Warning - Small Fires | 2020 | 0 | 0 | 0 | 0 | 0.077901 | 0.036425 | 0.0015809 | 0.039895 | 0.0078847 | 0 | 0 | 0 | 0.0011717 |  | 0 | 9.2388e-06 | 9.2388e-06 | 0 | 0 | 0 | 0 | 0 | 0 | 0 | 0 | 0 | [40 empty] | All EPR in 2020WLDFRFinancial | WLDFR | HFTD - Distribution - Tier 2 - 3QU CoRE ¦ 4QU LoRE | Non-Red Flag Warning - Destructive Fires | 2024 | Financial | 8896.516 | 758.7044 | 2024 | Control | 0.053 | 3 | 0 | esc | 0 | 0 | 0 | 0 | 0.055966 | 497.9043 | 0.055966 | 497.9043
[79 empty] | WLDFR | HFTD - Distribution - Tier 3 - 2QU CoRE ¦ 1QU LoRE | Red Flag Warning - Small Fires | 2021 | 0 | 0 | 0 | 0 | 0.077901 | 0.036425 | 0.0015809 | 0.039895 | 0.0078847 | 0.0078847 | 0 | 0 | 0.0011717 |  | 0 | 9.2388e-06 | 9.2388e-06 | 0 | 9.2388e-06 | 9.2388e-06 | 0 | 0 | 0 | 0 | 0 | 0 | [40 empty] | All EPR in 2020WLDFRElectric Reliability | WLDFR | HFTD - Distribution - Tier 2 - 3QU CoRE ¦ 4QU LoRE | Non-Red Flag Warning - Destructive Fires | 2025 | Electric Reliability | 233.2301 | 758.7044 | 2025 | Control | 0.1325 | 3 | 0 | esc | 0 | 0 | 0 | 0 | 0 | 0 | 0.15274 | 35.623
[79 empty] | WLDFR | HFTD - Distribution - Tier 3 - 2QU CoRE ¦ 1QU LoRE | Red Flag Warning - Small Fires | 2022 | 0 | 0 | 0 | 0 | 0.077901 | 0.036425 | 0.0015809 | 0.039895 | 0.0078847 | 0.0078847 | 0.0078847 | 0 | 0.0011717 |  | 0 | 9.2388e-06 | 9.2388e-06 | 0 | 9.2388e-06 | 9.2388e-06 | 0 | 9.2388e-06 | 9.2388e-06 | 0 | 0 | 0 | [40 empty] | All EPR in 2020WLDFRFinancial | WLDFR | HFTD - Distribution - Tier 2 - 3QU CoRE ¦ 4QU LoRE | Non-Red Flag Warning - Destructive Fires | 2025 | Financial | 8896.516 | 758.7044 | 2025 | Control | 0.053 | 3 | 0 | esc | 0 | 0 | 0 | 0 | 0 | 0 | 0.055966 | 497.9043
[79 empty] | WLDFR | HFTD - Distribution - Tier 3 - 2QU CoRE ¦ 1QU LoRE | Red Flag Warning - Small Fires | 2023 | 0 | 0 | 0 | 0 | 0.080408 | 0.03759 | 0.0016314 | 0.041187 | 0 | 0.0081378 | 0.0081378 | 0.0081378 | 0.0011717 |  | 0 | 0 | 0 | 0 | 9.5353e-06 | 9.5353e-06 | 0 | 9.5353e-06 | 9.5353e-06 | 0 | 9.5353e-06 | 9.5353e-06 | [40 empty] | All EPR in 2020WLDFRElectric Reliability | WLDFR | HFTD - Distribution - Tier 2 - 3QU CoRE ¦ 4QU LoRE | Non-Red Flag Warning - Large Fires | 2021 | Electric Reliability | 0.69642 | 758.7044 | 2021 | Control | 0.1325 | 3 | 0 | esc | 0.15274 | 0.10637 | 0.15274 | 0.10637 | 0 | 0 | 0 | 0
[79 empty] | WLDFR | HFTD - Distribution - Tier 3 - 2QU CoRE ¦ 1QU LoRE | Red Flag Warning - Small Fires | 2024 | 0 | 0 | 0 | 0 | 0.080408 | 0.03759 | 0.0016314 | 0.041187 | 0 | 0 | 0.0081378 | 0.0081378 | 0.0011717 |  | 0 | 0 | 0 | 0 | 0 | 0 | 0 | 9.5353e-06 | 9.5353e-06 | 0 | 9.5353e-06 | 9.5353e-06 | [40 empty] | All EPR in 2020WLDFRFinancial | WLDFR | HFTD - Distribution - Tier 2 - 3QU CoRE ¦ 4QU LoRE | Non-Red Flag Warning - Large Fires | 2021 | Financial | 2.942 | 758.7044 | 2021 | Control | 0.053 | 3 | 0 | esc | 0.055966 | 0.16465 | 0.055966 | 0.16465 | 0 | 0 | 0 | 0
[79 empty] | WLDFR | HFTD - Distribution - Tier 3 - 2QU CoRE ¦ 1QU LoRE | Red Flag Warning - Small Fires | 2025 | 0 | 0 | 0 | 0 | 0.080408 | 0.03759 | 0.0016314 | 0.041187 | 0 | 0 | 0 | 0.0081378 | 0.0011717 |  | 0 | 0 | 0 | 0 | 0 | 0 | 0 | 0 | 0 | 0 | 9.5353e-06 | 9.5353e-06 | [40 empty] | All EPR in 2020WLDFRSafety | WLDFR | HFTD - Distribution - Tier 2 - 3QU CoRE ¦ 4QU LoRE | Non-Red Flag Warning - Large Fires | 2021 | Safety | 1.6022 | 758.7044 | 2021 | Control | 0.053 | 3 | 0 | esc | 0.055966 | 0.089668 | 0.055966 | 0.089668 | 0 | 0 | 0 | 0
[79 empty] | WLDFR | HFTD - Distribution - Tier 3 - 2QU CoRE ¦ 1QU LoRE | Seismic - Non-Red Flag Warning - Catastrophic Fires | 2020 | 0 | 0 | 0 | 0 | 21083.8428 | 409.2237 | 13469.0878 | 7205.5313 | 1219.584 | 0 | 0 | 0 | 2.1404e-10 |  | 0 | 2.6104e-07 | 2.6104e-07 | 0 | 0 | 0 | 0 | 0 | 0 | 0 | 0 | 0 | [40 empty] | All EPR in 2020WLDFRElectric Reliability | WLDFR | HFTD - Distribution - Tier 2 - 3QU CoRE ¦ 4QU LoRE | Non-Red Flag Warning - Large Fires | 2022 | Electric Reliability | 0.69642 | 758.7044 | 2022 | Control | 0.1325 | 3 | 0 | esc | 0.15274 | 0.10637 | 0.15274 | 0.10637 | 0.15274 | 0.10637 | 0 | 0
[79 empty] | WLDFR | HFTD - Distribution - Tier 3 - 2QU CoRE ¦ 1QU LoRE | Seismic - Non-Red Flag Warning - Catastrophic Fires | 2021 | 0 | 0 | 0 | 0 | 21083.8428 | 409.2237 | 13469.0878 | 7205.5313 | 1219.584 | 1219.584 | 0 | 0 | 2.1404e-10 |  | 0 | 2.6104e-07 | 2.6104e-07 | 0 | 2.6104e-07 | 2.6104e-07 | 0 | 0 | 0 | 0 | 0 | 0 | [40 empty] | All EPR in 2020WLDFRFinancial | WLDFR | HFTD - Distribution - Tier 2 - 3QU CoRE ¦ 4QU LoRE | Non-Red Flag Warning - Large Fires | 2022 | Financial | 2.942 | 758.7044 | 2022 | Control | 0.053 | 3 | 0 | esc | 0.055966 | 0.16465 | 0.055966 | 0.16465 | 0.055966 | 0.16465 | 0 | 0
[79 empty] | WLDFR | HFTD - Distribution - Tier 3 - 2QU CoRE ¦ 1QU LoRE | Seismic - Non-Red Flag Warning - Catastrophic Fires | 2022 | 0 | 0 | 0 | 0 | 21083.8428 | 409.2237 | 13469.0878 | 7205.5313 | 1219.584 | 1219.584 | 1219.584 | 0 | 2.1404e-10 |  | 0 | 2.6104e-07 | 2.6104e-07 | 0 | 2.6104e-07 | 2.6104e-07 | 0 | 2.6104e-07 | 2.6104e-07 | 0 | 0 | 0 | [40 empty] | All EPR in 2020WLDFRSafety | WLDFR | HFTD - Distribution - Tier 2 - 3QU CoRE ¦ 4QU LoRE | Non-Red Flag Warning - Large Fires | 2022 | Safety | 1.6022 | 758.7044 | 2022 | Control | 0.053 | 3 | 0 | esc | 0.055966 | 0.089668 | 0.055966 | 0.089668 | 0.055966 | 0.089668 | 0 | 0
[79 empty] | WLDFR | HFTD - Distribution - Tier 3 - 2QU CoRE ¦ 1QU LoRE | Seismic - Non-Red Flag Warning - Catastrophic Fires | 2023 | 0 | 0 | 0 | 0 | 21835.9781 | 428.6023 | 13939.561 | 7467.8148 | 0 | 1263.5534 | 1263.5534 | 1263.5534 | 2.1404e-10 |  | 0 | 0 | 0 | 0 | 2.7045e-07 | 2.7045e-07 | 0 | 2.7045e-07 | 2.7045e-07 | 0 | 2.7045e-07 | 2.7045e-07 | [40 empty] | All EPR in 2020WLDFRElectric Reliability | WLDFR | HFTD - Distribution - Tier 2 - 3QU CoRE ¦ 4QU LoRE | Non-Red Flag Warning - Large Fires | 2023 | Electric Reliability | 0.71896 | 758.7044 | 2023 | Control | 0.1325 | 3 | 0 | esc | 0 | 0 | 0.15274 | 0.10981 | 0.15274 | 0.10981 | 0.15274 | 0.10981
[79 empty] | WLDFR | HFTD - Distribution - Tier 3 - 2QU CoRE ¦ 1QU LoRE | Seismic - Non-Red Flag Warning - Catastrophic Fires | 2024 | 0 | 0 | 0 | 0 | 21835.9781 | 428.6023 | 13939.561 | 7467.8148 | 0 | 0 | 1263.5534 | 1263.5534 | 2.1404e-10 |  | 0 | 0 | 0 | 0 | 0 | 0 | 0 | 2.7045e-07 | 2.7045e-07 | 0 | 2.7045e-07 | 2.7045e-07 | [40 empty] | All EPR in 2020WLDFRFinancial | WLDFR | HFTD - Distribution - Tier 2 - 3QU CoRE ¦ 4QU LoRE | Non-Red Flag Warning - Large Fires | 2023 | Financial | 3.0715 | 758.7044 | 2023 | Control | 0.053 | 3 | 0 | esc | 0 | 0 | 0.055966 | 0.1719 | 0.055966 | 0.1719 | 0.055966 | 0.1719
[79 empty] | WLDFR | HFTD - Distribution - Tier 3 - 2QU CoRE ¦ 1QU LoRE | Seismic - Non-Red Flag Warning - Catastrophic Fires | 2025 | 0 | 0 | 0 | 0 | 21835.9781 | 428.6023 | 13939.561 | 7467.8148 | 0 | 0 | 0 | 1263.5534 | 2.1404e-10 |  | 0 | 0 | 0 | 0 | 0 | 0 | 0 | 0 | 0 | 0 | 2.7045e-07 | 2.7045e-07 | [40 empty] | All EPR in 2020WLDFRSafety | WLDFR | HFTD - Distribution - Tier 2 - 3QU CoRE ¦ 4QU LoRE | Non-Red Flag Warning - Large Fires | 2023 | Safety | 1.6846 | 758.7044 | 2023 | Control | 0.053 | 3 | 0 | esc | 0 | 0 | 0.055966 | 0.094279 | 0.055966 | 0.094279 | 0.055966 | 0.094279
[79 empty] | WLDFR | HFTD - Distribution - Tier 3 - 2QU CoRE ¦ 1QU LoRE | Seismic - Red Flag Warning - Catastrophic Fires | 2020 | 0 | 0 | 0 | 0 | 21083.8428 | 409.2237 | 13469.0878 | 7205.5313 | 1219.584 | 0 | 0 | 0 | 9.2311e-09 |  | 0 | 1.1258e-05 | 1.1258e-05 | 0 | 0 | 0 | 0 | 0 | 0 | 0 | 0 | 0 | [40 empty] | All EPR in 2020WLDFRElectric Reliability | WLDFR | HFTD - Distribution - Tier 2 - 3QU CoRE ¦ 4QU LoRE | Non-Red Flag Warning - Large Fires | 2024 | Electric Reliability | 0.71896 | 758.7044 | 2024 | Control | 0.1325 | 3 | 0 | esc | 0 | 0 | 0 | 0 | 0.15274 | 0.10981 | 0.15274 | 0.10981
[79 empty] | WLDFR | HFTD - Distribution - Tier 3 - 2QU CoRE ¦ 1QU LoRE | Seismic - Red Flag Warning - Catastrophic Fires | 2021 | 0 | 0 | 0 | 0 | 21083.8428 | 409.2237 | 13469.0878 | 7205.5313 | 1219.584 | 1219.584 | 0 | 0 | 9.2311e-09 |  | 0 | 1.1258e-05 | 1.1258e-05 | 0 | 1.1258e-05 | 1.1258e-05 | 0 | 0 | 0 | 0 | 0 | 0 | [40 empty] | All EPR in 2020WLDFRFinancial | WLDFR | HFTD - Distribution - Tier 2 - 3QU CoRE ¦ 4QU LoRE | Non-Red Flag Warning - Large Fires | 2024 | Financial | 3.0715 | 758.7044 | 2024 | Control | 0.053 | 3 | 0 | esc | 0 | 0 | 0 | 0 | 0.055966 | 0.1719 | 0.055966 | 0.1719
[79 empty] | WLDFR | HFTD - Distribution - Tier 3 - 2QU CoRE ¦ 1QU LoRE | Seismic - Red Flag Warning - Catastrophic Fires | 2022 | 0 | 0 | 0 | 0 | 21083.8428 | 409.2237 | 13469.0878 | 7205.5313 | 1219.584 | 1219.584 | 1219.584 | 0 | 9.2311e-09 |  | 0 | 1.1258e-05 | 1.1258e-05 | 0 | 1.1258e-05 | 1.1258e-05 | 0 | 1.1258e-05 | 1.1258e-05 | 0 | 0 | 0 | [40 empty] | All EPR in 2020WLDFRSafety | WLDFR | HFTD - Distribution - Tier 2 - 3QU CoRE ¦ 4QU LoRE | Non-Red Flag Warning - Large Fires | 2024 | Safety | 1.6846 | 758.7044 | 2024 | Control | 0.053 | 3 | 0 | esc | 0 | 0 | 0 | 0 | 0.055966 | 0.094279 | 0.055966 | 0.094279
[79 empty] | WLDFR | HFTD - Distribution - Tier 3 - 2QU CoRE ¦ 1QU LoRE | Seismic - Red Flag Warning - Catastrophic Fires | 2023 | 0 | 0 | 0 | 0 | 21835.9781 | 428.6023 | 13939.561 | 7467.8148 | 0 | 1263.5534 | 1263.5534 | 1263.5534 | 9.2311e-09 |  | 0 | 0 | 0 | 0 | 1.1664e-05 | 1.1664e-05 | 0 | 1.1664e-05 | 1.1664e-05 | 0 | 1.1664e-05 | 1.1664e-05 | [40 empty] | All EPR in 2020WLDFRElectric Reliability | WLDFR | HFTD - Distribution - Tier 2 - 3QU CoRE ¦ 4QU LoRE | Non-Red Flag Warning - Large Fires | 2025 | Electric Reliability | 0.71896 | 758.7044 | 2025 | Control | 0.1325 | 3 | 0 | esc | 0 | 0 | 0 | 0 | 0 | 0 | 0.15274 | 0.10981
[79 empty] | WLDFR | HFTD - Distribution - Tier 3 - 2QU CoRE ¦ 1QU LoRE | Seismic - Red Flag Warning - Catastrophic Fires | 2024 | 0 | 0 | 0 | 0 | 21835.9781 | 428.6023 | 13939.561 | 7467.8148 | 0 | 0 | 1263.5534 | 1263.5534 | 9.2311e-09 |  | 0 | 0 | 0 | 0 | 0 | 0 | 0 | 1.1664e-05 | 1.1664e-05 | 0 | 1.1664e-05 | 1.1664e-05 | [40 empty] | All EPR in 2020WLDFRFinancial | WLDFR | HFTD - Distribution - Tier 2 - 3QU CoRE ¦ 4QU LoRE | Non-Red Flag Warning - Large Fires | 2025 | Financial | 3.0715 | 758.7044 | 2025 | Control | 0.053 | 3 | 0 | esc | 0 | 0 | 0 | 0 | 0 | 0 | 0.055966 | 0.1719
[79 empty] | WLDFR | HFTD - Distribution - Tier 3 - 2QU CoRE ¦ 1QU LoRE | Seismic - Red Flag Warning - Catastrophic Fires | 2025 | 0 | 0 | 0 | 0 | 21835.9781 | 428.6023 | 13939.561 | 7467.8148 | 0 | 0 | 0 | 1263.5534 | 9.2311e-09 |  | 0 | 0 | 0 | 0 | 0 | 0 | 0 | 0 | 0 | 0 | 1.1664e-05 | 1.1664e-05 | [40 empty] | All EPR in 2020WLDFRSafety | WLDFR | HFTD - Distribution - Tier 2 - 3QU CoRE ¦ 4QU LoRE | Non-Red Flag Warning - Large Fires | 2025 | Safety | 1.6846 | 758.7044 | 2025 | Control | 0.053 | 3 | 0 | esc | 0 | 0 | 0 | 0 | 0 | 0 | 0.055966 | 0.094279
[79 empty] | WLDFR | HFTD - Distribution - Tier 3 - 2QU CoRE ¦ 2QU LoRE | Non-Red Flag Warning - Catastrophic Fires | 2020 | 0 | 0 | 0 | 0 | 14146.1306 | 222.2294 | 8585.7228 | 5338.1784 | 813.2108 | 0 | 0 | 0 | 2.6595e-06 |  | 0 | 0.0021627 | 0.0021627 | 0 | 0 | 0 | 0 | 0 | 0 | 0 | 0 | 0 | [40 empty] | All EPR in 2020WLDFRElectric Reliability | WLDFR | HFTD - Distribution - Tier 2 - 3QU CoRE ¦ 4QU LoRE | Non-Red Flag Warning - Small Fires | 2021 | Electric Reliability | 0.036425 | 758.7044 | 2021 | Control | 0.1325 | 3 | 0 | esc | 0.15274 | 0.0055635 | 0.15274 | 0.0055635 | 0 | 0 | 0 | 0
[79 empty] | WLDFR | HFTD - Distribution - Tier 3 - 2QU CoRE ¦ 2QU LoRE | Non-Red Flag Warning - Catastrophic Fires | 2021 | 0 | 0 | 0 | 0 | 14146.1306 | 222.2294 | 8585.7228 | 5338.1784 | 813.2108 | 813.2108 | 0 | 0 | 2.6595e-06 |  | 0 | 0.0021627 | 0.0021627 | 0 | 0.0021627 | 0.0021627 | 0 | 0 | 0 | 0 | 0 | 0 | [40 empty] | All EPR in 2020WLDFRFinancial | WLDFR | HFTD - Distribution - Tier 2 - 3QU CoRE ¦ 4QU LoRE | Non-Red Flag Warning - Small Fires | 2021 | Financial | 0.0015809 | 758.7044 | 2021 | Control | 0.053 | 3 | 0 | esc | 0.055966 | 8.8475e-05 | 0.055966 | 8.8475e-05 | 0 | 0 | 0 | 0
[79 empty] | WLDFR | HFTD - Distribution - Tier 3 - 2QU CoRE ¦ 2QU LoRE | Non-Red Flag Warning - Catastrophic Fires | 2022 | 0 | 0 | 0 | 0 | 14146.1306 | 222.2294 | 8585.7228 | 5338.1784 | 813.2108 | 813.2108 | 813.2108 | 0 | 2.6595e-06 |  | 0 | 0.0021627 | 0.0021627 | 0 | 0.0021627 | 0.0021627 | 0 | 0.0021627 | 0.0021627 | 0 | 0 | 0 | [40 empty] | All EPR in 2020WLDFRSafety | WLDFR | HFTD - Distribution - Tier 2 - 3QU CoRE ¦ 4QU LoRE | Non-Red Flag Warning - Small Fires | 2021 | Safety | 0.039895 | 758.7044 | 2021 | Control | 0.053 | 3 | 0 | esc | 0.055966 | 0.0022328 | 0.055966 | 0.0022328 | 0 | 0 | 0 | 0
[79 empty] | WLDFR | HFTD - Distribution - Tier 3 - 2QU CoRE ¦ 2QU LoRE | Non-Red Flag Warning - Catastrophic Fires | 2023 | 0 | 0 | 0 | 0 | 14664.6376 | 233.2301 | 8896.516 | 5534.8915 | 0 | 843.2942 | 843.2942 | 843.2942 | 2.6595e-06 |  | 0 | 0 | 0 | 0 | 0.0022427 | 0.0022427 | 0 | 0.0022427 | 0.0022427 | 0 | 0.0022427 | 0.0022427 | [40 empty] | All EPR in 2020WLDFRElectric Reliability | WLDFR | HFTD - Distribution - Tier 2 - 3QU CoRE ¦ 4QU LoRE | Non-Red Flag Warning - Small Fires | 2022 | Electric Reliability | 0.036425 | 758.7044 | 2022 | Control | 0.1325 | 3 | 0 | esc | 0.15274 | 0.0055635 | 0.15274 | 0.0055635 | 0.15274 | 0.0055635 | 0 | 0
[79 empty] | WLDFR | HFTD - Distribution - Tier 3 - 2QU CoRE ¦ 2QU LoRE | Non-Red Flag Warning - Catastrophic Fires | 2024 | 0 | 0 | 0 | 0 | 14664.6376 | 233.2301 | 8896.516 | 5534.8915 | 0 | 0 | 843.2942 | 843.2942 | 2.6595e-06 |  | 0 | 0 | 0 | 0 | 0 | 0 | 0 | 0.0022427 | 0.0022427 | 0 | 0.0022427 | 0.0022427 | [40 empty] | All EPR in 2020WLDFRFinancial | WLDFR | HFTD - Distribution - Tier 2 - 3QU CoRE ¦ 4QU LoRE | Non-Red Flag Warning - Small Fires | 2022 | Financial | 0.0015809 | 758.7044 | 2022 | Control | 0.053 | 3 | 0 | esc | 0.055966 | 8.8475e-05 | 0.055966 | 8.8475e-05 | 0.055966 | 8.8475e-05 | 0 | 0
[79 empty] | WLDFR | HFTD - Distribution - Tier 3 - 2QU CoRE ¦ 2QU LoRE | Non-Red Flag Warning - Catastrophic Fires | 2025 | 0 | 0 | 0 | 0 | 14664.6376 | 233.2301 | 8896.516 | 5534.8915 | 0 | 0 | 0 | 843.2942 | 2.6595e-06 |  | 0 | 0 | 0 | 0 | 0 | 0 | 0 | 0 | 0 | 0 | 0.0022427 | 0.0022427 | [40 empty] | All EPR in 2020WLDFRSafety | WLDFR | HFTD - Distribution - Tier 2 - 3QU CoRE ¦ 4QU LoRE | Non-Red Flag Warning - Small Fires | 2022 | Safety | 0.039895 | 758.7044 | 2022 | Control | 0.053 | 3 | 0 | esc | 0.055966 | 0.0022328 | 0.055966 | 0.0022328 | 0.055966 | 0.0022328 | 0 | 0
[79 empty] | WLDFR | HFTD - Distribution - Tier 3 - 2QU CoRE ¦ 2QU LoRE | Non-Red Flag Warning - Destructive Fires | 2020 | 0 | 0 | 0 | 0 | 8807.9522 | 222.2294 | 8585.7228 | 0 | 514.4532 | 0 | 0 | 0 | 3.4977e-06 |  | 0 | 0.0017994 | 0.0017994 | 0 | 0 | 0 | 0 | 0 | 0 | 0 | 0 | 0 | [40 empty] | All EPR in 2020WLDFRElectric Reliability | WLDFR | HFTD - Distribution - Tier 2 - 3QU CoRE ¦ 4QU LoRE | Non-Red Flag Warning - Small Fires | 2023 | Electric Reliability | 0.03759 | 758.7044 | 2023 | Control | 0.1325 | 3 | 0 | esc | 0 | 0 | 0.15274 | 0.0057414 | 0.15274 | 0.0057414 | 0.15274 | 0.0057414
[79 empty] | WLDFR | HFTD - Distribution - Tier 3 - 2QU CoRE ¦ 2QU LoRE | Non-Red Flag Warning - Destructive Fires | 2021 | 0 | 0 | 0 | 0 | 8807.9522 | 222.2294 | 8585.7228 | 0 | 514.4532 | 514.4532 | 0 | 0 | 3.4977e-06 |  | 0 | 0.0017994 | 0.0017994 | 0 | 0.0017994 | 0.0017994 | 0 | 0 | 0 | 0 | 0 | 0 | [40 empty] | All EPR in 2020WLDFRFinancial | WLDFR | HFTD - Distribution - Tier 2 - 3QU CoRE ¦ 4QU LoRE | Non-Red Flag Warning - Small Fires | 2023 | Financial | 0.0016314 | 758.7044 | 2023 | Control | 0.053 | 3 | 0 | esc | 0 | 0 | 0.055966 | 9.1305e-05 | 0.055966 | 9.1305e-05 | 0.055966 | 9.1305e-05
[79 empty] | WLDFR | HFTD - Distribution - Tier 3 - 2QU CoRE ¦ 2QU LoRE | Non-Red Flag Warning - Destructive Fires | 2022 | 0 | 0 | 0 | 0 | 8807.9522 | 222.2294 | 8585.7228 | 0 | 514.4532 | 514.4532 | 514.4532 | 0 | 3.4977e-06 |  | 0 | 0.0017994 | 0.0017994 | 0 | 0.0017994 | 0.0017994 | 0 | 0.0017994 | 0.0017994 | 0 | 0 | 0 | [40 empty] | All EPR in 2020WLDFRSafety | WLDFR | HFTD - Distribution - Tier 2 - 3QU CoRE ¦ 4QU LoRE | Non-Red Flag Warning - Small Fires | 2023 | Safety | 0.041187 | 758.7044 | 2023 | Control | 0.053 | 3 | 0 | esc | 0 | 0 | 0.055966 | 0.0023051 | 0.055966 | 0.0023051 | 0.055966 | 0.0023051
[79 empty] | WLDFR | HFTD - Distribution - Tier 3 - 2QU CoRE ¦ 2QU LoRE | Non-Red Flag Warning - Destructive Fires | 2023 | 0 | 0 | 0 | 0 | 9129.7461 | 233.2301 | 8896.516 | 0 | 0 | 533.5273 | 533.5273 | 533.5273 | 3.4977e-06 |  | 0 | 0 | 0 | 0 | 0.0018661 | 0.0018661 | 0 | 0.0018661 | 0.0018661 | 0 | 0.0018661 | 0.0018661 | [40 empty] | All EPR in 2020WLDFRElectric Reliability | WLDFR | HFTD - Distribution - Tier 2 - 3QU CoRE ¦ 4QU LoRE | Non-Red Flag Warning - Small Fires | 2024 | Electric Reliability | 0.03759 | 758.7044 | 2024 | Control | 0.1325 | 3 | 0 | esc | 0 | 0 | 0 | 0 | 0.15274 | 0.0057414 | 0.15274 | 0.0057414
[79 empty] | WLDFR | HFTD - Distribution - Tier 3 - 2QU CoRE ¦ 2QU LoRE | Non-Red Flag Warning - Destructive Fires | 2024 | 0 | 0 | 0 | 0 | 9129.7461 | 233.2301 | 8896.516 | 0 | 0 | 0 | 533.5273 | 533.5273 | 3.4977e-06 |  | 0 | 0 | 0 | 0 | 0 | 0 | 0 | 0.0018661 | 0.0018661 | 0 | 0.0018661 | 0.0018661 | [40 empty] | All EPR in 2020WLDFRFinancial | WLDFR | HFTD - Distribution - Tier 2 - 3QU CoRE ¦ 4QU LoRE | Non-Red Flag Warning - Small Fires | 2024 | Financial | 0.0016314 | 758.7044 | 2024 | Control | 0.053 | 3 | 0 | esc | 0 | 0 | 0 | 0 | 0.055966 | 9.1305e-05 | 0.055966 | 9.1305e-05
[79 empty] | WLDFR | HFTD - Distribution - Tier 3 - 2QU CoRE ¦ 2QU LoRE | Non-Red Flag Warning - Destructive Fires | 2025 | 0 | 0 | 0 | 0 | 9129.7461 | 233.2301 | 8896.516 | 0 | 0 | 0 | 0 | 533.5273 | 3.4977e-06 |  | 0 | 0 | 0 | 0 | 0 | 0 | 0 | 0 | 0 | 0 | 0.0018661 | 0.0018661 | [40 empty] | All EPR in 2020WLDFRSafety | WLDFR | HFTD - Distribution - Tier 2 - 3QU CoRE ¦ 4QU LoRE | Non-Red Flag Warning - Small Fires | 2024 | Safety | 0.041187 | 758.7044 | 2024 | Control | 0.053 | 3 | 0 | esc | 0 | 0 | 0 | 0 | 0.055966 | 0.0023051 | 0.055966 | 0.0023051
[79 empty] | WLDFR | HFTD - Distribution - Tier 3 - 2QU CoRE ¦ 2QU LoRE | Non-Red Flag Warning - Large Fires | 2020 | 0 | 0 | 0 | 0 | 5.2406 | 0.69642 | 2.942 | 1.6022 | 0.36069 | 0 | 0 | 0 | 2.8327e-05 |  | 0 | 1.0217e-05 | 1.0217e-05 | 0 | 0 | 0 | 0 | 0 | 0 | 0 | 0 | 0 | [40 empty] | All EPR in 2020WLDFRElectric Reliability | WLDFR | HFTD - Distribution - Tier 2 - 3QU CoRE ¦ 4QU LoRE | Non-Red Flag Warning - Small Fires | 2025 | Electric Reliability | 0.03759 | 758.7044 | 2025 | Control | 0.1325 | 3 | 0 | esc | 0 | 0 | 0 | 0 | 0 | 0 | 0.15274 | 0.0057414
[79 empty] | WLDFR | HFTD - Distribution - Tier 3 - 2QU CoRE ¦ 2QU LoRE | Non-Red Flag Warning - Large Fires | 2021 | 0 | 0 | 0 | 0 | 5.2406 | 0.69642 | 2.942 | 1.6022 | 0.36069 | 0.36069 | 0 | 0 | 2.8327e-05 |  | 0 | 1.0217e-05 | 1.0217e-05 | 0 | 1.0217e-05 | 1.0217e-05 | 0 | 0 | 0 | 0 | 0 | 0 | [40 empty] | All EPR in 2020WLDFRFinancial | WLDFR | HFTD - Distribution - Tier 2 - 3QU CoRE ¦ 4QU LoRE | Non-Red Flag Warning - Small Fires | 2025 | Financial | 0.0016314 | 758.7044 | 2025 | Control | 0.053 | 3 | 0 | esc | 0 | 0 | 0 | 0 | 0 | 0 | 0.055966 | 9.1305e-05
[79 empty] | WLDFR | HFTD - Distribution - Tier 3 - 2QU CoRE ¦ 2QU LoRE | Non-Red Flag Warning - Large Fires | 2022 | 0 | 0 | 0 | 0 | 5.2406 | 0.69642 | 2.942 | 1.6022 | 0.36069 | 0.36069 | 0.36069 | 0 | 2.8327e-05 |  | 0 | 1.0217e-05 | 1.0217e-05 | 0 | 1.0217e-05 | 1.0217e-05 | 0 | 1.0217e-05 | 1.0217e-05 | 0 | 0 | 0 | [40 empty] | All EPR in 2020WLDFRSafety | WLDFR | HFTD - Distribution - Tier 2 - 3QU CoRE ¦ 4QU LoRE | Non-Red Flag Warning - Small Fires | 2025 | Safety | 0.041187 | 758.7044 | 2025 | Control | 0.053 | 3 | 0 | esc | 0 | 0 | 0 | 0 | 0 | 0 | 0.055966 | 0.0023051
[79 empty] | WLDFR | HFTD - Distribution - Tier 3 - 2QU CoRE ¦ 2QU LoRE | Non-Red Flag Warning - Large Fires | 2023 | 0 | 0 | 0 | 0 | 5.475 | 0.71896 | 3.0715 | 1.6846 | 0 | 0.37599 | 0.37599 | 0.37599 | 2.8327e-05 |  | 0 | 0 | 0 | 0 | 1.0651e-05 | 1.0651e-05 | 0 | 1.0651e-05 | 1.0651e-05 | 0 | 1.0651e-05 | 1.0651e-05 | [40 empty] | All EPR in 2020WLDFRElectric Reliability | WLDFR | HFTD - Distribution - Tier 2 - 3QU CoRE ¦ 4QU LoRE | Red Flag Warning - Catastrophic Fires | 2021 | Electric Reliability | 222.2294 | 758.7044 | 2021 | Control | 0.1325 | 3 | 0 | esc | 0.15274 | 33.9428 | 0.15274 | 33.9428 | 0 | 0 | 0 | 0
[79 empty] | WLDFR | HFTD - Distribution - Tier 3 - 2QU CoRE ¦ 2QU LoRE | Non-Red Flag Warning - Large Fires | 2024 | 0 | 0 | 0 | 0 | 5.475 | 0.71896 | 3.0715 | 1.6846 | 0 | 0 | 0.37599 | 0.37599 | 2.8327e-05 |  | 0 | 0 | 0 | 0 | 0 | 0 | 0 | 1.0651e-05 | 1.0651e-05 | 0 | 1.0651e-05 | 1.0651e-05 | [40 empty] | All EPR in 2020WLDFRFinancial | WLDFR | HFTD - Distribution - Tier 2 - 3QU CoRE ¦ 4QU LoRE | Red Flag Warning - Catastrophic Fires | 2021 | Financial | 8585.7228 | 758.7044 | 2021 | Control | 0.053 | 3 | 0 | esc | 0.055966 | 480.5104 | 0.055966 | 480.5104 | 0 | 0 | 0 | 0
[79 empty] | WLDFR | HFTD - Distribution - Tier 3 - 2QU CoRE ¦ 2QU LoRE | Non-Red Flag Warning - Large Fires | 2025 | 0 | 0 | 0 | 0 | 5.475 | 0.71896 | 3.0715 | 1.6846 | 0 | 0 | 0 | 0.37599 | 2.8327e-05 |  | 0 | 0 | 0 | 0 | 0 | 0 | 0 | 0 | 0 | 0 | 1.0651e-05 | 1.0651e-05 | [40 empty] | All EPR in 2020WLDFRSafety | WLDFR | HFTD - Distribution - Tier 2 - 3QU CoRE ¦ 4QU LoRE | Red Flag Warning - Catastrophic Fires | 2021 | Safety | 5338.1784 | 758.7044 | 2021 | Control | 0.053 | 3 | 0 | esc | 0.055966 | 298.7576 | 0.055966 | 298.7576 | 0 | 0 | 0 | 0
[79 empty] | WLDFR | HFTD - Distribution - Tier 3 - 2QU CoRE ¦ 2QU LoRE | Non-Red Flag Warning - Small Fires | 2020 | 0 | 0 | 0 | 0 | 0.077901 | 0.036425 | 0.0015809 | 0.039895 | 0.0078847 | 0 | 0 | 0 | 0.0053914 |  | 0 | 4.251e-05 | 4.251e-05 | 0 | 0 | 0 | 0 | 0 | 0 | 0 | 0 | 0 | [40 empty] | All EPR in 2020WLDFRElectric Reliability | WLDFR | HFTD - Distribution - Tier 2 - 3QU CoRE ¦ 4QU LoRE | Red Flag Warning - Catastrophic Fires | 2022 | Electric Reliability | 222.2294 | 758.7044 | 2022 | Control | 0.1325 | 3 | 0 | esc | 0.15274 | 33.9428 | 0.15274 | 33.9428 | 0.15274 | 33.9428 | 0 | 0
[79 empty] | WLDFR | HFTD - Distribution - Tier 3 - 2QU CoRE ¦ 2QU LoRE | Non-Red Flag Warning - Small Fires | 2021 | 0 | 0 | 0 | 0 | 0.077901 | 0.036425 | 0.0015809 | 0.039895 | 0.0078847 | 0.0078847 | 0 | 0 | 0.0053914 |  | 0 | 4.251e-05 | 4.251e-05 | 0 | 4.251e-05 | 4.251e-05 | 0 | 0 | 0 | 0 | 0 | 0 | [40 empty] | All EPR in 2020WLDFRFinancial | WLDFR | HFTD - Distribution - Tier 2 - 3QU CoRE ¦ 4QU LoRE | Red Flag Warning - Catastrophic Fires | 2022 | Financial | 8585.7228 | 758.7044 | 2022 | Control | 0.053 | 3 | 0 | esc | 0.055966 | 480.5104 | 0.055966 | 480.5104 | 0.055966 | 480.5104 | 0 | 0
[79 empty] | WLDFR | HFTD - Distribution - Tier 3 - 2QU CoRE ¦ 2QU LoRE | Non-Red Flag Warning - Small Fires | 2022 | 0 | 0 | 0 | 0 | 0.077901 | 0.036425 | 0.0015809 | 0.039895 | 0.0078847 | 0.0078847 | 0.0078847 | 0 | 0.0053914 |  | 0 | 4.251e-05 | 4.251e-05 | 0 | 4.251e-05 | 4.251e-05 | 0 | 4.251e-05 | 4.251e-05 | 0 | 0 | 0 | [40 empty] | All EPR in 2020WLDFRSafety | WLDFR | HFTD - Distribution - Tier 2 - 3QU CoRE ¦ 4QU LoRE | Red Flag Warning - Catastrophic Fires | 2022 | Safety | 5338.1784 | 758.7044 | 2022 | Control | 0.053 | 3 | 0 | esc | 0.055966 | 298.7576 | 0.055966 | 298.7576 | 0.055966 | 298.7576 | 0 | 0
[79 empty] | WLDFR | HFTD - Distribution - Tier 3 - 2QU CoRE ¦ 2QU LoRE | Non-Red Flag Warning - Small Fires | 2023 | 0 | 0 | 0 | 0 | 0.080408 | 0.03759 | 0.0016314 | 0.041187 | 0 | 0.0081378 | 0.0081378 | 0.0081378 | 0.0053914 |  | 0 | 0 | 0 | 0 | 4.3874e-05 | 4.3874e-05 | 0 | 4.3874e-05 | 4.3874e-05 | 0 | 4.3874e-05 | 4.3874e-05 | [40 empty] | All EPR in 2020WLDFRElectric Reliability | WLDFR | HFTD - Distribution - Tier 2 - 3QU CoRE ¦ 4QU LoRE | Red Flag Warning - Catastrophic Fires | 2023 | Electric Reliability | 233.2301 | 758.7044 | 2023 | Control | 0.1325 | 3 | 0 | esc | 0 | 0 | 0.15274 | 35.623 | 0.15274 | 35.623 | 0.15274 | 35.623
[79 empty] | WLDFR | HFTD - Distribution - Tier 3 - 2QU CoRE ¦ 2QU LoRE | Non-Red Flag Warning - Small Fires | 2024 | 0 | 0 | 0 | 0 | 0.080408 | 0.03759 | 0.0016314 | 0.041187 | 0 | 0 | 0.0081378 | 0.0081378 | 0.0053914 |  | 0 | 0 | 0 | 0 | 0 | 0 | 0 | 4.3874e-05 | 4.3874e-05 | 0 | 4.3874e-05 | 4.3874e-05 | [40 empty] | All EPR in 2020WLDFRFinancial | WLDFR | HFTD - Distribution - Tier 2 - 3QU CoRE ¦ 4QU LoRE | Red Flag Warning - Catastrophic Fires | 2023 | Financial | 8896.516 | 758.7044 | 2023 | Control | 0.053 | 3 | 0 | esc | 0 | 0 | 0.055966 | 497.9043 | 0.055966 | 497.9043 | 0.055966 | 497.9043
[79 empty] | WLDFR | HFTD - Distribution - Tier 3 - 2QU CoRE ¦ 2QU LoRE | Non-Red Flag Warning - Small Fires | 2025 | 0 | 0 | 0 | 0 | 0.080408 | 0.03759 | 0.0016314 | 0.041187 | 0 | 0 | 0 | 0.0081378 | 0.0053914 |  | 0 | 0 | 0 | 0 | 0 | 0 | 0 | 0 | 0 | 0 | 4.3874e-05 | 4.3874e-05 | [40 empty] | All EPR in 2020WLDFRSafety | WLDFR | HFTD - Distribution - Tier 2 - 3QU CoRE ¦ 4QU LoRE | Red Flag Warning - Catastrophic Fires | 2023 | Safety | 5534.8915 | 758.7044 | 2023 | Control | 0.053 | 3 | 0 | esc | 0 | 0 | 0.055966 | 309.7669 | 0.055966 | 309.7669 | 0.055966 | 309.7669
[79 empty] | WLDFR | HFTD - Distribution - Tier 3 - 2QU CoRE ¦ 2QU LoRE | Red Flag Warning - Catastrophic Fires | 2020 | 0 | 0 | 0 | 0 | 14146.1306 | 222.2294 | 8585.7228 | 5338.1784 | 813.2108 | 0 | 0 | 0 | 9.0083e-05 |  | 0 | 0.073256 | 0.073256 | 0 | 0 | 0 | 0 | 0 | 0 | 0 | 0 | 0 | [40 empty] | All EPR in 2020WLDFRElectric Reliability | WLDFR | HFTD - Distribution - Tier 2 - 3QU CoRE ¦ 4QU LoRE | Red Flag Warning - Catastrophic Fires | 2024 | Electric Reliability | 233.2301 | 758.7044 | 2024 | Control | 0.1325 | 3 | 0 | esc | 0 | 0 | 0 | 0 | 0.15274 | 35.623 | 0.15274 | 35.623
[79 empty] | WLDFR | HFTD - Distribution - Tier 3 - 2QU CoRE ¦ 2QU LoRE | Red Flag Warning - Catastrophic Fires | 2021 | 0 | 0 | 0 | 0 | 14146.1306 | 222.2294 | 8585.7228 | 5338.1784 | 813.2108 | 813.2108 | 0 | 0 | 9.0083e-05 |  | 0 | 0.073256 | 0.073256 | 0 | 0.073256 | 0.073256 | 0 | 0 | 0 | 0 | 0 | 0 | [40 empty] | All EPR in 2020WLDFRFinancial | WLDFR | HFTD - Distribution - Tier 2 - 3QU CoRE ¦ 4QU LoRE | Red Flag Warning - Catastrophic Fires | 2024 | Financial | 8896.516 | 758.7044 | 2024 | Control | 0.053 | 3 | 0 | esc | 0 | 0 | 0 | 0 | 0.055966 | 497.9043 | 0.055966 | 497.9043
[79 empty] | WLDFR | HFTD - Distribution - Tier 3 - 2QU CoRE ¦ 2QU LoRE | Red Flag Warning - Catastrophic Fires | 2022 | 0 | 0 | 0 | 0 | 14146.1306 | 222.2294 | 8585.7228 | 5338.1784 | 813.2108 | 813.2108 | 813.2108 | 0 | 9.0083e-05 |  | 0 | 0.073256 | 0.073256 | 0 | 0.073256 | 0.073256 | 0 | 0.073256 | 0.073256 | 0 | 0 | 0 | [40 empty] | All EPR in 2020WLDFRSafety | WLDFR | HFTD - Distribution - Tier 2 - 3QU CoRE ¦ 4QU LoRE | Red Flag Warning - Catastrophic Fires | 2024 | Safety | 5534.8915 | 758.7044 | 2024 | Control | 0.053 | 3 | 0 | esc | 0 | 0 | 0 | 0 | 0.055966 | 309.7669 | 0.055966 | 309.7669
[79 empty] | WLDFR | HFTD - Distribution - Tier 3 - 2QU CoRE ¦ 2QU LoRE | Red Flag Warning - Catastrophic Fires | 2023 | 0 | 0 | 0 | 0 | 14664.6376 | 233.2301 | 8896.516 | 5534.8915 | 0 | 843.2942 | 843.2942 | 843.2942 | 9.0083e-05 |  | 0 | 0 | 0 | 0 | 0.075966 | 0.075966 | 0 | 0.075966 | 0.075966 | 0 | 0.075966 | 0.075966 | [40 empty] | All EPR in 2020WLDFRElectric Reliability | WLDFR | HFTD - Distribution - Tier 2 - 3QU CoRE ¦ 4QU LoRE | Red Flag Warning - Catastrophic Fires | 2025 | Electric Reliability | 233.2301 | 758.7044 | 2025 | Control | 0.1325 | 3 | 0 | esc | 0 | 0 | 0 | 0 | 0 | 0 | 0.15274 | 35.623
[79 empty] | WLDFR | HFTD - Distribution - Tier 3 - 2QU CoRE ¦ 2QU LoRE | Red Flag Warning - Catastrophic Fires | 2024 | 0 | 0 | 0 | 0 | 14664.6376 | 233.2301 | 8896.516 | 5534.8915 | 0 | 0 | 843.2942 | 843.2942 | 9.0083e-05 |  | 0 | 0 | 0 | 0 | 0 | 0 | 0 | 0.075966 | 0.075966 | 0 | 0.075966 | 0.075966 | [40 empty] | All EPR in 2020WLDFRFinancial | WLDFR | HFTD - Distribution - Tier 2 - 3QU CoRE ¦ 4QU LoRE | Red Flag Warning - Catastrophic Fires | 2025 | Financial | 8896.516 | 758.7044 | 2025 | Control | 0.053 | 3 | 0 | esc | 0 | 0 | 0 | 0 | 0 | 0 | 0.055966 | 497.9043
[79 empty] | WLDFR | HFTD - Distribution - Tier 3 - 2QU CoRE ¦ 2QU LoRE | Red Flag Warning - Catastrophic Fires | 2025 | 0 | 0 | 0 | 0 | 14664.6376 | 233.2301 | 8896.516 | 5534.8915 | 0 | 0 | 0 | 843.2942 | 9.0083e-05 |  | 0 | 0 | 0 | 0 | 0 | 0 | 0 | 0 | 0 | 0 | 0.075966 | 0.075966 | [40 empty] | All EPR in 2020WLDFRSafety | WLDFR | HFTD - Distribution - Tier 2 - 3QU CoRE ¦ 4QU LoRE | Red Flag Warning - Catastrophic Fires | 2025 | Safety | 5534.8915 | 758.7044 | 2025 | Control | 0.053 | 3 | 0 | esc | 0 | 0 | 0 | 0 | 0 | 0 | 0.055966 | 309.7669
[79 empty] | WLDFR | HFTD - Distribution - Tier 3 - 2QU CoRE ¦ 2QU LoRE | Red Flag Warning - Destructive Fires | 2020 | 0 | 0 | 0 | 0 | 8807.9522 | 222.2294 | 8585.7228 | 0 | 514.4532 | 0 | 0 | 0 | 1.1453e-05 |  | 0 | 0.0058923 | 0.0058923 | 0 | 0 | 0 | 0 | 0 | 0 | 0 | 0 | 0 | [40 empty] | All EPR in 2020WLDFRElectric Reliability | WLDFR | HFTD - Distribution - Tier 2 - 3QU CoRE ¦ 4QU LoRE | Red Flag Warning - Destructive Fires | 2021 | Electric Reliability | 222.2294 | 758.7044 | 2021 | Control | 0.1325 | 3 | 0 | esc | 0.15274 | 33.9428 | 0.15274 | 33.9428 | 0 | 0 | 0 | 0
[79 empty] | WLDFR | HFTD - Distribution - Tier 3 - 2QU CoRE ¦ 2QU LoRE | Red Flag Warning - Destructive Fires | 2021 | 0 | 0 | 0 | 0 | 8807.9522 | 222.2294 | 8585.7228 | 0 | 514.4532 | 514.4532 | 0 | 0 | 1.1453e-05 |  | 0 | 0.0058923 | 0.0058923 | 0 | 0.0058923 | 0.0058923 | 0 | 0 | 0 | 0 | 0 | 0 | [40 empty] | All EPR in 2020WLDFRFinancial | WLDFR | HFTD - Distribution - Tier 2 - 3QU CoRE ¦ 4QU LoRE | Red Flag Warning - Destructive Fires | 2021 | Financial | 8585.7228 | 758.7044 | 2021 | Control | 0.053 | 3 | 0 | esc | 0.055966 | 480.5104 | 0.055966 | 480.5104 | 0 | 0 | 0 | 0
[79 empty] | WLDFR | HFTD - Distribution - Tier 3 - 2QU CoRE ¦ 2QU LoRE | Red Flag Warning - Destructive Fires | 2022 | 0 | 0 | 0 | 0 | 8807.9522 | 222.2294 | 8585.7228 | 0 | 514.4532 | 514.4532 | 514.4532 | 0 | 1.1453e-05 |  | 0 | 0.0058923 | 0.0058923 | 0 | 0.0058923 | 0.0058923 | 0 | 0.0058923 | 0.0058923 | 0 | 0 | 0 | [40 empty] | All EPR in 2020WLDFRElectric Reliability | WLDFR | HFTD - Distribution - Tier 2 - 3QU CoRE ¦ 4QU LoRE | Red Flag Warning - Destructive Fires | 2022 | Electric Reliability | 222.2294 | 758.7044 | 2022 | Control | 0.1325 | 3 | 0 | esc | 0.15274 | 33.9428 | 0.15274 | 33.9428 | 0.15274 | 33.9428 | 0 | 0
[79 empty] | WLDFR | HFTD - Distribution - Tier 3 - 2QU CoRE ¦ 2QU LoRE | Red Flag Warning - Destructive Fires | 2023 | 0 | 0 | 0 | 0 | 9129.7461 | 233.2301 | 8896.516 | 0 | 0 | 533.5273 | 533.5273 | 533.5273 | 1.1453e-05 |  | 0 | 0 | 0 | 0 | 0.0061107 | 0.0061107 | 0 | 0.0061107 | 0.0061107 | 0 | 0.0061107 | 0.0061107 | [40 empty] | All EPR in 2020WLDFRFinancial | WLDFR | HFTD - Distribution - Tier 2 - 3QU CoRE ¦ 4QU LoRE | Red Flag Warning - Destructive Fires | 2022 | Financial | 8585.7228 | 758.7044 | 2022 | Control | 0.053 | 3 | 0 | esc | 0.055966 | 480.5104 | 0.055966 | 480.5104 | 0.055966 | 480.5104 | 0 | 0
[79 empty] | WLDFR | HFTD - Distribution - Tier 3 - 2QU CoRE ¦ 2QU LoRE | Red Flag Warning - Destructive Fires | 2024 | 0 | 0 | 0 | 0 | 9129.7461 | 233.2301 | 8896.516 | 0 | 0 | 0 | 533.5273 | 533.5273 | 1.1453e-05 |  | 0 | 0 | 0 | 0 | 0 | 0 | 0 | 0.0061107 | 0.0061107 | 0 | 0.0061107 | 0.0061107 | [40 empty] | All EPR in 2020WLDFRElectric Reliability | WLDFR | HFTD - Distribution - Tier 2 - 3QU CoRE ¦ 4QU LoRE | Red Flag Warning - Destructive Fires | 2023 | Electric Reliability | 233.2301 | 758.7044 | 2023 | Control | 0.1325 | 3 | 0 | esc | 0 | 0 | 0.15274 | 35.623 | 0.15274 | 35.623 | 0.15274 | 35.623
[79 empty] | WLDFR | HFTD - Distribution - Tier 3 - 2QU CoRE ¦ 2QU LoRE | Red Flag Warning - Destructive Fires | 2025 | 0 | 0 | 0 | 0 | 9129.7461 | 233.2301 | 8896.516 | 0 | 0 | 0 | 0 | 533.5273 | 1.1453e-05 |  | 0 | 0 | 0 | 0 | 0 | 0 | 0 | 0 | 0 | 0 | 0.0061107 | 0.0061107 | [40 empty] | All EPR in 2020WLDFRFinancial | WLDFR | HFTD - Distribution - Tier 2 - 3QU CoRE ¦ 4QU LoRE | Red Flag Warning - Destructive Fires | 2023 | Financial | 8896.516 | 758.7044 | 2023 | Control | 0.053 | 3 | 0 | esc | 0 | 0 | 0.055966 | 497.9043 | 0.055966 | 497.9043 | 0.055966 | 497.9043
[79 empty] | WLDFR | HFTD - Distribution - Tier 3 - 2QU CoRE ¦ 2QU LoRE | Red Flag Warning - Large Fires | 2020 | 0 | 0 | 0 | 0 | 5.2406 | 0.69642 | 2.942 | 1.6022 | 0.36069 | 0 | 0 | 0 | 5.5234e-05 |  | 0 | 1.9922e-05 | 1.9922e-05 | 0 | 0 | 0 | 0 | 0 | 0 | 0 | 0 | 0 | [40 empty] | All EPR in 2020WLDFRElectric Reliability | WLDFR | HFTD - Distribution - Tier 2 - 3QU CoRE ¦ 4QU LoRE | Red Flag Warning - Destructive Fires | 2024 | Electric Reliability | 233.2301 | 758.7044 | 2024 | Control | 0.1325 | 3 | 0 | esc | 0 | 0 | 0 | 0 | 0.15274 | 35.623 | 0.15274 | 35.623
[79 empty] | WLDFR | HFTD - Distribution - Tier 3 - 2QU CoRE ¦ 2QU LoRE | Red Flag Warning - Large Fires | 2021 | 0 | 0 | 0 | 0 | 5.2406 | 0.69642 | 2.942 | 1.6022 | 0.36069 | 0.36069 | 0 | 0 | 5.5234e-05 |  | 0 | 1.9922e-05 | 1.9922e-05 | 0 | 1.9922e-05 | 1.9922e-05 | 0 | 0 | 0 | 0 | 0 | 0 | [40 empty] | All EPR in 2020WLDFRFinancial | WLDFR | HFTD - Distribution - Tier 2 - 3QU CoRE ¦ 4QU LoRE | Red Flag Warning - Destructive Fires | 2024 | Financial | 8896.516 | 758.7044 | 2024 | Control | 0.053 | 3 | 0 | esc | 0 | 0 | 0 | 0 | 0.055966 | 497.9043 | 0.055966 | 497.9043
[79 empty] | WLDFR | HFTD - Distribution - Tier 3 - 2QU CoRE ¦ 2QU LoRE | Red Flag Warning - Large Fires | 2022 | 0 | 0 | 0 | 0 | 5.2406 | 0.69642 | 2.942 | 1.6022 | 0.36069 | 0.36069 | 0.36069 | 0 | 5.5234e-05 |  | 0 | 1.9922e-05 | 1.9922e-05 | 0 | 1.9922e-05 | 1.9922e-05 | 0 | 1.9922e-05 | 1.9922e-05 | 0 | 0 | 0 | [40 empty] | All EPR in 2020WLDFRElectric Reliability | WLDFR | HFTD - Distribution - Tier 2 - 3QU CoRE ¦ 4QU LoRE | Red Flag Warning - Destructive Fires | 2025 | Electric Reliability | 233.2301 | 758.7044 | 2025 | Control | 0.1325 | 3 | 0 | esc | 0 | 0 | 0 | 0 | 0 | 0 | 0.15274 | 35.623
[79 empty] | WLDFR | HFTD - Distribution - Tier 3 - 2QU CoRE ¦ 2QU LoRE | Red Flag Warning - Large Fires | 2023 | 0 | 0 | 0 | 0 | 5.475 | 0.71896 | 3.0715 | 1.6846 | 0 | 0.37599 | 0.37599 | 0.37599 | 5.5234e-05 |  | 0 | 0 | 0 | 0 | 2.0768e-05 | 2.0768e-05 | 0 | 2.0768e-05 | 2.0768e-05 | 0 | 2.0768e-05 | 2.0768e-05 | [40 empty] | All EPR in 2020WLDFRFinancial | WLDFR | HFTD - Distribution - Tier 2 - 3QU CoRE ¦ 4QU LoRE | Red Flag Warning - Destructive Fires | 2025 | Financial | 8896.516 | 758.7044 | 2025 | Control | 0.053 | 3 | 0 | esc | 0 | 0 | 0 | 0 | 0 | 0 | 0.055966 | 497.9043
[79 empty] | WLDFR | HFTD - Distribution - Tier 3 - 2QU CoRE ¦ 2QU LoRE | Red Flag Warning - Large Fires | 2024 | 0 | 0 | 0 | 0 | 5.475 | 0.71896 | 3.0715 | 1.6846 | 0 | 0 | 0.37599 | 0.37599 | 5.5234e-05 |  | 0 | 0 | 0 | 0 | 0 | 0 | 0 | 2.0768e-05 | 2.0768e-05 | 0 | 2.0768e-05 | 2.0768e-05 | [40 empty] | All EPR in 2020WLDFRElectric Reliability | WLDFR | HFTD - Distribution - Tier 2 - 3QU CoRE ¦ 4QU LoRE | Red Flag Warning - Large Fires | 2021 | Electric Reliability | 0.69642 | 758.7044 | 2021 | Control | 0.1325 | 3 | 0 | esc | 0.15274 | 0.10637 | 0.15274 | 0.10637 | 0 | 0 | 0 | 0
[79 empty] | WLDFR | HFTD - Distribution - Tier 3 - 2QU CoRE ¦ 2QU LoRE | Red Flag Warning - Large Fires | 2025 | 0 | 0 | 0 | 0 | 5.475 | 0.71896 | 3.0715 | 1.6846 | 0 | 0 | 0 | 0.37599 | 5.5234e-05 |  | 0 | 0 | 0 | 0 | 0 | 0 | 0 | 0 | 0 | 0 | 2.0768e-05 | 2.0768e-05 | [40 empty] | All EPR in 2020WLDFRFinancial | WLDFR | HFTD - Distribution - Tier 2 - 3QU CoRE ¦ 4QU LoRE | Red Flag Warning - Large Fires | 2021 | Financial | 2.942 | 758.7044 | 2021 | Control | 0.053 | 3 | 0 | esc | 0.055966 | 0.16465 | 0.055966 | 0.16465 | 0 | 0 | 0 | 0
[79 empty] | WLDFR | HFTD - Distribution - Tier 3 - 2QU CoRE ¦ 2QU LoRE | Red Flag Warning - Small Fires | 2020 | 0 | 0 | 0 | 0 | 0.077901 | 0.036425 | 0.0015809 | 0.039895 | 0.0078847 | 0 | 0 | 0 | 0.00086931 |  | 0 | 6.8542e-06 | 6.8542e-06 | 0 | 0 | 0 | 0 | 0 | 0 | 0 | 0 | 0 | [40 empty] | All EPR in 2020WLDFRSafety | WLDFR | HFTD - Distribution - Tier 2 - 3QU CoRE ¦ 4QU LoRE | Red Flag Warning - Large Fires | 2021 | Safety | 1.6022 | 758.7044 | 2021 | Control | 0.053 | 3 | 0 | esc | 0.055966 | 0.089668 | 0.055966 | 0.089668 | 0 | 0 | 0 | 0
[79 empty] | WLDFR | HFTD - Distribution - Tier 3 - 2QU CoRE ¦ 2QU LoRE | Red Flag Warning - Small Fires | 2021 | 0 | 0 | 0 | 0 | 0.077901 | 0.036425 | 0.0015809 | 0.039895 | 0.0078847 | 0.0078847 | 0 | 0 | 0.00086931 |  | 0 | 6.8542e-06 | 6.8542e-06 | 0 | 6.8542e-06 | 6.8542e-06 | 0 | 0 | 0 | 0 | 0 | 0 | [40 empty] | All EPR in 2020WLDFRElectric Reliability | WLDFR | HFTD - Distribution - Tier 2 - 3QU CoRE ¦ 4QU LoRE | Red Flag Warning - Large Fires | 2022 | Electric Reliability | 0.69642 | 758.7044 | 2022 | Control | 0.1325 | 3 | 0 | esc | 0.15274 | 0.10637 | 0.15274 | 0.10637 | 0.15274 | 0.10637 | 0 | 0
[79 empty] | WLDFR | HFTD - Distribution - Tier 3 - 2QU CoRE ¦ 2QU LoRE | Red Flag Warning - Small Fires | 2022 | 0 | 0 | 0 | 0 | 0.077901 | 0.036425 | 0.0015809 | 0.039895 | 0.0078847 | 0.0078847 | 0.0078847 | 0 | 0.00086931 |  | 0 | 6.8542e-06 | 6.8542e-06 | 0 | 6.8542e-06 | 6.8542e-06 | 0 | 6.8542e-06 | 6.8542e-06 | 0 | 0 | 0 | [40 empty] | All EPR in 2020WLDFRFinancial | WLDFR | HFTD - Distribution - Tier 2 - 3QU CoRE ¦ 4QU LoRE | Red Flag Warning - Large Fires | 2022 | Financial | 2.942 | 758.7044 | 2022 | Control | 0.053 | 3 | 0 | esc | 0.055966 | 0.16465 | 0.055966 | 0.16465 | 0.055966 | 0.16465 | 0 | 0
[79 empty] | WLDFR | HFTD - Distribution - Tier 3 - 2QU CoRE ¦ 2QU LoRE | Red Flag Warning - Small Fires | 2023 | 0 | 0 | 0 | 0 | 0.080408 | 0.03759 | 0.0016314 | 0.041187 | 0 | 0.0081378 | 0.0081378 | 0.0081378 | 0.00086931 |  | 0 | 0 | 0 | 0 | 7.0742e-06 | 7.0742e-06 | 0 | 7.0742e-06 | 7.0742e-06 | 0 | 7.0742e-06 | 7.0742e-06 | [40 empty] | All EPR in 2020WLDFRSafety | WLDFR | HFTD - Distribution - Tier 2 - 3QU CoRE ¦ 4QU LoRE | Red Flag Warning - Large Fires | 2022 | Safety | 1.6022 | 758.7044 | 2022 | Control | 0.053 | 3 | 0 | esc | 0.055966 | 0.089668 | 0.055966 | 0.089668 | 0.055966 | 0.089668 | 0 | 0
[79 empty] | WLDFR | HFTD - Distribution - Tier 3 - 2QU CoRE ¦ 2QU LoRE | Red Flag Warning - Small Fires | 2024 | 0 | 0 | 0 | 0 | 0.080408 | 0.03759 | 0.0016314 | 0.041187 | 0 | 0 | 0.0081378 | 0.0081378 | 0.00086931 |  | 0 | 0 | 0 | 0 | 0 | 0 | 0 | 7.0742e-06 | 7.0742e-06 | 0 | 7.0742e-06 | 7.0742e-06 | [40 empty] | All EPR in 2020WLDFRElectric Reliability | WLDFR | HFTD - Distribution - Tier 2 - 3QU CoRE ¦ 4QU LoRE | Red Flag Warning - Large Fires | 2023 | Electric Reliability | 0.71896 | 758.7044 | 2023 | Control | 0.1325 | 3 | 0 | esc | 0 | 0 | 0.15274 | 0.10981 | 0.15274 | 0.10981 | 0.15274 | 0.10981
[79 empty] | WLDFR | HFTD - Distribution - Tier 3 - 2QU CoRE ¦ 2QU LoRE | Red Flag Warning - Small Fires | 2025 | 0 | 0 | 0 | 0 | 0.080408 | 0.03759 | 0.0016314 | 0.041187 | 0 | 0 | 0 | 0.0081378 | 0.00086931 |  | 0 | 0 | 0 | 0 | 0 | 0 | 0 | 0 | 0 | 0 | 7.0742e-06 | 7.0742e-06 | [40 empty] | All EPR in 2020WLDFRFinancial | WLDFR | HFTD - Distribution - Tier 2 - 3QU CoRE ¦ 4QU LoRE | Red Flag Warning - Large Fires | 2023 | Financial | 3.0715 | 758.7044 | 2023 | Control | 0.053 | 3 | 0 | esc | 0 | 0 | 0.055966 | 0.1719 | 0.055966 | 0.1719 | 0.055966 | 0.1719
[79 empty] | WLDFR | HFTD - Distribution - Tier 3 - 2QU CoRE ¦ 2QU LoRE | Seismic - Non-Red Flag Warning - Catastrophic Fires | 2020 | 0 | 0 | 0 | 0 | 21083.8428 | 409.2237 | 13469.0878 | 7205.5313 | 1219.584 | 0 | 0 | 0 | 7.7488e-11 |  | 0 | 9.4503e-08 | 9.4503e-08 | 0 | 0 | 0 | 0 | 0 | 0 | 0 | 0 | 0 | [40 empty] | All EPR in 2020WLDFRSafety | WLDFR | HFTD - Distribution - Tier 2 - 3QU CoRE ¦ 4QU LoRE | Red Flag Warning - Large Fires | 2023 | Safety | 1.6846 | 758.7044 | 2023 | Control | 0.053 | 3 | 0 | esc | 0 | 0 | 0.055966 | 0.094279 | 0.055966 | 0.094279 | 0.055966 | 0.094279
[79 empty] | WLDFR | HFTD - Distribution - Tier 3 - 2QU CoRE ¦ 2QU LoRE | Seismic - Non-Red Flag Warning - Catastrophic Fires | 2021 | 0 | 0 | 0 | 0 | 21083.8428 | 409.2237 | 13469.0878 | 7205.5313 | 1219.584 | 1219.584 | 0 | 0 | 7.7488e-11 |  | 0 | 9.4503e-08 | 9.4503e-08 | 0 | 9.4503e-08 | 9.4503e-08 | 0 | 0 | 0 | 0 | 0 | 0 | [40 empty] | All EPR in 2020WLDFRElectric Reliability | WLDFR | HFTD - Distribution - Tier 2 - 3QU CoRE ¦ 4QU LoRE | Red Flag Warning - Large Fires | 2024 | Electric Reliability | 0.71896 | 758.7044 | 2024 | Control | 0.1325 | 3 | 0 | esc | 0 | 0 | 0 | 0 | 0.15274 | 0.10981 | 0.15274 | 0.10981
[79 empty] | WLDFR | HFTD - Distribution - Tier 3 - 2QU CoRE ¦ 2QU LoRE | Seismic - Non-Red Flag Warning - Catastrophic Fires | 2022 | 0 | 0 | 0 | 0 | 21083.8428 | 409.2237 | 13469.0878 | 7205.5313 | 1219.584 | 1219.584 | 1219.584 | 0 | 7.7488e-11 |  | 0 | 9.4503e-08 | 9.4503e-08 | 0 | 9.4503e-08 | 9.4503e-08 | 0 | 9.4503e-08 | 9.4503e-08 | 0 | 0 | 0 | [40 empty] | All EPR in 2020WLDFRFinancial | WLDFR | HFTD - Distribution - Tier 2 - 3QU CoRE ¦ 4QU LoRE | Red Flag Warning - Large Fires | 2024 | Financial | 3.0715 | 758.7044 | 2024 | Control | 0.053 | 3 | 0 | esc | 0 | 0 | 0 | 0 | 0.055966 | 0.1719 | 0.055966 | 0.1719
[79 empty] | WLDFR | HFTD - Distribution - Tier 3 - 2QU CoRE ¦ 2QU LoRE | Seismic - Non-Red Flag Warning - Catastrophic Fires | 2023 | 0 | 0 | 0 | 0 | 21835.9781 | 428.6023 | 13939.561 | 7467.8148 | 0 | 1263.5534 | 1263.5534 | 1263.5534 | 7.7488e-11 |  | 0 | 0 | 0 | 0 | 9.791e-08 | 9.791e-08 | 0 | 9.791e-08 | 9.791e-08 | 0 | 9.791e-08 | 9.791e-08 | [40 empty] | All EPR in 2020WLDFRSafety | WLDFR | HFTD - Distribution - Tier 2 - 3QU CoRE ¦ 4QU LoRE | Red Flag Warning - Large Fires | 2024 | Safety | 1.6846 | 758.7044 | 2024 | Control | 0.053 | 3 | 0 | esc | 0 | 0 | 0 | 0 | 0.055966 | 0.094279 | 0.055966 | 0.094279
[79 empty] | WLDFR | HFTD - Distribution - Tier 3 - 2QU CoRE ¦ 2QU LoRE | Seismic - Non-Red Flag Warning - Catastrophic Fires | 2024 | 0 | 0 | 0 | 0 | 21835.9781 | 428.6023 | 13939.561 | 7467.8148 | 0 | 0 | 1263.5534 | 1263.5534 | 7.7488e-11 |  | 0 | 0 | 0 | 0 | 0 | 0 | 0 | 9.791e-08 | 9.791e-08 | 0 | 9.791e-08 | 9.791e-08 | [40 empty] | All EPR in 2020WLDFRElectric Reliability | WLDFR | HFTD - Distribution - Tier 2 - 3QU CoRE ¦ 4QU LoRE | Red Flag Warning - Large Fires | 2025 | Electric Reliability | 0.71896 | 758.7044 | 2025 | Control | 0.1325 | 3 | 0 | esc | 0 | 0 | 0 | 0 | 0 | 0 | 0.15274 | 0.10981
[79 empty] | WLDFR | HFTD - Distribution - Tier 3 - 2QU CoRE ¦ 2QU LoRE | Seismic - Non-Red Flag Warning - Catastrophic Fires | 2025 | 0 | 0 | 0 | 0 | 21835.9781 | 428.6023 | 13939.561 | 7467.8148 | 0 | 0 | 0 | 1263.5534 | 7.7488e-11 |  | 0 | 0 | 0 | 0 | 0 | 0 | 0 | 0 | 0 | 0 | 9.791e-08 | 9.791e-08 | [40 empty] | All EPR in 2020WLDFRFinancial | WLDFR | HFTD - Distribution - Tier 2 - 3QU CoRE ¦ 4QU LoRE | Red Flag Warning - Large Fires | 2025 | Financial | 3.0715 | 758.7044 | 2025 | Control | 0.053 | 3 | 0 | esc | 0 | 0 | 0 | 0 | 0 | 0 | 0.055966 | 0.1719
[79 empty] | WLDFR | HFTD - Distribution - Tier 3 - 2QU CoRE ¦ 2QU LoRE | Seismic - Red Flag Warning - Catastrophic Fires | 2020 | 0 | 0 | 0 | 0 | 21083.8428 | 409.2237 | 13469.0878 | 7205.5313 | 1219.584 | 0 | 0 | 0 | 3.342e-09 |  | 0 | 4.0758e-06 | 4.0758e-06 | 0 | 0 | 0 | 0 | 0 | 0 | 0 | 0 | 0 | [40 empty] | All EPR in 2020WLDFRSafety | WLDFR | HFTD - Distribution - Tier 2 - 3QU CoRE ¦ 4QU LoRE | Red Flag Warning - Large Fires | 2025 | Safety | 1.6846 | 758.7044 | 2025 | Control | 0.053 | 3 | 0 | esc | 0 | 0 | 0 | 0 | 0 | 0 | 0.055966 | 0.094279
[79 empty] | WLDFR | HFTD - Distribution - Tier 3 - 2QU CoRE ¦ 2QU LoRE | Seismic - Red Flag Warning - Catastrophic Fires | 2021 | 0 | 0 | 0 | 0 | 21083.8428 | 409.2237 | 13469.0878 | 7205.5313 | 1219.584 | 1219.584 | 0 | 0 | 3.342e-09 |  | 0 | 4.0758e-06 | 4.0758e-06 | 0 | 4.0758e-06 | 4.0758e-06 | 0 | 0 | 0 | 0 | 0 | 0 | [40 empty] | All EPR in 2020WLDFRElectric Reliability | WLDFR | HFTD - Distribution - Tier 2 - 3QU CoRE ¦ 4QU LoRE | Red Flag Warning - Small Fires | 2021 | Electric Reliability | 0.036425 | 758.7044 | 2021 | Control | 0.1325 | 3 | 0 | esc | 0.15274 | 0.0055635 | 0.15274 | 0.0055635 | 0 | 0 | 0 | 0
[79 empty] | WLDFR | HFTD - Distribution - Tier 3 - 2QU CoRE ¦ 2QU LoRE | Seismic - Red Flag Warning - Catastrophic Fires | 2022 | 0 | 0 | 0 | 0 | 21083.8428 | 409.2237 | 13469.0878 | 7205.5313 | 1219.584 | 1219.584 | 1219.584 | 0 | 3.342e-09 |  | 0 | 4.0758e-06 | 4.0758e-06 | 0 | 4.0758e-06 | 4.0758e-06 | 0 | 4.0758e-06 | 4.0758e-06 | 0 | 0 | 0 | [40 empty] | All EPR in 2020WLDFRFinancial | WLDFR | HFTD - Distribution - Tier 2 - 3QU CoRE ¦ 4QU LoRE | Red Flag Warning - Small Fires | 2021 | Financial | 0.0015809 | 758.7044 | 2021 | Control | 0.053 | 3 | 0 | esc | 0.055966 | 8.8475e-05 | 0.055966 | 8.8475e-05 | 0 | 0 | 0 | 0
[79 empty] | WLDFR | HFTD - Distribution - Tier 3 - 2QU CoRE ¦ 2QU LoRE | Seismic - Red Flag Warning - Catastrophic Fires | 2023 | 0 | 0 | 0 | 0 | 21835.9781 | 428.6023 | 13939.561 | 7467.8148 | 0 | 1263.5534 | 1263.5534 | 1263.5534 | 3.342e-09 |  | 0 | 0 | 0 | 0 | 4.2227e-06 | 4.2227e-06 | 0 | 4.2227e-06 | 4.2227e-06 | 0 | 4.2227e-06 | 4.2227e-06 | [40 empty] | All EPR in 2020WLDFRSafety | WLDFR | HFTD - Distribution - Tier 2 - 3QU CoRE ¦ 4QU LoRE | Red Flag Warning - Small Fires | 2021 | Safety | 0.039895 | 758.7044 | 2021 | Control | 0.053 | 3 | 0 | esc | 0.055966 | 0.0022328 | 0.055966 | 0.0022328 | 0 | 0 | 0 | 0
[79 empty] | WLDFR | HFTD - Distribution - Tier 3 - 2QU CoRE ¦ 2QU LoRE | Seismic - Red Flag Warning - Catastrophic Fires | 2024 | 0 | 0 | 0 | 0 | 21835.9781 | 428.6023 | 13939.561 | 7467.8148 | 0 | 0 | 1263.5534 | 1263.5534 | 3.342e-09 |  | 0 | 0 | 0 | 0 | 0 | 0 | 0 | 4.2227e-06 | 4.2227e-06 | 0 | 4.2227e-06 | 4.2227e-06 | [40 empty] | All EPR in 2020WLDFRElectric Reliability | WLDFR | HFTD - Distribution - Tier 2 - 3QU CoRE ¦ 4QU LoRE | Red Flag Warning - Small Fires | 2022 | Electric Reliability | 0.036425 | 758.7044 | 2022 | Control | 0.1325 | 3 | 0 | esc | 0.15274 | 0.0055635 | 0.15274 | 0.0055635 | 0.15274 | 0.0055635 | 0 | 0
[79 empty] | WLDFR | HFTD - Distribution - Tier 3 - 2QU CoRE ¦ 2QU LoRE | Seismic - Red Flag Warning - Catastrophic Fires | 2025 | 0 | 0 | 0 | 0 | 21835.9781 | 428.6023 | 13939.561 | 7467.8148 | 0 | 0 | 0 | 1263.5534 | 3.342e-09 |  | 0 | 0 | 0 | 0 | 0 | 0 | 0 | 0 | 0 | 0 | 4.2227e-06 | 4.2227e-06 | [40 empty] | All EPR in 2020WLDFRFinancial | WLDFR | HFTD - Distribution - Tier 2 - 3QU CoRE ¦ 4QU LoRE | Red Flag Warning - Small Fires | 2022 | Financial | 0.0015809 | 758.7044 | 2022 | Control | 0.053 | 3 | 0 | esc | 0.055966 | 8.8475e-05 | 0.055966 | 8.8475e-05 | 0.055966 | 8.8475e-05 | 0 | 0
[79 empty] | WLDFR | HFTD - Distribution - Tier 3 - 2QU CoRE ¦ 3QU LoRE | Non-Red Flag Warning - Catastrophic Fires | 2020 | 0 | 0 | 0 | 0 | 14146.1306 | 222.2294 | 8585.7228 | 5338.1784 | 813.2108 | 0 | 0 | 0 | 3.6379e-06 |  | 0 | 0.0029584 | 0.0029584 | 0 | 0 | 0 | 0 | 0 | 0 | 0 | 0 | 0 | [40 empty] | All EPR in 2020WLDFRSafety | WLDFR | HFTD - Distribution - Tier 2 - 3QU CoRE ¦ 4QU LoRE | Red Flag Warning - Small Fires | 2022 | Safety | 0.039895 | 758.7044 | 2022 | Control | 0.053 | 3 | 0 | esc | 0.055966 | 0.0022328 | 0.055966 | 0.0022328 | 0.055966 | 0.0022328 | 0 | 0
[79 empty] | WLDFR | HFTD - Distribution - Tier 3 - 2QU CoRE ¦ 3QU LoRE | Non-Red Flag Warning - Catastrophic Fires | 2021 | 0 | 0 | 0 | 0 | 14146.1306 | 222.2294 | 8585.7228 | 5338.1784 | 813.2108 | 813.2108 | 0 | 0 | 3.6379e-06 |  | 0 | 0.0029584 | 0.0029584 | 0 | 0.0029584 | 0.0029584 | 0 | 0 | 0 | 0 | 0 | 0 | [40 empty] | All EPR in 2020WLDFRElectric Reliability | WLDFR | HFTD - Distribution - Tier 2 - 3QU CoRE ¦ 4QU LoRE | Red Flag Warning - Small Fires | 2023 | Electric Reliability | 0.03759 | 758.7044 | 2023 | Control | 0.1325 | 3 | 0 | esc | 0 | 0 | 0.15274 | 0.0057414 | 0.15274 | 0.0057414 | 0.15274 | 0.0057414
[79 empty] | WLDFR | HFTD - Distribution - Tier 3 - 2QU CoRE ¦ 3QU LoRE | Non-Red Flag Warning - Catastrophic Fires | 2022 | 0 | 0 | 0 | 0 | 14146.1306 | 222.2294 | 8585.7228 | 5338.1784 | 813.2108 | 813.2108 | 813.2108 | 0 | 3.6379e-06 |  | 0 | 0.0029584 | 0.0029584 | 0 | 0.0029584 | 0.0029584 | 0 | 0.0029584 | 0.0029584 | 0 | 0 | 0 | [40 empty] | All EPR in 2020WLDFRFinancial | WLDFR | HFTD - Distribution - Tier 2 - 3QU CoRE ¦ 4QU LoRE | Red Flag Warning - Small Fires | 2023 | Financial | 0.0016314 | 758.7044 | 2023 | Control | 0.053 | 3 | 0 | esc | 0 | 0 | 0.055966 | 9.1305e-05 | 0.055966 | 9.1305e-05 | 0.055966 | 9.1305e-05
[79 empty] | WLDFR | HFTD - Distribution - Tier 3 - 2QU CoRE ¦ 3QU LoRE | Non-Red Flag Warning - Catastrophic Fires | 2023 | 0 | 0 | 0 | 0 | 14664.6376 | 233.2301 | 8896.516 | 5534.8915 | 0 | 843.2942 | 843.2942 | 843.2942 | 3.6379e-06 |  | 0 | 0 | 0 | 0 | 0.0030678 | 0.0030678 | 0 | 0.0030678 | 0.0030678 | 0 | 0.0030678 | 0.0030678 | [40 empty] | All EPR in 2020WLDFRSafety | WLDFR | HFTD - Distribution - Tier 2 - 3QU CoRE ¦ 4QU LoRE | Red Flag Warning - Small Fires | 2023 | Safety | 0.041187 | 758.7044 | 2023 | Control | 0.053 | 3 | 0 | esc | 0 | 0 | 0.055966 | 0.0023051 | 0.055966 | 0.0023051 | 0.055966 | 0.0023051
[79 empty] | WLDFR | HFTD - Distribution - Tier 3 - 2QU CoRE ¦ 3QU LoRE | Non-Red Flag Warning - Catastrophic Fires | 2024 | 0 | 0 | 0 | 0 | 14664.6376 | 233.2301 | 8896.516 | 5534.8915 | 0 | 0 | 843.2942 | 843.2942 | 3.6379e-06 |  | 0 | 0 | 0 | 0 | 0 | 0 | 0 | 0.0030678 | 0.0030678 | 0 | 0.0030678 | 0.0030678 | [40 empty] | All EPR in 2020WLDFRElectric Reliability | WLDFR | HFTD - Distribution - Tier 2 - 3QU CoRE ¦ 4QU LoRE | Red Flag Warning - Small Fires | 2024 | Electric Reliability | 0.03759 | 758.7044 | 2024 | Control | 0.1325 | 3 | 0 | esc | 0 | 0 | 0 | 0 | 0.15274 | 0.0057414 | 0.15274 | 0.0057414
[79 empty] | WLDFR | HFTD - Distribution - Tier 3 - 2QU CoRE ¦ 3QU LoRE | Non-Red Flag Warning - Catastrophic Fires | 2025 | 0 | 0 | 0 | 0 | 14664.6376 | 233.2301 | 8896.516 | 5534.8915 | 0 | 0 | 0 | 843.2942 | 3.6379e-06 |  | 0 | 0 | 0 | 0 | 0 | 0 | 0 | 0 | 0 | 0 | 0.0030678 | 0.0030678 | [40 empty] | All EPR in 2020WLDFRFinancial | WLDFR | HFTD - Distribution - Tier 2 - 3QU CoRE ¦ 4QU LoRE | Red Flag Warning - Small Fires | 2024 | Financial | 0.0016314 | 758.7044 | 2024 | Control | 0.053 | 3 | 0 | esc | 0 | 0 | 0 | 0 | 0.055966 | 9.1305e-05 | 0.055966 | 9.1305e-05
[79 empty] | WLDFR | HFTD - Distribution - Tier 3 - 2QU CoRE ¦ 3QU LoRE | Non-Red Flag Warning - Destructive Fires | 2020 | 0 | 0 | 0 | 0 | 8807.9522 | 222.2294 | 8585.7228 | 0 | 514.4532 | 0 | 0 | 0 | 3.8895e-06 |  | 0 | 0.002001 | 0.002001 | 0 | 0 | 0 | 0 | 0 | 0 | 0 | 0 | 0 | [40 empty] | All EPR in 2020WLDFRSafety | WLDFR | HFTD - Distribution - Tier 2 - 3QU CoRE ¦ 4QU LoRE | Red Flag Warning - Small Fires | 2024 | Safety | 0.041187 | 758.7044 | 2024 | Control | 0.053 | 3 | 0 | esc | 0 | 0 | 0 | 0 | 0.055966 | 0.0023051 | 0.055966 | 0.0023051
[79 empty] | WLDFR | HFTD - Distribution - Tier 3 - 2QU CoRE ¦ 3QU LoRE | Non-Red Flag Warning - Destructive Fires | 2021 | 0 | 0 | 0 | 0 | 8807.9522 | 222.2294 | 8585.7228 | 0 | 514.4532 | 514.4532 | 0 | 0 | 3.8895e-06 |  | 0 | 0.002001 | 0.002001 | 0 | 0.002001 | 0.002001 | 0 | 0 | 0 | 0 | 0 | 0 | [40 empty] | All EPR in 2020WLDFRElectric Reliability | WLDFR | HFTD - Distribution - Tier 2 - 3QU CoRE ¦ 4QU LoRE | Red Flag Warning - Small Fires | 2025 | Electric Reliability | 0.03759 | 758.7044 | 2025 | Control | 0.1325 | 3 | 0 | esc | 0 | 0 | 0 | 0 | 0 | 0 | 0.15274 | 0.0057414
[79 empty] | WLDFR | HFTD - Distribution - Tier 3 - 2QU CoRE ¦ 3QU LoRE | Non-Red Flag Warning - Destructive Fires | 2022 | 0 | 0 | 0 | 0 | 8807.9522 | 222.2294 | 8585.7228 | 0 | 514.4532 | 514.4532 | 514.4532 | 0 | 3.8895e-06 |  | 0 | 0.002001 | 0.002001 | 0 | 0.002001 | 0.002001 | 0 | 0.002001 | 0.002001 | 0 | 0 | 0 | [40 empty] | All EPR in 2020WLDFRFinancial | WLDFR | HFTD - Distribution - Tier 2 - 3QU CoRE ¦ 4QU LoRE | Red Flag Warning - Small Fires | 2025 | Financial | 0.0016314 | 758.7044 | 2025 | Control | 0.053 | 3 | 0 | esc | 0 | 0 | 0 | 0 | 0 | 0 | 0.055966 | 9.1305e-05
[79 empty] | WLDFR | HFTD - Distribution - Tier 3 - 2QU CoRE ¦ 3QU LoRE | Non-Red Flag Warning - Destructive Fires | 2023 | 0 | 0 | 0 | 0 | 9129.7461 | 233.2301 | 8896.516 | 0 | 0 | 533.5273 | 533.5273 | 533.5273 | 3.8895e-06 |  | 0 | 0 | 0 | 0 | 0.0020752 | 0.0020752 | 0 | 0.0020752 | 0.0020752 | 0 | 0.0020752 | 0.0020752 | [40 empty] | All EPR in 2020WLDFRSafety | WLDFR | HFTD - Distribution - Tier 2 - 3QU CoRE ¦ 4QU LoRE | Red Flag Warning - Small Fires | 2025 | Safety | 0.041187 | 758.7044 | 2025 | Control | 0.053 | 3 | 0 | esc | 0 | 0 | 0 | 0 | 0 | 0 | 0.055966 | 0.0023051
[79 empty] | WLDFR | HFTD - Distribution - Tier 3 - 2QU CoRE ¦ 3QU LoRE | Non-Red Flag Warning - Destructive Fires | 2024 | 0 | 0 | 0 | 0 | 9129.7461 | 233.2301 | 8896.516 | 0 | 0 | 0 | 533.5273 | 533.5273 | 3.8895e-06 |  | 0 | 0 | 0 | 0 | 0 | 0 | 0 | 0.0020752 | 0.0020752 | 0 | 0.0020752 | 0.0020752 | [40 empty] | All EPR in 2020WLDFRElectric Reliability | WLDFR | HFTD - Distribution - Tier 2 - 3QU CoRE ¦ 4QU LoRE | Seismic - Non-Red Flag Warning - Catastrophic Fires | 2021 | Electric Reliability | 409.2237 | 758.7044 | 2021 | Control | 0.1325 | 3 | 0 | esc | 0.15274 | 62.5039 | 0.15274 | 62.5039 | 0 | 0 | 0 | 0
[79 empty] | WLDFR | HFTD - Distribution - Tier 3 - 2QU CoRE ¦ 3QU LoRE | Non-Red Flag Warning - Destructive Fires | 2025 | 0 | 0 | 0 | 0 | 9129.7461 | 233.2301 | 8896.516 | 0 | 0 | 0 | 0 | 533.5273 | 3.8895e-06 |  | 0 | 0 | 0 | 0 | 0 | 0 | 0 | 0 | 0 | 0 | 0.0020752 | 0.0020752 | [40 empty] | All EPR in 2020WLDFRFinancial | WLDFR | HFTD - Distribution - Tier 2 - 3QU CoRE ¦ 4QU LoRE | Seismic - Non-Red Flag Warning - Catastrophic Fires | 2021 | Financial | 13469.0878 | 758.7044 | 2021 | Control | 0.053 | 3 | 0 | esc | 0.055966 | 753.8138 | 0.055966 | 753.8138 | 0 | 0 | 0 | 0
[79 empty] | WLDFR | HFTD - Distribution - Tier 3 - 2QU CoRE ¦ 3QU LoRE | Non-Red Flag Warning - Large Fires | 2020 | 0 | 0 | 0 | 0 | 5.2406 | 0.69642 | 2.942 | 1.6022 | 0.36069 | 0 | 0 | 0 | 3.4352e-05 |  | 0 | 1.239e-05 | 1.239e-05 | 0 | 0 | 0 | 0 | 0 | 0 | 0 | 0 | 0 | [40 empty] | All EPR in 2020WLDFRSafety | WLDFR | HFTD - Distribution - Tier 2 - 3QU CoRE ¦ 4QU LoRE | Seismic - Non-Red Flag Warning - Catastrophic Fires | 2021 | Safety | 7205.5313 | 758.7044 | 2021 | Control | 0.053 | 3 | 0 | esc | 0.055966 | 403.2663 | 0.055966 | 403.2663 | 0 | 0 | 0 | 0
[79 empty] | WLDFR | HFTD - Distribution - Tier 3 - 2QU CoRE ¦ 3QU LoRE | Non-Red Flag Warning - Large Fires | 2021 | 0 | 0 | 0 | 0 | 5.2406 | 0.69642 | 2.942 | 1.6022 | 0.36069 | 0.36069 | 0 | 0 | 3.4352e-05 |  | 0 | 1.239e-05 | 1.239e-05 | 0 | 1.239e-05 | 1.239e-05 | 0 | 0 | 0 | 0 | 0 | 0 | [40 empty] | All EPR in 2020WLDFRElectric Reliability | WLDFR | HFTD - Distribution - Tier 2 - 3QU CoRE ¦ 4QU LoRE | Seismic - Non-Red Flag Warning - Catastrophic Fires | 2022 | Electric Reliability | 409.2237 | 758.7044 | 2022 | Control | 0.1325 | 3 | 0 | esc | 0.15274 | 62.5039 | 0.15274 | 62.5039 | 0.15274 | 62.5039 | 0 | 0
[79 empty] | WLDFR | HFTD - Distribution - Tier 3 - 2QU CoRE ¦ 3QU LoRE | Non-Red Flag Warning - Large Fires | 2022 | 0 | 0 | 0 | 0 | 5.2406 | 0.69642 | 2.942 | 1.6022 | 0.36069 | 0.36069 | 0.36069 | 0 | 3.4352e-05 |  | 0 | 1.239e-05 | 1.239e-05 | 0 | 1.239e-05 | 1.239e-05 | 0 | 1.239e-05 | 1.239e-05 | 0 | 0 | 0 | [40 empty] | All EPR in 2020WLDFRFinancial | WLDFR | HFTD - Distribution - Tier 2 - 3QU CoRE ¦ 4QU LoRE | Seismic - Non-Red Flag Warning - Catastrophic Fires | 2022 | Financial | 13469.0878 | 758.7044 | 2022 | Control | 0.053 | 3 | 0 | esc | 0.055966 | 753.8138 | 0.055966 | 753.8138 | 0.055966 | 753.8138 | 0 | 0
[79 empty] | WLDFR | HFTD - Distribution - Tier 3 - 2QU CoRE ¦ 3QU LoRE | Non-Red Flag Warning - Large Fires | 2023 | 0 | 0 | 0 | 0 | 5.475 | 0.71896 | 3.0715 | 1.6846 | 0 | 0.37599 | 0.37599 | 0.37599 | 3.4352e-05 |  | 0 | 0 | 0 | 0 | 1.2916e-05 | 1.2916e-05 | 0 | 1.2916e-05 | 1.2916e-05 | 0 | 1.2916e-05 | 1.2916e-05 | [40 empty] | All EPR in 2020WLDFRSafety | WLDFR | HFTD - Distribution - Tier 2 - 3QU CoRE ¦ 4QU LoRE | Seismic - Non-Red Flag Warning - Catastrophic Fires | 2022 | Safety | 7205.5313 | 758.7044 | 2022 | Control | 0.053 | 3 | 0 | esc | 0.055966 | 403.2663 | 0.055966 | 403.2663 | 0.055966 | 403.2663 | 0 | 0
[79 empty] | WLDFR | HFTD - Distribution - Tier 3 - 2QU CoRE ¦ 3QU LoRE | Non-Red Flag Warning - Large Fires | 2024 | 0 | 0 | 0 | 0 | 5.475 | 0.71896 | 3.0715 | 1.6846 | 0 | 0 | 0.37599 | 0.37599 | 3.4352e-05 |  | 0 | 0 | 0 | 0 | 0 | 0 | 0 | 1.2916e-05 | 1.2916e-05 | 0 | 1.2916e-05 | 1.2916e-05 | [40 empty] | All EPR in 2020WLDFRElectric Reliability | WLDFR | HFTD - Distribution - Tier 2 - 3QU CoRE ¦ 4QU LoRE | Seismic - Non-Red Flag Warning - Catastrophic Fires | 2023 | Electric Reliability | 428.6023 | 758.7044 | 2023 | Control | 0.1325 | 3 | 0 | esc | 0 | 0 | 0.15274 | 65.4638 | 0.15274 | 65.4638 | 0.15274 | 65.4638
[79 empty] | WLDFR | HFTD - Distribution - Tier 3 - 2QU CoRE ¦ 3QU LoRE | Non-Red Flag Warning - Large Fires | 2025 | 0 | 0 | 0 | 0 | 5.475 | 0.71896 | 3.0715 | 1.6846 | 0 | 0 | 0 | 0.37599 | 3.4352e-05 |  | 0 | 0 | 0 | 0 | 0 | 0 | 0 | 0 | 0 | 0 | 1.2916e-05 | 1.2916e-05 | [40 empty] | All EPR in 2020WLDFRFinancial | WLDFR | HFTD - Distribution - Tier 2 - 3QU CoRE ¦ 4QU LoRE | Seismic - Non-Red Flag Warning - Catastrophic Fires | 2023 | Financial | 13939.561 | 758.7044 | 2023 | Control | 0.053 | 3 | 0 | esc | 0 | 0 | 0.055966 | 780.1444 | 0.055966 | 780.1444 | 0.055966 | 780.1444
[79 empty] | WLDFR | HFTD - Distribution - Tier 3 - 2QU CoRE ¦ 3QU LoRE | Non-Red Flag Warning - Small Fires | 2020 | 0 | 0 | 0 | 0 | 0.077901 | 0.036425 | 0.0015809 | 0.039895 | 0.0078847 | 0 | 0 | 0 | 0.0044233 |  | 0 | 3.4877e-05 | 3.4877e-05 | 0 | 0 | 0 | 0 | 0 | 0 | 0 | 0 | 0 | [40 empty] | All EPR in 2020WLDFRSafety | WLDFR | HFTD - Distribution - Tier 2 - 3QU CoRE ¦ 4QU LoRE | Seismic - Non-Red Flag Warning - Catastrophic Fires | 2023 | Safety | 7467.8148 | 758.7044 | 2023 | Control | 0.053 | 3 | 0 | esc | 0 | 0 | 0.055966 | 417.9453 | 0.055966 | 417.9453 | 0.055966 | 417.9453
[79 empty] | WLDFR | HFTD - Distribution - Tier 3 - 2QU CoRE ¦ 3QU LoRE | Non-Red Flag Warning - Small Fires | 2021 | 0 | 0 | 0 | 0 | 0.077901 | 0.036425 | 0.0015809 | 0.039895 | 0.0078847 | 0.0078847 | 0 | 0 | 0.0044233 |  | 0 | 3.4877e-05 | 3.4877e-05 | 0 | 3.4877e-05 | 3.4877e-05 | 0 | 0 | 0 | 0 | 0 | 0 | [40 empty] | All EPR in 2020WLDFRElectric Reliability | WLDFR | HFTD - Distribution - Tier 2 - 3QU CoRE ¦ 4QU LoRE | Seismic - Non-Red Flag Warning - Catastrophic Fires | 2024 | Electric Reliability | 428.6023 | 758.7044 | 2024 | Control | 0.1325 | 3 | 0 | esc | 0 | 0 | 0 | 0 | 0.15274 | 65.4638 | 0.15274 | 65.4638
[79 empty] | WLDFR | HFTD - Distribution - Tier 3 - 2QU CoRE ¦ 3QU LoRE | Non-Red Flag Warning - Small Fires | 2022 | 0 | 0 | 0 | 0 | 0.077901 | 0.036425 | 0.0015809 | 0.039895 | 0.0078847 | 0.0078847 | 0.0078847 | 0 | 0.0044233 |  | 0 | 3.4877e-05 | 3.4877e-05 | 0 | 3.4877e-05 | 3.4877e-05 | 0 | 3.4877e-05 | 3.4877e-05 | 0 | 0 | 0 | [40 empty] | All EPR in 2020WLDFRFinancial | WLDFR | HFTD - Distribution - Tier 2 - 3QU CoRE ¦ 4QU LoRE | Seismic - Non-Red Flag Warning - Catastrophic Fires | 2024 | Financial | 13939.561 | 758.7044 | 2024 | Control | 0.053 | 3 | 0 | esc | 0 | 0 | 0 | 0 | 0.055966 | 780.1444 | 0.055966 | 780.1444
[79 empty] | WLDFR | HFTD - Distribution - Tier 3 - 2QU CoRE ¦ 3QU LoRE | Non-Red Flag Warning - Small Fires | 2023 | 0 | 0 | 0 | 0 | 0.080408 | 0.03759 | 0.0016314 | 0.041187 | 0 | 0.0081378 | 0.0081378 | 0.0081378 | 0.0044233 |  | 0 | 0 | 0 | 0 | 3.5996e-05 | 3.5996e-05 | 0 | 3.5996e-05 | 3.5996e-05 | 0 | 3.5996e-05 | 3.5996e-05 | [40 empty] | All EPR in 2020WLDFRSafety | WLDFR | HFTD - Distribution - Tier 2 - 3QU CoRE ¦ 4QU LoRE | Seismic - Non-Red Flag Warning - Catastrophic Fires | 2024 | Safety | 7467.8148 | 758.7044 | 2024 | Control | 0.053 | 3 | 0 | esc | 0 | 0 | 0 | 0 | 0.055966 | 417.9453 | 0.055966 | 417.9453
[79 empty] | WLDFR | HFTD - Distribution - Tier 3 - 2QU CoRE ¦ 3QU LoRE | Non-Red Flag Warning - Small Fires | 2024 | 0 | 0 | 0 | 0 | 0.080408 | 0.03759 | 0.0016314 | 0.041187 | 0 | 0 | 0.0081378 | 0.0081378 | 0.0044233 |  | 0 | 0 | 0 | 0 | 0 | 0 | 0 | 3.5996e-05 | 3.5996e-05 | 0 | 3.5996e-05 | 3.5996e-05 | [40 empty] | All EPR in 2020WLDFRElectric Reliability | WLDFR | HFTD - Distribution - Tier 2 - 3QU CoRE ¦ 4QU LoRE | Seismic - Non-Red Flag Warning - Catastrophic Fires | 2025 | Electric Reliability | 428.6023 | 758.7044 | 2025 | Control | 0.1325 | 3 | 0 | esc | 0 | 0 | 0 | 0 | 0 | 0 | 0.15274 | 65.4638
[79 empty] | WLDFR | HFTD - Distribution - Tier 3 - 2QU CoRE ¦ 3QU LoRE | Non-Red Flag Warning - Small Fires | 2025 | 0 | 0 | 0 | 0 | 0.080408 | 0.03759 | 0.0016314 | 0.041187 | 0 | 0 | 0 | 0.0081378 | 0.0044233 |  | 0 | 0 | 0 | 0 | 0 | 0 | 0 | 0 | 0 | 0 | 3.5996e-05 | 3.5996e-05 | [40 empty] | All EPR in 2020WLDFRFinancial | WLDFR | HFTD - Distribution - Tier 2 - 3QU CoRE ¦ 4QU LoRE | Seismic - Non-Red Flag Warning - Catastrophic Fires | 2025 | Financial | 13939.561 | 758.7044 | 2025 | Control | 0.053 | 3 | 0 | esc | 0 | 0 | 0 | 0 | 0 | 0 | 0.055966 | 780.1444
[79 empty] | WLDFR | HFTD - Distribution - Tier 3 - 2QU CoRE ¦ 3QU LoRE | Red Flag Warning - Catastrophic Fires | 2020 | 0 | 0 | 0 | 0 | 14146.1306 | 222.2294 | 8585.7228 | 5338.1784 | 813.2108 | 0 | 0 | 0 | 6.6473e-05 |  | 0 | 0.054056 | 0.054056 | 0 | 0 | 0 | 0 | 0 | 0 | 0 | 0 | 0 | [40 empty] | All EPR in 2020WLDFRSafety | WLDFR | HFTD - Distribution - Tier 2 - 3QU CoRE ¦ 4QU LoRE | Seismic - Non-Red Flag Warning - Catastrophic Fires | 2025 | Safety | 7467.8148 | 758.7044 | 2025 | Control | 0.053 | 3 | 0 | esc | 0 | 0 | 0 | 0 | 0 | 0 | 0.055966 | 417.9453
[79 empty] | WLDFR | HFTD - Distribution - Tier 3 - 2QU CoRE ¦ 3QU LoRE | Red Flag Warning - Catastrophic Fires | 2021 | 0 | 0 | 0 | 0 | 14146.1306 | 222.2294 | 8585.7228 | 5338.1784 | 813.2108 | 813.2108 | 0 | 0 | 6.6473e-05 |  | 0 | 0.054056 | 0.054056 | 0 | 0.054056 | 0.054056 | 0 | 0 | 0 | 0 | 0 | 0 | [40 empty] | All EPR in 2020WLDFRElectric Reliability | WLDFR | HFTD - Distribution - Tier 2 - 3QU CoRE ¦ 4QU LoRE | Seismic - Red Flag Warning - Catastrophic Fires | 2021 | Electric Reliability | 409.2237 | 758.7044 | 2021 | Control | 0.1325 | 3 | 0 | esc | 0.15274 | 62.5039 | 0.15274 | 62.5039 | 0 | 0 | 0 | 0
[79 empty] | WLDFR | HFTD - Distribution - Tier 3 - 2QU CoRE ¦ 3QU LoRE | Red Flag Warning - Catastrophic Fires | 2022 | 0 | 0 | 0 | 0 | 14146.1306 | 222.2294 | 8585.7228 | 5338.1784 | 813.2108 | 813.2108 | 813.2108 | 0 | 6.6473e-05 |  | 0 | 0.054056 | 0.054056 | 0 | 0.054056 | 0.054056 | 0 | 0.054056 | 0.054056 | 0 | 0 | 0 | [40 empty] | All EPR in 2020WLDFRFinancial | WLDFR | HFTD - Distribution - Tier 2 - 3QU CoRE ¦ 4QU LoRE | Seismic - Red Flag Warning - Catastrophic Fires | 2021 | Financial | 13469.0878 | 758.7044 | 2021 | Control | 0.053 | 3 | 0 | esc | 0.055966 | 753.8138 | 0.055966 | 753.8138 | 0 | 0 | 0 | 0
[79 empty] | WLDFR | HFTD - Distribution - Tier 3 - 2QU CoRE ¦ 3QU LoRE | Red Flag Warning - Catastrophic Fires | 2023 | 0 | 0 | 0 | 0 | 14664.6376 | 233.2301 | 8896.516 | 5534.8915 | 0 | 843.2942 | 843.2942 | 843.2942 | 6.6473e-05 |  | 0 | 0 | 0 | 0 | 0.056056 | 0.056056 | 0 | 0.056056 | 0.056056 | 0 | 0.056056 | 0.056056 | [40 empty] | All EPR in 2020WLDFRSafety | WLDFR | HFTD - Distribution - Tier 2 - 3QU CoRE ¦ 4QU LoRE | Seismic - Red Flag Warning - Catastrophic Fires | 2021 | Safety | 7205.5313 | 758.7044 | 2021 | Control | 0.053 | 3 | 0 | esc | 0.055966 | 403.2663 | 0.055966 | 403.2663 | 0 | 0 | 0 | 0
[79 empty] | WLDFR | HFTD - Distribution - Tier 3 - 2QU CoRE ¦ 3QU LoRE | Red Flag Warning - Catastrophic Fires | 2024 | 0 | 0 | 0 | 0 | 14664.6376 | 233.2301 | 8896.516 | 5534.8915 | 0 | 0 | 843.2942 | 843.2942 | 6.6473e-05 |  | 0 | 0 | 0 | 0 | 0 | 0 | 0 | 0.056056 | 0.056056 | 0 | 0.056056 | 0.056056 | [40 empty] | All EPR in 2020WLDFRElectric Reliability | WLDFR | HFTD - Distribution - Tier 2 - 3QU CoRE ¦ 4QU LoRE | Seismic - Red Flag Warning - Catastrophic Fires | 2022 | Electric Reliability | 409.2237 | 758.7044 | 2022 | Control | 0.1325 | 3 | 0 | esc | 0.15274 | 62.5039 | 0.15274 | 62.5039 | 0.15274 | 62.5039 | 0 | 0
[79 empty] | WLDFR | HFTD - Distribution - Tier 3 - 2QU CoRE ¦ 3QU LoRE | Red Flag Warning - Catastrophic Fires | 2025 | 0 | 0 | 0 | 0 | 14664.6376 | 233.2301 | 8896.516 | 5534.8915 | 0 | 0 | 0 | 843.2942 | 6.6473e-05 |  | 0 | 0 | 0 | 0 | 0 | 0 | 0 | 0 | 0 | 0 | 0.056056 | 0.056056 | [40 empty] | All EPR in 2020WLDFRFinancial | WLDFR | HFTD - Distribution - Tier 2 - 3QU CoRE ¦ 4QU LoRE | Seismic - Red Flag Warning - Catastrophic Fires | 2022 | Financial | 13469.0878 | 758.7044 | 2022 | Control | 0.053 | 3 | 0 | esc | 0.055966 | 753.8138 | 0.055966 | 753.8138 | 0.055966 | 753.8138 | 0 | 0
[79 empty] | WLDFR | HFTD - Distribution - Tier 3 - 2QU CoRE ¦ 3QU LoRE | Red Flag Warning - Destructive Fires | 2020 | 0 | 0 | 0 | 0 | 8807.9522 | 222.2294 | 8585.7228 | 0 | 514.4532 | 0 | 0 | 0 | 8.7837e-06 |  | 0 | 0.0045188 | 0.0045188 | 0 | 0 | 0 | 0 | 0 | 0 | 0 | 0 | 0 | [40 empty] | All EPR in 2020WLDFRSafety | WLDFR | HFTD - Distribution - Tier 2 - 3QU CoRE ¦ 4QU LoRE | Seismic - Red Flag Warning - Catastrophic Fires | 2022 | Safety | 7205.5313 | 758.7044 | 2022 | Control | 0.053 | 3 | 0 | esc | 0.055966 | 403.2663 | 0.055966 | 403.2663 | 0.055966 | 403.2663 | 0 | 0
[79 empty] | WLDFR | HFTD - Distribution - Tier 3 - 2QU CoRE ¦ 3QU LoRE | Red Flag Warning - Destructive Fires | 2021 | 0 | 0 | 0 | 0 | 8807.9522 | 222.2294 | 8585.7228 | 0 | 514.4532 | 514.4532 | 0 | 0 | 8.7837e-06 |  | 0 | 0.0045188 | 0.0045188 | 0 | 0.0045188 | 0.0045188 | 0 | 0 | 0 | 0 | 0 | 0 | [40 empty] | All EPR in 2020WLDFRElectric Reliability | WLDFR | HFTD - Distribution - Tier 2 - 3QU CoRE ¦ 4QU LoRE | Seismic - Red Flag Warning - Catastrophic Fires | 2023 | Electric Reliability | 428.6023 | 758.7044 | 2023 | Control | 0.1325 | 3 | 0 | esc | 0 | 0 | 0.15274 | 65.4638 | 0.15274 | 65.4638 | 0.15274 | 65.4638
[79 empty] | WLDFR | HFTD - Distribution - Tier 3 - 2QU CoRE ¦ 3QU LoRE | Red Flag Warning - Destructive Fires | 2022 | 0 | 0 | 0 | 0 | 8807.9522 | 222.2294 | 8585.7228 | 0 | 514.4532 | 514.4532 | 514.4532 | 0 | 8.7837e-06 |  | 0 | 0.0045188 | 0.0045188 | 0 | 0.0045188 | 0.0045188 | 0 | 0.0045188 | 0.0045188 | 0 | 0 | 0 | [40 empty] | All EPR in 2020WLDFRFinancial | WLDFR | HFTD - Distribution - Tier 2 - 3QU CoRE ¦ 4QU LoRE | Seismic - Red Flag Warning - Catastrophic Fires | 2023 | Financial | 13939.561 | 758.7044 | 2023 | Control | 0.053 | 3 | 0 | esc | 0 | 0 | 0.055966 | 780.1444 | 0.055966 | 780.1444 | 0.055966 | 780.1444
[79 empty] | WLDFR | HFTD - Distribution - Tier 3 - 2QU CoRE ¦ 3QU LoRE | Red Flag Warning - Destructive Fires | 2023 | 0 | 0 | 0 | 0 | 9129.7461 | 233.2301 | 8896.516 | 0 | 0 | 533.5273 | 533.5273 | 533.5273 | 8.7837e-06 |  | 0 | 0 | 0 | 0 | 0.0046863 | 0.0046863 | 0 | 0.0046863 | 0.0046863 | 0 | 0.0046863 | 0.0046863 | [40 empty] | All EPR in 2020WLDFRSafety | WLDFR | HFTD - Distribution - Tier 2 - 3QU CoRE ¦ 4QU LoRE | Seismic - Red Flag Warning - Catastrophic Fires | 2023 | Safety | 7467.8148 | 758.7044 | 2023 | Control | 0.053 | 3 | 0 | esc | 0 | 0 | 0.055966 | 417.9453 | 0.055966 | 417.9453 | 0.055966 | 417.9453
[79 empty] | WLDFR | HFTD - Distribution - Tier 3 - 2QU CoRE ¦ 3QU LoRE | Red Flag Warning - Destructive Fires | 2024 | 0 | 0 | 0 | 0 | 9129.7461 | 233.2301 | 8896.516 | 0 | 0 | 0 | 533.5273 | 533.5273 | 8.7837e-06 |  | 0 | 0 | 0 | 0 | 0 | 0 | 0 | 0.0046863 | 0.0046863 | 0 | 0.0046863 | 0.0046863 | [40 empty] | All EPR in 2020WLDFRElectric Reliability | WLDFR | HFTD - Distribution - Tier 2 - 3QU CoRE ¦ 4QU LoRE | Seismic - Red Flag Warning - Catastrophic Fires | 2024 | Electric Reliability | 428.6023 | 758.7044 | 2024 | Control | 0.1325 | 3 | 0 | esc | 0 | 0 | 0 | 0 | 0.15274 | 65.4638 | 0.15274 | 65.4638
[79 empty] | WLDFR | HFTD - Distribution - Tier 3 - 2QU CoRE ¦ 3QU LoRE | Red Flag Warning - Destructive Fires | 2025 | 0 | 0 | 0 | 0 | 9129.7461 | 233.2301 | 8896.516 | 0 | 0 | 0 | 0 | 533.5273 | 8.7837e-06 |  | 0 | 0 | 0 | 0 | 0 | 0 | 0 | 0 | 0 | 0 | 0.0046863 | 0.0046863 | [40 empty] | All EPR in 2020WLDFRFinancial | WLDFR | HFTD - Distribution - Tier 2 - 3QU CoRE ¦ 4QU LoRE | Seismic - Red Flag Warning - Catastrophic Fires | 2024 | Financial | 13939.561 | 758.7044 | 2024 | Control | 0.053 | 3 | 0 | esc | 0 | 0 | 0 | 0 | 0.055966 | 780.1444 | 0.055966 | 780.1444
[79 empty] | WLDFR | HFTD - Distribution - Tier 3 - 2QU CoRE ¦ 3QU LoRE | Red Flag Warning - Large Fires | 2020 | 0 | 0 | 0 | 0 | 5.2406 | 0.69642 | 2.942 | 1.6022 | 0.36069 | 0 | 0 | 0 | 5.0925e-05 |  | 0 | 1.8368e-05 | 1.8368e-05 | 0 | 0 | 0 | 0 | 0 | 0 | 0 | 0 | 0 | [40 empty] | All EPR in 2020WLDFRSafety | WLDFR | HFTD - Distribution - Tier 2 - 3QU CoRE ¦ 4QU LoRE | Seismic - Red Flag Warning - Catastrophic Fires | 2024 | Safety | 7467.8148 | 758.7044 | 2024 | Control | 0.053 | 3 | 0 | esc | 0 | 0 | 0 | 0 | 0.055966 | 417.9453 | 0.055966 | 417.9453
[79 empty] | WLDFR | HFTD - Distribution - Tier 3 - 2QU CoRE ¦ 3QU LoRE | Red Flag Warning - Large Fires | 2021 | 0 | 0 | 0 | 0 | 5.2406 | 0.69642 | 2.942 | 1.6022 | 0.36069 | 0.36069 | 0 | 0 | 5.0925e-05 |  | 0 | 1.8368e-05 | 1.8368e-05 | 0 | 1.8368e-05 | 1.8368e-05 | 0 | 0 | 0 | 0 | 0 | 0 | [40 empty] | All EPR in 2020WLDFRElectric Reliability | WLDFR | HFTD - Distribution - Tier 2 - 3QU CoRE ¦ 4QU LoRE | Seismic - Red Flag Warning - Catastrophic Fires | 2025 | Electric Reliability | 428.6023 | 758.7044 | 2025 | Control | 0.1325 | 3 | 0 | esc | 0 | 0 | 0 | 0 | 0 | 0 | 0.15274 | 65.4638
[79 empty] | WLDFR | HFTD - Distribution - Tier 3 - 2QU CoRE ¦ 3QU LoRE | Red Flag Warning - Large Fires | 2022 | 0 | 0 | 0 | 0 | 5.2406 | 0.69642 | 2.942 | 1.6022 | 0.36069 | 0.36069 | 0.36069 | 0 | 5.0925e-05 |  | 0 | 1.8368e-05 | 1.8368e-05 | 0 | 1.8368e-05 | 1.8368e-05 | 0 | 1.8368e-05 | 1.8368e-05 | 0 | 0 | 0 | [40 empty] | All EPR in 2020WLDFRFinancial | WLDFR | HFTD - Distribution - Tier 2 - 3QU CoRE ¦ 4QU LoRE | Seismic - Red Flag Warning - Catastrophic Fires | 2025 | Financial | 13939.561 | 758.7044 | 2025 | Control | 0.053 | 3 | 0 | esc | 0 | 0 | 0 | 0 | 0 | 0 | 0.055966 | 780.1444
[79 empty] | WLDFR | HFTD - Distribution - Tier 3 - 2QU CoRE ¦ 3QU LoRE | Red Flag Warning - Large Fires | 2023 | 0 | 0 | 0 | 0 | 5.475 | 0.71896 | 3.0715 | 1.6846 | 0 | 0.37599 | 0.37599 | 0.37599 | 5.0925e-05 |  | 0 | 0 | 0 | 0 | 1.9147e-05 | 1.9147e-05 | 0 | 1.9147e-05 | 1.9147e-05 | 0 | 1.9147e-05 | 1.9147e-05 | [40 empty] | All EPR in 2020WLDFRSafety | WLDFR | HFTD - Distribution - Tier 2 - 3QU CoRE ¦ 4QU LoRE | Seismic - Red Flag Warning - Catastrophic Fires | 2025 | Safety | 7467.8148 | 758.7044 | 2025 | Control | 0.053 | 3 | 0 | esc | 0 | 0 | 0 | 0 | 0 | 0 | 0.055966 | 417.9453
[79 empty] | WLDFR | HFTD - Distribution - Tier 3 - 2QU CoRE ¦ 3QU LoRE | Red Flag Warning - Large Fires | 2024 | 0 | 0 | 0 | 0 | 5.475 | 0.71896 | 3.0715 | 1.6846 | 0 | 0 | 0.37599 | 0.37599 | 5.0925e-05 |  | 0 | 0 | 0 | 0 | 0 | 0 | 0 | 1.9147e-05 | 1.9147e-05 | 0 | 1.9147e-05 | 1.9147e-05 | [40 empty] | All EPR in 2020WLDFRElectric Reliability | WLDFR | HFTD - Distribution - Tier 2 - 3QU CoRE ¦ 5QU LoRE | Non-Red Flag Warning - Catastrophic Fires | 2021 | Electric Reliability | 222.2294 | 746.7011 | 2021 | Control | 0.1325 | 3 | 0 | esc | 0.15274 | 33.9428 | 0.15274 | 33.9428 | 0 | 0 | 0 | 0
[79 empty] | WLDFR | HFTD - Distribution - Tier 3 - 2QU CoRE ¦ 3QU LoRE | Red Flag Warning - Large Fires | 2025 | 0 | 0 | 0 | 0 | 5.475 | 0.71896 | 3.0715 | 1.6846 | 0 | 0 | 0 | 0.37599 | 5.0925e-05 |  | 0 | 0 | 0 | 0 | 0 | 0 | 0 | 0 | 0 | 0 | 1.9147e-05 | 1.9147e-05 | [40 empty] | All EPR in 2020WLDFRFinancial | WLDFR | HFTD - Distribution - Tier 2 - 3QU CoRE ¦ 5QU LoRE | Non-Red Flag Warning - Catastrophic Fires | 2021 | Financial | 8585.7228 | 746.7011 | 2021 | Control | 0.053 | 3 | 0 | esc | 0.055966 | 480.5104 | 0.055966 | 480.5104 | 0 | 0 | 0 | 0
[79 empty] | WLDFR | HFTD - Distribution - Tier 3 - 2QU CoRE ¦ 3QU LoRE | Red Flag Warning - Small Fires | 2020 | 0 | 0 | 0 | 0 | 0.077901 | 0.036425 | 0.0015809 | 0.039895 | 0.0078847 | 0 | 0 | 0 | 0.00064932 |  | 0 | 5.1197e-06 | 5.1197e-06 | 0 | 0 | 0 | 0 | 0 | 0 | 0 | 0 | 0 | [40 empty] | All EPR in 2020WLDFRSafety | WLDFR | HFTD - Distribution - Tier 2 - 3QU CoRE ¦ 5QU LoRE | Non-Red Flag Warning - Catastrophic Fires | 2021 | Safety | 5338.1784 | 746.7011 | 2021 | Control | 0.053 | 3 | 0 | esc | 0.055966 | 298.7576 | 0.055966 | 298.7576 | 0 | 0 | 0 | 0
[79 empty] | WLDFR | HFTD - Distribution - Tier 3 - 2QU CoRE ¦ 3QU LoRE | Red Flag Warning - Small Fires | 2021 | 0 | 0 | 0 | 0 | 0.077901 | 0.036425 | 0.0015809 | 0.039895 | 0.0078847 | 0.0078847 | 0 | 0 | 0.00064932 |  | 0 | 5.1197e-06 | 5.1197e-06 | 0 | 5.1197e-06 | 5.1197e-06 | 0 | 0 | 0 | 0 | 0 | 0 | [40 empty] | All EPR in 2020WLDFRElectric Reliability | WLDFR | HFTD - Distribution - Tier 2 - 3QU CoRE ¦ 5QU LoRE | Non-Red Flag Warning - Catastrophic Fires | 2022 | Electric Reliability | 222.2294 | 746.7011 | 2022 | Control | 0.1325 | 3 | 0 | esc | 0.15274 | 33.9428 | 0.15274 | 33.9428 | 0.15274 | 33.9428 | 0 | 0
[79 empty] | WLDFR | HFTD - Distribution - Tier 3 - 2QU CoRE ¦ 3QU LoRE | Red Flag Warning - Small Fires | 2022 | 0 | 0 | 0 | 0 | 0.077901 | 0.036425 | 0.0015809 | 0.039895 | 0.0078847 | 0.0078847 | 0.0078847 | 0 | 0.00064932 |  | 0 | 5.1197e-06 | 5.1197e-06 | 0 | 5.1197e-06 | 5.1197e-06 | 0 | 5.1197e-06 | 5.1197e-06 | 0 | 0 | 0 | [40 empty] | All EPR in 2020WLDFRFinancial | WLDFR | HFTD - Distribution - Tier 2 - 3QU CoRE ¦ 5QU LoRE | Non-Red Flag Warning - Catastrophic Fires | 2022 | Financial | 8585.7228 | 746.7011 | 2022 | Control | 0.053 | 3 | 0 | esc | 0.055966 | 480.5104 | 0.055966 | 480.5104 | 0.055966 | 480.5104 | 0 | 0
[79 empty] | WLDFR | HFTD - Distribution - Tier 3 - 2QU CoRE ¦ 3QU LoRE | Red Flag Warning - Small Fires | 2023 | 0 | 0 | 0 | 0 | 0.080408 | 0.03759 | 0.0016314 | 0.041187 | 0 | 0.0081378 | 0.0081378 | 0.0081378 | 0.00064932 |  | 0 | 0 | 0 | 0 | 5.284e-06 | 5.284e-06 | 0 | 5.284e-06 | 5.284e-06 | 0 | 5.284e-06 | 5.284e-06 | [40 empty] | All EPR in 2020WLDFRSafety | WLDFR | HFTD - Distribution - Tier 2 - 3QU CoRE ¦ 5QU LoRE | Non-Red Flag Warning - Catastrophic Fires | 2022 | Safety | 5338.1784 | 746.7011 | 2022 | Control | 0.053 | 3 | 0 | esc | 0.055966 | 298.7576 | 0.055966 | 298.7576 | 0.055966 | 298.7576 | 0 | 0
[79 empty] | WLDFR | HFTD - Distribution - Tier 3 - 2QU CoRE ¦ 3QU LoRE | Red Flag Warning - Small Fires | 2024 | 0 | 0 | 0 | 0 | 0.080408 | 0.03759 | 0.0016314 | 0.041187 | 0 | 0 | 0.0081378 | 0.0081378 | 0.00064932 |  | 0 | 0 | 0 | 0 | 0 | 0 | 0 | 5.284e-06 | 5.284e-06 | 0 | 5.284e-06 | 5.284e-06 | [40 empty] | All EPR in 2020WLDFRElectric Reliability | WLDFR | HFTD - Distribution - Tier 2 - 3QU CoRE ¦ 5QU LoRE | Non-Red Flag Warning - Catastrophic Fires | 2023 | Electric Reliability | 233.2301 | 746.7011 | 2023 | Control | 0.1325 | 3 | 0 | esc | 0 | 0 | 0.15274 | 35.623 | 0.15274 | 35.623 | 0.15274 | 35.623
[79 empty] | WLDFR | HFTD - Distribution - Tier 3 - 2QU CoRE ¦ 3QU LoRE | Red Flag Warning - Small Fires | 2025 | 0 | 0 | 0 | 0 | 0.080408 | 0.03759 | 0.0016314 | 0.041187 | 0 | 0 | 0 | 0.0081378 | 0.00064932 |  | 0 | 0 | 0 | 0 | 0 | 0 | 0 | 0 | 0 | 0 | 5.284e-06 | 5.284e-06 | [40 empty] | All EPR in 2020WLDFRFinancial | WLDFR | HFTD - Distribution - Tier 2 - 3QU CoRE ¦ 5QU LoRE | Non-Red Flag Warning - Catastrophic Fires | 2023 | Financial | 8896.516 | 746.7011 | 2023 | Control | 0.053 | 3 | 0 | esc | 0 | 0 | 0.055966 | 497.9043 | 0.055966 | 497.9043 | 0.055966 | 497.9043
[79 empty] | WLDFR | HFTD - Distribution - Tier 3 - 2QU CoRE ¦ 3QU LoRE | Seismic - Non-Red Flag Warning - Catastrophic Fires | 2020 | 0 | 0 | 0 | 0 | 21083.8428 | 409.2237 | 13469.0878 | 7205.5313 | 1219.584 | 0 | 0 | 0 | 4.0136e-10 |  | 0 | 4.8949e-07 | 4.8949e-07 | 0 | 0 | 0 | 0 | 0 | 0 | 0 | 0 | 0 | [40 empty] | All EPR in 2020WLDFRSafety | WLDFR | HFTD - Distribution - Tier 2 - 3QU CoRE ¦ 5QU LoRE | Non-Red Flag Warning - Catastrophic Fires | 2023 | Safety | 5534.8915 | 746.7011 | 2023 | Control | 0.053 | 3 | 0 | esc | 0 | 0 | 0.055966 | 309.7669 | 0.055966 | 309.7669 | 0.055966 | 309.7669
[79 empty] | WLDFR | HFTD - Distribution - Tier 3 - 2QU CoRE ¦ 3QU LoRE | Seismic - Non-Red Flag Warning - Catastrophic Fires | 2021 | 0 | 0 | 0 | 0 | 21083.8428 | 409.2237 | 13469.0878 | 7205.5313 | 1219.584 | 1219.584 | 0 | 0 | 4.0136e-10 |  | 0 | 4.8949e-07 | 4.8949e-07 | 0 | 4.8949e-07 | 4.8949e-07 | 0 | 0 | 0 | 0 | 0 | 0 | [40 empty] | All EPR in 2020WLDFRElectric Reliability | WLDFR | HFTD - Distribution - Tier 2 - 3QU CoRE ¦ 5QU LoRE | Non-Red Flag Warning - Catastrophic Fires | 2024 | Electric Reliability | 233.2301 | 746.7011 | 2024 | Control | 0.1325 | 3 | 0 | esc | 0 | 0 | 0 | 0 | 0.15274 | 35.623 | 0.15274 | 35.623
[79 empty] | WLDFR | HFTD - Distribution - Tier 3 - 2QU CoRE ¦ 3QU LoRE | Seismic - Non-Red Flag Warning - Catastrophic Fires | 2022 | 0 | 0 | 0 | 0 | 21083.8428 | 409.2237 | 13469.0878 | 7205.5313 | 1219.584 | 1219.584 | 1219.584 | 0 | 4.0136e-10 |  | 0 | 4.8949e-07 | 4.8949e-07 | 0 | 4.8949e-07 | 4.8949e-07 | 0 | 4.8949e-07 | 4.8949e-07 | 0 | 0 | 0 | [40 empty] | All EPR in 2020WLDFRFinancial | WLDFR | HFTD - Distribution - Tier 2 - 3QU CoRE ¦ 5QU LoRE | Non-Red Flag Warning - Catastrophic Fires | 2024 | Financial | 8896.516 | 746.7011 | 2024 | Control | 0.053 | 3 | 0 | esc | 0 | 0 | 0 | 0 | 0.055966 | 497.9043 | 0.055966 | 497.9043
[79 empty] | WLDFR | HFTD - Distribution - Tier 3 - 2QU CoRE ¦ 3QU LoRE | Seismic - Non-Red Flag Warning - Catastrophic Fires | 2023 | 0 | 0 | 0 | 0 | 21835.9781 | 428.6023 | 13939.561 | 7467.8148 | 0 | 1263.5534 | 1263.5534 | 1263.5534 | 4.0136e-10 |  | 0 | 0 | 0 | 0 | 5.0714e-07 | 5.0714e-07 | 0 | 5.0714e-07 | 5.0714e-07 | 0 | 5.0714e-07 | 5.0714e-07 | [40 empty] | All EPR in 2020WLDFRSafety | WLDFR | HFTD - Distribution - Tier 2 - 3QU CoRE ¦ 5QU LoRE | Non-Red Flag Warning - Catastrophic Fires | 2024 | Safety | 5534.8915 | 746.7011 | 2024 | Control | 0.053 | 3 | 0 | esc | 0 | 0 | 0 | 0 | 0.055966 | 309.7669 | 0.055966 | 309.7669
[79 empty] | WLDFR | HFTD - Distribution - Tier 3 - 2QU CoRE ¦ 3QU LoRE | Seismic - Non-Red Flag Warning - Catastrophic Fires | 2024 | 0 | 0 | 0 | 0 | 21835.9781 | 428.6023 | 13939.561 | 7467.8148 | 0 | 0 | 1263.5534 | 1263.5534 | 4.0136e-10 |  | 0 | 0 | 0 | 0 | 0 | 0 | 0 | 5.0714e-07 | 5.0714e-07 | 0 | 5.0714e-07 | 5.0714e-07 | [40 empty] | All EPR in 2020WLDFRElectric Reliability | WLDFR | HFTD - Distribution - Tier 2 - 3QU CoRE ¦ 5QU LoRE | Non-Red Flag Warning - Catastrophic Fires | 2025 | Electric Reliability | 233.2301 | 746.7011 | 2025 | Control | 0.1325 | 3 | 0 | esc | 0 | 0 | 0 | 0 | 0 | 0 | 0.15274 | 35.623
[79 empty] | WLDFR | HFTD - Distribution - Tier 3 - 2QU CoRE ¦ 3QU LoRE | Seismic - Non-Red Flag Warning - Catastrophic Fires | 2025 | 0 | 0 | 0 | 0 | 21835.9781 | 428.6023 | 13939.561 | 7467.8148 | 0 | 0 | 0 | 1263.5534 | 4.0136e-10 |  | 0 | 0 | 0 | 0 | 0 | 0 | 0 | 0 | 0 | 0 | 5.0714e-07 | 5.0714e-07 | [40 empty] | All EPR in 2020WLDFRFinancial | WLDFR | HFTD - Distribution - Tier 2 - 3QU CoRE ¦ 5QU LoRE | Non-Red Flag Warning - Catastrophic Fires | 2025 | Financial | 8896.516 | 746.7011 | 2025 | Control | 0.053 | 3 | 0 | esc | 0 | 0 | 0 | 0 | 0 | 0 | 0.055966 | 497.9043
[79 empty] | WLDFR | HFTD - Distribution - Tier 3 - 2QU CoRE ¦ 3QU LoRE | Seismic - Red Flag Warning - Catastrophic Fires | 2020 | 0 | 0 | 0 | 0 | 21083.8428 | 409.2237 | 13469.0878 | 7205.5313 | 1219.584 | 0 | 0 | 0 | 1.731e-08 |  | 0 | 2.1111e-05 | 2.1111e-05 | 0 | 0 | 0 | 0 | 0 | 0 | 0 | 0 | 0 | [40 empty] | All EPR in 2020WLDFRSafety | WLDFR | HFTD - Distribution - Tier 2 - 3QU CoRE ¦ 5QU LoRE | Non-Red Flag Warning - Catastrophic Fires | 2025 | Safety | 5534.8915 | 746.7011 | 2025 | Control | 0.053 | 3 | 0 | esc | 0 | 0 | 0 | 0 | 0 | 0 | 0.055966 | 309.7669
[79 empty] | WLDFR | HFTD - Distribution - Tier 3 - 2QU CoRE ¦ 3QU LoRE | Seismic - Red Flag Warning - Catastrophic Fires | 2021 | 0 | 0 | 0 | 0 | 21083.8428 | 409.2237 | 13469.0878 | 7205.5313 | 1219.584 | 1219.584 | 0 | 0 | 1.731e-08 |  | 0 | 2.1111e-05 | 2.1111e-05 | 0 | 2.1111e-05 | 2.1111e-05 | 0 | 0 | 0 | 0 | 0 | 0 | [40 empty] | All EPR in 2020WLDFRElectric Reliability | WLDFR | HFTD - Distribution - Tier 2 - 3QU CoRE ¦ 5QU LoRE | Non-Red Flag Warning - Destructive Fires | 2021 | Electric Reliability | 222.2294 | 746.7011 | 2021 | Control | 0.1325 | 3 | 0 | esc | 0.15274 | 33.9428 | 0.15274 | 33.9428 | 0 | 0 | 0 | 0
[79 empty] | WLDFR | HFTD - Distribution - Tier 3 - 2QU CoRE ¦ 3QU LoRE | Seismic - Red Flag Warning - Catastrophic Fires | 2022 | 0 | 0 | 0 | 0 | 21083.8428 | 409.2237 | 13469.0878 | 7205.5313 | 1219.584 | 1219.584 | 1219.584 | 0 | 1.731e-08 |  | 0 | 2.1111e-05 | 2.1111e-05 | 0 | 2.1111e-05 | 2.1111e-05 | 0 | 2.1111e-05 | 2.1111e-05 | 0 | 0 | 0 | [40 empty] | All EPR in 2020WLDFRFinancial | WLDFR | HFTD - Distribution - Tier 2 - 3QU CoRE ¦ 5QU LoRE | Non-Red Flag Warning - Destructive Fires | 2021 | Financial | 8585.7228 | 746.7011 | 2021 | Control | 0.053 | 3 | 0 | esc | 0.055966 | 480.5104 | 0.055966 | 480.5104 | 0 | 0 | 0 | 0
[79 empty] | WLDFR | HFTD - Distribution - Tier 3 - 2QU CoRE ¦ 3QU LoRE | Seismic - Red Flag Warning - Catastrophic Fires | 2023 | 0 | 0 | 0 | 0 | 21835.9781 | 428.6023 | 13939.561 | 7467.8148 | 0 | 1263.5534 | 1263.5534 | 1263.5534 | 1.731e-08 |  | 0 | 0 | 0 | 0 | 2.1872e-05 | 2.1872e-05 | 0 | 2.1872e-05 | 2.1872e-05 | 0 | 2.1872e-05 | 2.1872e-05 | [40 empty] | All EPR in 2020WLDFRElectric Reliability | WLDFR | HFTD - Distribution - Tier 2 - 3QU CoRE ¦ 5QU LoRE | Non-Red Flag Warning - Destructive Fires | 2022 | Electric Reliability | 222.2294 | 746.7011 | 2022 | Control | 0.1325 | 3 | 0 | esc | 0.15274 | 33.9428 | 0.15274 | 33.9428 | 0.15274 | 33.9428 | 0 | 0
[79 empty] | WLDFR | HFTD - Distribution - Tier 3 - 2QU CoRE ¦ 3QU LoRE | Seismic - Red Flag Warning - Catastrophic Fires | 2024 | 0 | 0 | 0 | 0 | 21835.9781 | 428.6023 | 13939.561 | 7467.8148 | 0 | 0 | 1263.5534 | 1263.5534 | 1.731e-08 |  | 0 | 0 | 0 | 0 | 0 | 0 | 0 | 2.1872e-05 | 2.1872e-05 | 0 | 2.1872e-05 | 2.1872e-05 | [40 empty] | All EPR in 2020WLDFRFinancial | WLDFR | HFTD - Distribution - Tier 2 - 3QU CoRE ¦ 5QU LoRE | Non-Red Flag Warning - Destructive Fires | 2022 | Financial | 8585.7228 | 746.7011 | 2022 | Control | 0.053 | 3 | 0 | esc | 0.055966 | 480.5104 | 0.055966 | 480.5104 | 0.055966 | 480.5104 | 0 | 0
[79 empty] | WLDFR | HFTD - Distribution - Tier 3 - 2QU CoRE ¦ 3QU LoRE | Seismic - Red Flag Warning - Catastrophic Fires | 2025 | 0 | 0 | 0 | 0 | 21835.9781 | 428.6023 | 13939.561 | 7467.8148 | 0 | 0 | 0 | 1263.5534 | 1.731e-08 |  | 0 | 0 | 0 | 0 | 0 | 0 | 0 | 0 | 0 | 0 | 2.1872e-05 | 2.1872e-05 | [40 empty] | All EPR in 2020WLDFRElectric Reliability | WLDFR | HFTD - Distribution - Tier 2 - 3QU CoRE ¦ 5QU LoRE | Non-Red Flag Warning - Destructive Fires | 2023 | Electric Reliability | 233.2301 | 746.7011 | 2023 | Control | 0.1325 | 3 | 0 | esc | 0 | 0 | 0.15274 | 35.623 | 0.15274 | 35.623 | 0.15274 | 35.623
[79 empty] | WLDFR | HFTD - Distribution - Tier 3 - 2QU CoRE ¦ 4QU LoRE | Non-Red Flag Warning - Catastrophic Fires | 2020 | 0 | 0 | 0 | 0 | 14146.1306 | 222.2294 | 8585.7228 | 5338.1784 | 813.2108 | 0 | 0 | 0 | 2.1848e-06 |  | 0 | 0.0017767 | 0.0017767 | 0 | 0 | 0 | 0 | 0 | 0 | 0 | 0 | 0 | [40 empty] | All EPR in 2020WLDFRFinancial | WLDFR | HFTD - Distribution - Tier 2 - 3QU CoRE ¦ 5QU LoRE | Non-Red Flag Warning - Destructive Fires | 2023 | Financial | 8896.516 | 746.7011 | 2023 | Control | 0.053 | 3 | 0 | esc | 0 | 0 | 0.055966 | 497.9043 | 0.055966 | 497.9043 | 0.055966 | 497.9043
[79 empty] | WLDFR | HFTD - Distribution - Tier 3 - 2QU CoRE ¦ 4QU LoRE | Non-Red Flag Warning - Catastrophic Fires | 2021 | 0 | 0 | 0 | 0 | 14146.1306 | 222.2294 | 8585.7228 | 5338.1784 | 813.2108 | 813.2108 | 0 | 0 | 2.1848e-06 |  | 0 | 0.0017767 | 0.0017767 | 0 | 0.0017767 | 0.0017767 | 0 | 0 | 0 | 0 | 0 | 0 | [40 empty] | All EPR in 2020WLDFRElectric Reliability | WLDFR | HFTD - Distribution - Tier 2 - 3QU CoRE ¦ 5QU LoRE | Non-Red Flag Warning - Destructive Fires | 2024 | Electric Reliability | 233.2301 | 746.7011 | 2024 | Control | 0.1325 | 3 | 0 | esc | 0 | 0 | 0 | 0 | 0.15274 | 35.623 | 0.15274 | 35.623
[79 empty] | WLDFR | HFTD - Distribution - Tier 3 - 2QU CoRE ¦ 4QU LoRE | Non-Red Flag Warning - Catastrophic Fires | 2022 | 0 | 0 | 0 | 0 | 14146.1306 | 222.2294 | 8585.7228 | 5338.1784 | 813.2108 | 813.2108 | 813.2108 | 0 | 2.1848e-06 |  | 0 | 0.0017767 | 0.0017767 | 0 | 0.0017767 | 0.0017767 | 0 | 0.0017767 | 0.0017767 | 0 | 0 | 0 | [40 empty] | All EPR in 2020WLDFRFinancial | WLDFR | HFTD - Distribution - Tier 2 - 3QU CoRE ¦ 5QU LoRE | Non-Red Flag Warning - Destructive Fires | 2024 | Financial | 8896.516 | 746.7011 | 2024 | Control | 0.053 | 3 | 0 | esc | 0 | 0 | 0 | 0 | 0.055966 | 497.9043 | 0.055966 | 497.9043
[79 empty] | WLDFR | HFTD - Distribution - Tier 3 - 2QU CoRE ¦ 4QU LoRE | Non-Red Flag Warning - Catastrophic Fires | 2023 | 0 | 0 | 0 | 0 | 14664.6376 | 233.2301 | 8896.516 | 5534.8915 | 0 | 843.2942 | 843.2942 | 843.2942 | 2.1848e-06 |  | 0 | 0 | 0 | 0 | 0.0018425 | 0.0018425 | 0 | 0.0018425 | 0.0018425 | 0 | 0.0018425 | 0.0018425 | [40 empty] | All EPR in 2020WLDFRElectric Reliability | WLDFR | HFTD - Distribution - Tier 2 - 3QU CoRE ¦ 5QU LoRE | Non-Red Flag Warning - Destructive Fires | 2025 | Electric Reliability | 233.2301 | 746.7011 | 2025 | Control | 0.1325 | 3 | 0 | esc | 0 | 0 | 0 | 0 | 0 | 0 | 0.15274 | 35.623
[79 empty] | WLDFR | HFTD - Distribution - Tier 3 - 2QU CoRE ¦ 4QU LoRE | Non-Red Flag Warning - Catastrophic Fires | 2024 | 0 | 0 | 0 | 0 | 14664.6376 | 233.2301 | 8896.516 | 5534.8915 | 0 | 0 | 843.2942 | 843.2942 | 2.1848e-06 |  | 0 | 0 | 0 | 0 | 0 | 0 | 0 | 0.0018425 | 0.0018425 | 0 | 0.0018425 | 0.0018425 | [40 empty] | All EPR in 2020WLDFRFinancial | WLDFR | HFTD - Distribution - Tier 2 - 3QU CoRE ¦ 5QU LoRE | Non-Red Flag Warning - Destructive Fires | 2025 | Financial | 8896.516 | 746.7011 | 2025 | Control | 0.053 | 3 | 0 | esc | 0 | 0 | 0 | 0 | 0 | 0 | 0.055966 | 497.9043
[79 empty] | WLDFR | HFTD - Distribution - Tier 3 - 2QU CoRE ¦ 4QU LoRE | Non-Red Flag Warning - Catastrophic Fires | 2025 | 0 | 0 | 0 | 0 | 14664.6376 | 233.2301 | 8896.516 | 5534.8915 | 0 | 0 | 0 | 843.2942 | 2.1848e-06 |  | 0 | 0 | 0 | 0 | 0 | 0 | 0 | 0 | 0 | 0 | 0.0018425 | 0.0018425 | [40 empty] | All EPR in 2020WLDFRElectric Reliability | WLDFR | HFTD - Distribution - Tier 2 - 3QU CoRE ¦ 5QU LoRE | Non-Red Flag Warning - Large Fires | 2021 | Electric Reliability | 0.69642 | 746.7011 | 2021 | Control | 0.1325 | 3 | 0 | esc | 0.15274 | 0.10637 | 0.15274 | 0.10637 | 0 | 0 | 0 | 0
[79 empty] | WLDFR | HFTD - Distribution - Tier 3 - 2QU CoRE ¦ 4QU LoRE | Non-Red Flag Warning - Destructive Fires | 2020 | 0 | 0 | 0 | 0 | 8807.9522 | 222.2294 | 8585.7228 | 0 | 514.4532 | 0 | 0 | 0 | 2.5262e-06 |  | 0 | 0.0012996 | 0.0012996 | 0 | 0 | 0 | 0 | 0 | 0 | 0 | 0 | 0 | [40 empty] | All EPR in 2020WLDFRFinancial | WLDFR | HFTD - Distribution - Tier 2 - 3QU CoRE ¦ 5QU LoRE | Non-Red Flag Warning - Large Fires | 2021 | Financial | 2.942 | 746.7011 | 2021 | Control | 0.053 | 3 | 0 | esc | 0.055966 | 0.16465 | 0.055966 | 0.16465 | 0 | 0 | 0 | 0
[79 empty] | WLDFR | HFTD - Distribution - Tier 3 - 2QU CoRE ¦ 4QU LoRE | Non-Red Flag Warning - Destructive Fires | 2021 | 0 | 0 | 0 | 0 | 8807.9522 | 222.2294 | 8585.7228 | 0 | 514.4532 | 514.4532 | 0 | 0 | 2.5262e-06 |  | 0 | 0.0012996 | 0.0012996 | 0 | 0.0012996 | 0.0012996 | 0 | 0 | 0 | 0 | 0 | 0 | [40 empty] | All EPR in 2020WLDFRSafety | WLDFR | HFTD - Distribution - Tier 2 - 3QU CoRE ¦ 5QU LoRE | Non-Red Flag Warning - Large Fires | 2021 | Safety | 1.6022 | 746.7011 | 2021 | Control | 0.053 | 3 | 0 | esc | 0.055966 | 0.089668 | 0.055966 | 0.089668 | 0 | 0 | 0 | 0
[79 empty] | WLDFR | HFTD - Distribution - Tier 3 - 2QU CoRE ¦ 4QU LoRE | Non-Red Flag Warning - Destructive Fires | 2022 | 0 | 0 | 0 | 0 | 8807.9522 | 222.2294 | 8585.7228 | 0 | 514.4532 | 514.4532 | 514.4532 | 0 | 2.5262e-06 |  | 0 | 0.0012996 | 0.0012996 | 0 | 0.0012996 | 0.0012996 | 0 | 0.0012996 | 0.0012996 | 0 | 0 | 0 | [40 empty] | All EPR in 2020WLDFRElectric Reliability | WLDFR | HFTD - Distribution - Tier 2 - 3QU CoRE ¦ 5QU LoRE | Non-Red Flag Warning - Large Fires | 2022 | Electric Reliability | 0.69642 | 746.7011 | 2022 | Control | 0.1325 | 3 | 0 | esc | 0.15274 | 0.10637 | 0.15274 | 0.10637 | 0.15274 | 0.10637 | 0 | 0
[79 empty] | WLDFR | HFTD - Distribution - Tier 3 - 2QU CoRE ¦ 4QU LoRE | Non-Red Flag Warning - Destructive Fires | 2023 | 0 | 0 | 0 | 0 | 9129.7461 | 233.2301 | 8896.516 | 0 | 0 | 533.5273 | 533.5273 | 533.5273 | 2.5262e-06 |  | 0 | 0 | 0 | 0 | 0.0013478 | 0.0013478 | 0 | 0.0013478 | 0.0013478 | 0 | 0.0013478 | 0.0013478 | [40 empty] | All EPR in 2020WLDFRFinancial | WLDFR | HFTD - Distribution - Tier 2 - 3QU CoRE ¦ 5QU LoRE | Non-Red Flag Warning - Large Fires | 2022 | Financial | 2.942 | 746.7011 | 2022 | Control | 0.053 | 3 | 0 | esc | 0.055966 | 0.16465 | 0.055966 | 0.16465 | 0.055966 | 0.16465 | 0 | 0
[79 empty] | WLDFR | HFTD - Distribution - Tier 3 - 2QU CoRE ¦ 4QU LoRE | Non-Red Flag Warning - Destructive Fires | 2024 | 0 | 0 | 0 | 0 | 9129.7461 | 233.2301 | 8896.516 | 0 | 0 | 0 | 533.5273 | 533.5273 | 2.5262e-06 |  | 0 | 0 | 0 | 0 | 0 | 0 | 0 | 0.0013478 | 0.0013478 | 0 | 0.0013478 | 0.0013478 | [40 empty] | All EPR in 2020WLDFRSafety | WLDFR | HFTD - Distribution - Tier 2 - 3QU CoRE ¦ 5QU LoRE | Non-Red Flag Warning - Large Fires | 2022 | Safety | 1.6022 | 746.7011 | 2022 | Control | 0.053 | 3 | 0 | esc | 0.055966 | 0.089668 | 0.055966 | 0.089668 | 0.055966 | 0.089668 | 0 | 0
[79 empty] | WLDFR | HFTD - Distribution - Tier 3 - 2QU CoRE ¦ 4QU LoRE | Non-Red Flag Warning - Destructive Fires | 2025 | 0 | 0 | 0 | 0 | 9129.7461 | 233.2301 | 8896.516 | 0 | 0 | 0 | 0 | 533.5273 | 2.5262e-06 |  | 0 | 0 | 0 | 0 | 0 | 0 | 0 | 0 | 0 | 0 | 0.0013478 | 0.0013478 | [40 empty] | All EPR in 2020WLDFRElectric Reliability | WLDFR | HFTD - Distribution - Tier 2 - 3QU CoRE ¦ 5QU LoRE | Non-Red Flag Warning - Large Fires | 2023 | Electric Reliability | 0.71896 | 746.7011 | 2023 | Control | 0.1325 | 3 | 0 | esc | 0 | 0 | 0.15274 | 0.10981 | 0.15274 | 0.10981 | 0.15274 | 0.10981
[79 empty] | WLDFR | HFTD - Distribution - Tier 3 - 2QU CoRE ¦ 4QU LoRE | Non-Red Flag Warning - Large Fires | 2020 | 0 | 0 | 0 | 0 | 5.2406 | 0.69642 | 2.942 | 1.6022 | 0.36069 | 0 | 0 | 0 | 2.6463e-05 |  | 0 | 9.5448e-06 | 9.5448e-06 | 0 | 0 | 0 | 0 | 0 | 0 | 0 | 0 | 0 | [40 empty] | All EPR in 2020WLDFRFinancial | WLDFR | HFTD - Distribution - Tier 2 - 3QU CoRE ¦ 5QU LoRE | Non-Red Flag Warning - Large Fires | 2023 | Financial | 3.0715 | 746.7011 | 2023 | Control | 0.053 | 3 | 0 | esc | 0 | 0 | 0.055966 | 0.1719 | 0.055966 | 0.1719 | 0.055966 | 0.1719
[79 empty] | WLDFR | HFTD - Distribution - Tier 3 - 2QU CoRE ¦ 4QU LoRE | Non-Red Flag Warning - Large Fires | 2021 | 0 | 0 | 0 | 0 | 5.2406 | 0.69642 | 2.942 | 1.6022 | 0.36069 | 0.36069 | 0 | 0 | 2.6463e-05 |  | 0 | 9.5448e-06 | 9.5448e-06 | 0 | 9.5448e-06 | 9.5448e-06 | 0 | 0 | 0 | 0 | 0 | 0 | [40 empty] | All EPR in 2020WLDFRSafety | WLDFR | HFTD - Distribution - Tier 2 - 3QU CoRE ¦ 5QU LoRE | Non-Red Flag Warning - Large Fires | 2023 | Safety | 1.6846 | 746.7011 | 2023 | Control | 0.053 | 3 | 0 | esc | 0 | 0 | 0.055966 | 0.094279 | 0.055966 | 0.094279 | 0.055966 | 0.094279
[79 empty] | WLDFR | HFTD - Distribution - Tier 3 - 2QU CoRE ¦ 4QU LoRE | Non-Red Flag Warning - Large Fires | 2022 | 0 | 0 | 0 | 0 | 5.2406 | 0.69642 | 2.942 | 1.6022 | 0.36069 | 0.36069 | 0.36069 | 0 | 2.6463e-05 |  | 0 | 9.5448e-06 | 9.5448e-06 | 0 | 9.5448e-06 | 9.5448e-06 | 0 | 9.5448e-06 | 9.5448e-06 | 0 | 0 | 0 | [40 empty] | All EPR in 2020WLDFRElectric Reliability | WLDFR | HFTD - Distribution - Tier 2 - 3QU CoRE ¦ 5QU LoRE | Non-Red Flag Warning - Large Fires | 2024 | Electric Reliability | 0.71896 | 746.7011 | 2024 | Control | 0.1325 | 3 | 0 | esc | 0 | 0 | 0 | 0 | 0.15274 | 0.10981 | 0.15274 | 0.10981
[79 empty] | WLDFR | HFTD - Distribution - Tier 3 - 2QU CoRE ¦ 4QU LoRE | Non-Red Flag Warning - Large Fires | 2023 | 0 | 0 | 0 | 0 | 5.475 | 0.71896 | 3.0715 | 1.6846 | 0 | 0.37599 | 0.37599 | 0.37599 | 2.6463e-05 |  | 0 | 0 | 0 | 0 | 9.9498e-06 | 9.9498e-06 | 0 | 9.9498e-06 | 9.9498e-06 | 0 | 9.9498e-06 | 9.9498e-06 | [40 empty] | All EPR in 2020WLDFRFinancial | WLDFR | HFTD - Distribution - Tier 2 - 3QU CoRE ¦ 5QU LoRE | Non-Red Flag Warning - Large Fires | 2024 | Financial | 3.0715 | 746.7011 | 2024 | Control | 0.053 | 3 | 0 | esc | 0 | 0 | 0 | 0 | 0.055966 | 0.1719 | 0.055966 | 0.1719
[79 empty] | WLDFR | HFTD - Distribution - Tier 3 - 2QU CoRE ¦ 4QU LoRE | Non-Red Flag Warning - Large Fires | 2024 | 0 | 0 | 0 | 0 | 5.475 | 0.71896 | 3.0715 | 1.6846 | 0 | 0 | 0.37599 | 0.37599 | 2.6463e-05 |  | 0 | 0 | 0 | 0 | 0 | 0 | 0 | 9.9498e-06 | 9.9498e-06 | 0 | 9.9498e-06 | 9.9498e-06 | [40 empty] | All EPR in 2020WLDFRSafety | WLDFR | HFTD - Distribution - Tier 2 - 3QU CoRE ¦ 5QU LoRE | Non-Red Flag Warning - Large Fires | 2024 | Safety | 1.6846 | 746.7011 | 2024 | Control | 0.053 | 3 | 0 | esc | 0 | 0 | 0 | 0 | 0.055966 | 0.094279 | 0.055966 | 0.094279
[79 empty] | WLDFR | HFTD - Distribution - Tier 3 - 2QU CoRE ¦ 4QU LoRE | Non-Red Flag Warning - Large Fires | 2025 | 0 | 0 | 0 | 0 | 5.475 | 0.71896 | 3.0715 | 1.6846 | 0 | 0 | 0 | 0.37599 | 2.6463e-05 |  | 0 | 0 | 0 | 0 | 0 | 0 | 0 | 0 | 0 | 0 | 9.9498e-06 | 9.9498e-06 | [40 empty] | All EPR in 2020WLDFRElectric Reliability | WLDFR | HFTD - Distribution - Tier 2 - 3QU CoRE ¦ 5QU LoRE | Non-Red Flag Warning - Large Fires | 2025 | Electric Reliability | 0.71896 | 746.7011 | 2025 | Control | 0.1325 | 3 | 0 | esc | 0 | 0 | 0 | 0 | 0 | 0 | 0.15274 | 0.10981
[79 empty] | WLDFR | HFTD - Distribution - Tier 3 - 2QU CoRE ¦ 4QU LoRE | Non-Red Flag Warning - Small Fires | 2020 | 0 | 0 | 0 | 0 | 0.077901 | 0.036425 | 0.0015809 | 0.039895 | 0.0078847 | 0 | 0 | 0 | 0.0036372 |  | 0 | 2.8678e-05 | 2.8678e-05 | 0 | 0 | 0 | 0 | 0 | 0 | 0 | 0 | 0 | [40 empty] | All EPR in 2020WLDFRFinancial | WLDFR | HFTD - Distribution - Tier 2 - 3QU CoRE ¦ 5QU LoRE | Non-Red Flag Warning - Large Fires | 2025 | Financial | 3.0715 | 746.7011 | 2025 | Control | 0.053 | 3 | 0 | esc | 0 | 0 | 0 | 0 | 0 | 0 | 0.055966 | 0.1719
[79 empty] | WLDFR | HFTD - Distribution - Tier 3 - 2QU CoRE ¦ 4QU LoRE | Non-Red Flag Warning - Small Fires | 2021 | 0 | 0 | 0 | 0 | 0.077901 | 0.036425 | 0.0015809 | 0.039895 | 0.0078847 | 0.0078847 | 0 | 0 | 0.0036372 |  | 0 | 2.8678e-05 | 2.8678e-05 | 0 | 2.8678e-05 | 2.8678e-05 | 0 | 0 | 0 | 0 | 0 | 0 | [40 empty] | All EPR in 2020WLDFRSafety | WLDFR | HFTD - Distribution - Tier 2 - 3QU CoRE ¦ 5QU LoRE | Non-Red Flag Warning - Large Fires | 2025 | Safety | 1.6846 | 746.7011 | 2025 | Control | 0.053 | 3 | 0 | esc | 0 | 0 | 0 | 0 | 0 | 0 | 0.055966 | 0.094279
[79 empty] | WLDFR | HFTD - Distribution - Tier 3 - 2QU CoRE ¦ 4QU LoRE | Non-Red Flag Warning - Small Fires | 2022 | 0 | 0 | 0 | 0 | 0.077901 | 0.036425 | 0.0015809 | 0.039895 | 0.0078847 | 0.0078847 | 0.0078847 | 0 | 0.0036372 |  | 0 | 2.8678e-05 | 2.8678e-05 | 0 | 2.8678e-05 | 2.8678e-05 | 0 | 2.8678e-05 | 2.8678e-05 | 0 | 0 | 0 | [40 empty] | All EPR in 2020WLDFRElectric Reliability | WLDFR | HFTD - Distribution - Tier 2 - 3QU CoRE ¦ 5QU LoRE | Non-Red Flag Warning - Small Fires | 2021 | Electric Reliability | 0.036425 | 746.7011 | 2021 | Control | 0.1325 | 3 | 0 | esc | 0.15274 | 0.0055635 | 0.15274 | 0.0055635 | 0 | 0 | 0 | 0
[79 empty] | WLDFR | HFTD - Distribution - Tier 3 - 2QU CoRE ¦ 4QU LoRE | Non-Red Flag Warning - Small Fires | 2023 | 0 | 0 | 0 | 0 | 0.080408 | 0.03759 | 0.0016314 | 0.041187 | 0 | 0.0081378 | 0.0081378 | 0.0081378 | 0.0036372 |  | 0 | 0 | 0 | 0 | 2.9599e-05 | 2.9599e-05 | 0 | 2.9599e-05 | 2.9599e-05 | 0 | 2.9599e-05 | 2.9599e-05 | [40 empty] | All EPR in 2020WLDFRFinancial | WLDFR | HFTD - Distribution - Tier 2 - 3QU CoRE ¦ 5QU LoRE | Non-Red Flag Warning - Small Fires | 2021 | Financial | 0.0015809 | 746.7011 | 2021 | Control | 0.053 | 3 | 0 | esc | 0.055966 | 8.8475e-05 | 0.055966 | 8.8475e-05 | 0 | 0 | 0 | 0
[79 empty] | WLDFR | HFTD - Distribution - Tier 3 - 2QU CoRE ¦ 4QU LoRE | Non-Red Flag Warning - Small Fires | 2024 | 0 | 0 | 0 | 0 | 0.080408 | 0.03759 | 0.0016314 | 0.041187 | 0 | 0 | 0.0081378 | 0.0081378 | 0.0036372 |  | 0 | 0 | 0 | 0 | 0 | 0 | 0 | 2.9599e-05 | 2.9599e-05 | 0 | 2.9599e-05 | 2.9599e-05 | [40 empty] | All EPR in 2020WLDFRSafety | WLDFR | HFTD - Distribution - Tier 2 - 3QU CoRE ¦ 5QU LoRE | Non-Red Flag Warning - Small Fires | 2021 | Safety | 0.039895 | 746.7011 | 2021 | Control | 0.053 | 3 | 0 | esc | 0.055966 | 0.0022328 | 0.055966 | 0.0022328 | 0 | 0 | 0 | 0
[79 empty] | WLDFR | HFTD - Distribution - Tier 3 - 2QU CoRE ¦ 4QU LoRE | Non-Red Flag Warning - Small Fires | 2025 | 0 | 0 | 0 | 0 | 0.080408 | 0.03759 | 0.0016314 | 0.041187 | 0 | 0 | 0 | 0.0081378 | 0.0036372 |  | 0 | 0 | 0 | 0 | 0 | 0 | 0 | 0 | 0 | 0 | 2.9599e-05 | 2.9599e-05 | [40 empty] | All EPR in 2020WLDFRElectric Reliability | WLDFR | HFTD - Distribution - Tier 2 - 3QU CoRE ¦ 5QU LoRE | Non-Red Flag Warning - Small Fires | 2022 | Electric Reliability | 0.036425 | 746.7011 | 2022 | Control | 0.1325 | 3 | 0 | esc | 0.15274 | 0.0055635 | 0.15274 | 0.0055635 | 0.15274 | 0.0055635 | 0 | 0
[79 empty] | WLDFR | HFTD - Distribution - Tier 3 - 2QU CoRE ¦ 4QU LoRE | Red Flag Warning - Catastrophic Fires | 2020 | 0 | 0 | 0 | 0 | 14146.1306 | 222.2294 | 8585.7228 | 5338.1784 | 813.2108 | 0 | 0 | 0 | 6.3011e-05 |  | 0 | 0.051241 | 0.051241 | 0 | 0 | 0 | 0 | 0 | 0 | 0 | 0 | 0 | [40 empty] | All EPR in 2020WLDFRFinancial | WLDFR | HFTD - Distribution - Tier 2 - 3QU CoRE ¦ 5QU LoRE | Non-Red Flag Warning - Small Fires | 2022 | Financial | 0.0015809 | 746.7011 | 2022 | Control | 0.053 | 3 | 0 | esc | 0.055966 | 8.8475e-05 | 0.055966 | 8.8475e-05 | 0.055966 | 8.8475e-05 | 0 | 0
[79 empty] | WLDFR | HFTD - Distribution - Tier 3 - 2QU CoRE ¦ 4QU LoRE | Red Flag Warning - Catastrophic Fires | 2021 | 0 | 0 | 0 | 0 | 14146.1306 | 222.2294 | 8585.7228 | 5338.1784 | 813.2108 | 813.2108 | 0 | 0 | 6.3011e-05 |  | 0 | 0.051241 | 0.051241 | 0 | 0.051241 | 0.051241 | 0 | 0 | 0 | 0 | 0 | 0 | [40 empty] | All EPR in 2020WLDFRSafety | WLDFR | HFTD - Distribution - Tier 2 - 3QU CoRE ¦ 5QU LoRE | Non-Red Flag Warning - Small Fires | 2022 | Safety | 0.039895 | 746.7011 | 2022 | Control | 0.053 | 3 | 0 | esc | 0.055966 | 0.0022328 | 0.055966 | 0.0022328 | 0.055966 | 0.0022328 | 0 | 0
[79 empty] | WLDFR | HFTD - Distribution - Tier 3 - 2QU CoRE ¦ 4QU LoRE | Red Flag Warning - Catastrophic Fires | 2022 | 0 | 0 | 0 | 0 | 14146.1306 | 222.2294 | 8585.7228 | 5338.1784 | 813.2108 | 813.2108 | 813.2108 | 0 | 6.3011e-05 |  | 0 | 0.051241 | 0.051241 | 0 | 0.051241 | 0.051241 | 0 | 0.051241 | 0.051241 | 0 | 0 | 0 | [40 empty] | All EPR in 2020WLDFRElectric Reliability | WLDFR | HFTD - Distribution - Tier 2 - 3QU CoRE ¦ 5QU LoRE | Non-Red Flag Warning - Small Fires | 2023 | Electric Reliability | 0.03759 | 746.7011 | 2023 | Control | 0.1325 | 3 | 0 | esc | 0 | 0 | 0.15274 | 0.0057414 | 0.15274 | 0.0057414 | 0.15274 | 0.0057414
[79 empty] | WLDFR | HFTD - Distribution - Tier 3 - 2QU CoRE ¦ 4QU LoRE | Red Flag Warning - Catastrophic Fires | 2023 | 0 | 0 | 0 | 0 | 14664.6376 | 233.2301 | 8896.516 | 5534.8915 | 0 | 843.2942 | 843.2942 | 843.2942 | 6.3011e-05 |  | 0 | 0 | 0 | 0 | 0.053137 | 0.053137 | 0 | 0.053137 | 0.053137 | 0 | 0.053137 | 0.053137 | [40 empty] | All EPR in 2020WLDFRFinancial | WLDFR | HFTD - Distribution - Tier 2 - 3QU CoRE ¦ 5QU LoRE | Non-Red Flag Warning - Small Fires | 2023 | Financial | 0.0016314 | 746.7011 | 2023 | Control | 0.053 | 3 | 0 | esc | 0 | 0 | 0.055966 | 9.1305e-05 | 0.055966 | 9.1305e-05 | 0.055966 | 9.1305e-05
[79 empty] | WLDFR | HFTD - Distribution - Tier 3 - 2QU CoRE ¦ 4QU LoRE | Red Flag Warning - Catastrophic Fires | 2024 | 0 | 0 | 0 | 0 | 14664.6376 | 233.2301 | 8896.516 | 5534.8915 | 0 | 0 | 843.2942 | 843.2942 | 6.3011e-05 |  | 0 | 0 | 0 | 0 | 0 | 0 | 0 | 0.053137 | 0.053137 | 0 | 0.053137 | 0.053137 | [40 empty] | All EPR in 2020WLDFRSafety | WLDFR | HFTD - Distribution - Tier 2 - 3QU CoRE ¦ 5QU LoRE | Non-Red Flag Warning - Small Fires | 2023 | Safety | 0.041187 | 746.7011 | 2023 | Control | 0.053 | 3 | 0 | esc | 0 | 0 | 0.055966 | 0.0023051 | 0.055966 | 0.0023051 | 0.055966 | 0.0023051
[79 empty] | WLDFR | HFTD - Distribution - Tier 3 - 2QU CoRE ¦ 4QU LoRE | Red Flag Warning - Catastrophic Fires | 2025 | 0 | 0 | 0 | 0 | 14664.6376 | 233.2301 | 8896.516 | 5534.8915 | 0 | 0 | 0 | 843.2942 | 6.3011e-05 |  | 0 | 0 | 0 | 0 | 0 | 0 | 0 | 0 | 0 | 0 | 0.053137 | 0.053137 | [40 empty] | All EPR in 2020WLDFRElectric Reliability | WLDFR | HFTD - Distribution - Tier 2 - 3QU CoRE ¦ 5QU LoRE | Non-Red Flag Warning - Small Fires | 2024 | Electric Reliability | 0.03759 | 746.7011 | 2024 | Control | 0.1325 | 3 | 0 | esc | 0 | 0 | 0 | 0 | 0.15274 | 0.0057414 | 0.15274 | 0.0057414
[79 empty] | WLDFR | HFTD - Distribution - Tier 3 - 2QU CoRE ¦ 4QU LoRE | Red Flag Warning - Destructive Fires | 2020 | 0 | 0 | 0 | 0 | 8807.9522 | 222.2294 | 8585.7228 | 0 | 514.4532 | 0 | 0 | 0 | 8.5762e-06 |  | 0 | 0.004412 | 0.004412 | 0 | 0 | 0 | 0 | 0 | 0 | 0 | 0 | 0 | [40 empty] | All EPR in 2020WLDFRFinancial | WLDFR | HFTD - Distribution - Tier 2 - 3QU CoRE ¦ 5QU LoRE | Non-Red Flag Warning - Small Fires | 2024 | Financial | 0.0016314 | 746.7011 | 2024 | Control | 0.053 | 3 | 0 | esc | 0 | 0 | 0 | 0 | 0.055966 | 9.1305e-05 | 0.055966 | 9.1305e-05
[79 empty] | WLDFR | HFTD - Distribution - Tier 3 - 2QU CoRE ¦ 4QU LoRE | Red Flag Warning - Destructive Fires | 2021 | 0 | 0 | 0 | 0 | 8807.9522 | 222.2294 | 8585.7228 | 0 | 514.4532 | 514.4532 | 0 | 0 | 8.5762e-06 |  | 0 | 0.004412 | 0.004412 | 0 | 0.004412 | 0.004412 | 0 | 0 | 0 | 0 | 0 | 0 | [40 empty] | All EPR in 2020WLDFRSafety | WLDFR | HFTD - Distribution - Tier 2 - 3QU CoRE ¦ 5QU LoRE | Non-Red Flag Warning - Small Fires | 2024 | Safety | 0.041187 | 746.7011 | 2024 | Control | 0.053 | 3 | 0 | esc | 0 | 0 | 0 | 0 | 0.055966 | 0.0023051 | 0.055966 | 0.0023051
[79 empty] | WLDFR | HFTD - Distribution - Tier 3 - 2QU CoRE ¦ 4QU LoRE | Red Flag Warning - Destructive Fires | 2022 | 0 | 0 | 0 | 0 | 8807.9522 | 222.2294 | 8585.7228 | 0 | 514.4532 | 514.4532 | 514.4532 | 0 | 8.5762e-06 |  | 0 | 0.004412 | 0.004412 | 0 | 0.004412 | 0.004412 | 0 | 0.004412 | 0.004412 | 0 | 0 | 0 | [40 empty] | All EPR in 2020WLDFRElectric Reliability | WLDFR | HFTD - Distribution - Tier 2 - 3QU CoRE ¦ 5QU LoRE | Non-Red Flag Warning - Small Fires | 2025 | Electric Reliability | 0.03759 | 746.7011 | 2025 | Control | 0.1325 | 3 | 0 | esc | 0 | 0 | 0 | 0 | 0 | 0 | 0.15274 | 0.0057414
[79 empty] | WLDFR | HFTD - Distribution - Tier 3 - 2QU CoRE ¦ 4QU LoRE | Red Flag Warning - Destructive Fires | 2023 | 0 | 0 | 0 | 0 | 9129.7461 | 233.2301 | 8896.516 | 0 | 0 | 533.5273 | 533.5273 | 533.5273 | 8.5762e-06 |  | 0 | 0 | 0 | 0 | 0.0045756 | 0.0045756 | 0 | 0.0045756 | 0.0045756 | 0 | 0.0045756 | 0.0045756 | [40 empty] | All EPR in 2020WLDFRFinancial | WLDFR | HFTD - Distribution - Tier 2 - 3QU CoRE ¦ 5QU LoRE | Non-Red Flag Warning - Small Fires | 2025 | Financial | 0.0016314 | 746.7011 | 2025 | Control | 0.053 | 3 | 0 | esc | 0 | 0 | 0 | 0 | 0 | 0 | 0.055966 | 9.1305e-05
[79 empty] | WLDFR | HFTD - Distribution - Tier 3 - 2QU CoRE ¦ 4QU LoRE | Red Flag Warning - Destructive Fires | 2024 | 0 | 0 | 0 | 0 | 9129.7461 | 233.2301 | 8896.516 | 0 | 0 | 0 | 533.5273 | 533.5273 | 8.5762e-06 |  | 0 | 0 | 0 | 0 | 0 | 0 | 0 | 0.0045756 | 0.0045756 | 0 | 0.0045756 | 0.0045756 | [40 empty] | All EPR in 2020WLDFRSafety | WLDFR | HFTD - Distribution - Tier 2 - 3QU CoRE ¦ 5QU LoRE | Non-Red Flag Warning - Small Fires | 2025 | Safety | 0.041187 | 746.7011 | 2025 | Control | 0.053 | 3 | 0 | esc | 0 | 0 | 0 | 0 | 0 | 0 | 0.055966 | 0.0023051
[79 empty] | WLDFR | HFTD - Distribution - Tier 3 - 2QU CoRE ¦ 4QU LoRE | Red Flag Warning - Destructive Fires | 2025 | 0 | 0 | 0 | 0 | 9129.7461 | 233.2301 | 8896.516 | 0 | 0 | 0 | 0 | 533.5273 | 8.5762e-06 |  | 0 | 0 | 0 | 0 | 0 | 0 | 0 | 0 | 0 | 0 | 0.0045756 | 0.0045756 | [40 empty] | All EPR in 2020WLDFRElectric Reliability | WLDFR | HFTD - Distribution - Tier 2 - 3QU CoRE ¦ 5QU LoRE | Red Flag Warning - Catastrophic Fires | 2021 | Electric Reliability | 222.2294 | 746.7011 | 2021 | Control | 0.1325 | 3 | 0 | esc | 0.15274 | 33.9428 | 0.15274 | 33.9428 | 0 | 0 | 0 | 0
[79 empty] | WLDFR | HFTD - Distribution - Tier 3 - 2QU CoRE ¦ 4QU LoRE | Red Flag Warning - Large Fires | 2020 | 0 | 0 | 0 | 0 | 5.2406 | 0.69642 | 2.942 | 1.6022 | 0.36069 | 0 | 0 | 0 | 5.3984e-05 |  | 0 | 1.9471e-05 | 1.9471e-05 | 0 | 0 | 0 | 0 | 0 | 0 | 0 | 0 | 0 | [40 empty] | All EPR in 2020WLDFRFinancial | WLDFR | HFTD - Distribution - Tier 2 - 3QU CoRE ¦ 5QU LoRE | Red Flag Warning - Catastrophic Fires | 2021 | Financial | 8585.7228 | 746.7011 | 2021 | Control | 0.053 | 3 | 0 | esc | 0.055966 | 480.5104 | 0.055966 | 480.5104 | 0 | 0 | 0 | 0
[79 empty] | WLDFR | HFTD - Distribution - Tier 3 - 2QU CoRE ¦ 4QU LoRE | Red Flag Warning - Large Fires | 2021 | 0 | 0 | 0 | 0 | 5.2406 | 0.69642 | 2.942 | 1.6022 | 0.36069 | 0.36069 | 0 | 0 | 5.3984e-05 |  | 0 | 1.9471e-05 | 1.9471e-05 | 0 | 1.9471e-05 | 1.9471e-05 | 0 | 0 | 0 | 0 | 0 | 0 | [40 empty] | All EPR in 2020WLDFRSafety | WLDFR | HFTD - Distribution - Tier 2 - 3QU CoRE ¦ 5QU LoRE | Red Flag Warning - Catastrophic Fires | 2021 | Safety | 5338.1784 | 746.7011 | 2021 | Control | 0.053 | 3 | 0 | esc | 0.055966 | 298.7576 | 0.055966 | 298.7576 | 0 | 0 | 0 | 0
[79 empty] | WLDFR | HFTD - Distribution - Tier 3 - 2QU CoRE ¦ 4QU LoRE | Red Flag Warning - Large Fires | 2022 | 0 | 0 | 0 | 0 | 5.2406 | 0.69642 | 2.942 | 1.6022 | 0.36069 | 0.36069 | 0.36069 | 0 | 5.3984e-05 |  | 0 | 1.9471e-05 | 1.9471e-05 | 0 | 1.9471e-05 | 1.9471e-05 | 0 | 1.9471e-05 | 1.9471e-05 | 0 | 0 | 0 | [40 empty] | All EPR in 2020WLDFRElectric Reliability | WLDFR | HFTD - Distribution - Tier 2 - 3QU CoRE ¦ 5QU LoRE | Red Flag Warning - Catastrophic Fires | 2022 | Electric Reliability | 222.2294 | 746.7011 | 2022 | Control | 0.1325 | 3 | 0 | esc | 0.15274 | 33.9428 | 0.15274 | 33.9428 | 0.15274 | 33.9428 | 0 | 0
[79 empty] | WLDFR | HFTD - Distribution - Tier 3 - 2QU CoRE ¦ 4QU LoRE | Red Flag Warning - Large Fires | 2023 | 0 | 0 | 0 | 0 | 5.475 | 0.71896 | 3.0715 | 1.6846 | 0 | 0.37599 | 0.37599 | 0.37599 | 5.3984e-05 |  | 0 | 0 | 0 | 0 | 2.0297e-05 | 2.0297e-05 | 0 | 2.0297e-05 | 2.0297e-05 | 0 | 2.0297e-05 | 2.0297e-05 | [40 empty] | All EPR in 2020WLDFRFinancial | WLDFR | HFTD - Distribution - Tier 2 - 3QU CoRE ¦ 5QU LoRE | Red Flag Warning - Catastrophic Fires | 2022 | Financial | 8585.7228 | 746.7011 | 2022 | Control | 0.053 | 3 | 0 | esc | 0.055966 | 480.5104 | 0.055966 | 480.5104 | 0.055966 | 480.5104 | 0 | 0
[79 empty] | WLDFR | HFTD - Distribution - Tier 3 - 2QU CoRE ¦ 4QU LoRE | Red Flag Warning - Large Fires | 2024 | 0 | 0 | 0 | 0 | 5.475 | 0.71896 | 3.0715 | 1.6846 | 0 | 0 | 0.37599 | 0.37599 | 5.3984e-05 |  | 0 | 0 | 0 | 0 | 0 | 0 | 0 | 2.0297e-05 | 2.0297e-05 | 0 | 2.0297e-05 | 2.0297e-05 | [40 empty] | All EPR in 2020WLDFRSafety | WLDFR | HFTD - Distribution - Tier 2 - 3QU CoRE ¦ 5QU LoRE | Red Flag Warning - Catastrophic Fires | 2022 | Safety | 5338.1784 | 746.7011 | 2022 | Control | 0.053 | 3 | 0 | esc | 0.055966 | 298.7576 | 0.055966 | 298.7576 | 0.055966 | 298.7576 | 0 | 0
[79 empty] | WLDFR | HFTD - Distribution - Tier 3 - 2QU CoRE ¦ 4QU LoRE | Red Flag Warning - Large Fires | 2025 | 0 | 0 | 0 | 0 | 5.475 | 0.71896 | 3.0715 | 1.6846 | 0 | 0 | 0 | 0.37599 | 5.3984e-05 |  | 0 | 0 | 0 | 0 | 0 | 0 | 0 | 0 | 0 | 0 | 2.0297e-05 | 2.0297e-05 | [40 empty] | All EPR in 2020WLDFRElectric Reliability | WLDFR | HFTD - Distribution - Tier 2 - 3QU CoRE ¦ 5QU LoRE | Red Flag Warning - Catastrophic Fires | 2023 | Electric Reliability | 233.2301 | 746.7011 | 2023 | Control | 0.1325 | 3 | 0 | esc | 0 | 0 | 0.15274 | 35.623 | 0.15274 | 35.623 | 0.15274 | 35.623
[79 empty] | WLDFR | HFTD - Distribution - Tier 3 - 2QU CoRE ¦ 4QU LoRE | Red Flag Warning - Small Fires | 2020 | 0 | 0 | 0 | 0 | 0.077901 | 0.036425 | 0.0015809 | 0.039895 | 0.0078847 | 0 | 0 | 0 | 0.00052911 |  | 0 | 4.1719e-06 | 4.1719e-06 | 0 | 0 | 0 | 0 | 0 | 0 | 0 | 0 | 0 | [40 empty] | All EPR in 2020WLDFRFinancial | WLDFR | HFTD - Distribution - Tier 2 - 3QU CoRE ¦ 5QU LoRE | Red Flag Warning - Catastrophic Fires | 2023 | Financial | 8896.516 | 746.7011 | 2023 | Control | 0.053 | 3 | 0 | esc | 0 | 0 | 0.055966 | 497.9043 | 0.055966 | 497.9043 | 0.055966 | 497.9043
[79 empty] | WLDFR | HFTD - Distribution - Tier 3 - 2QU CoRE ¦ 4QU LoRE | Red Flag Warning - Small Fires | 2021 | 0 | 0 | 0 | 0 | 0.077901 | 0.036425 | 0.0015809 | 0.039895 | 0.0078847 | 0.0078847 | 0 | 0 | 0.00052911 |  | 0 | 4.1719e-06 | 4.1719e-06 | 0 | 4.1719e-06 | 4.1719e-06 | 0 | 0 | 0 | 0 | 0 | 0 | [40 empty] | All EPR in 2020WLDFRSafety | WLDFR | HFTD - Distribution - Tier 2 - 3QU CoRE ¦ 5QU LoRE | Red Flag Warning - Catastrophic Fires | 2023 | Safety | 5534.8915 | 746.7011 | 2023 | Control | 0.053 | 3 | 0 | esc | 0 | 0 | 0.055966 | 309.7669 | 0.055966 | 309.7669 | 0.055966 | 309.7669
[79 empty] | WLDFR | HFTD - Distribution - Tier 3 - 2QU CoRE ¦ 4QU LoRE | Red Flag Warning - Small Fires | 2022 | 0 | 0 | 0 | 0 | 0.077901 | 0.036425 | 0.0015809 | 0.039895 | 0.0078847 | 0.0078847 | 0.0078847 | 0 | 0.00052911 |  | 0 | 4.1719e-06 | 4.1719e-06 | 0 | 4.1719e-06 | 4.1719e-06 | 0 | 4.1719e-06 | 4.1719e-06 | 0 | 0 | 0 | [40 empty] | All EPR in 2020WLDFRElectric Reliability | WLDFR | HFTD - Distribution - Tier 2 - 3QU CoRE ¦ 5QU LoRE | Red Flag Warning - Catastrophic Fires | 2024 | Electric Reliability | 233.2301 | 746.7011 | 2024 | Control | 0.1325 | 3 | 0 | esc | 0 | 0 | 0 | 0 | 0.15274 | 35.623 | 0.15274 | 35.623
[79 empty] | WLDFR | HFTD - Distribution - Tier 3 - 2QU CoRE ¦ 4QU LoRE | Red Flag Warning - Small Fires | 2023 | 0 | 0 | 0 | 0 | 0.080408 | 0.03759 | 0.0016314 | 0.041187 | 0 | 0.0081378 | 0.0081378 | 0.0081378 | 0.00052911 |  | 0 | 0 | 0 | 0 | 4.3058e-06 | 4.3058e-06 | 0 | 4.3058e-06 | 4.3058e-06 | 0 | 4.3058e-06 | 4.3058e-06 | [40 empty] | All EPR in 2020WLDFRFinancial | WLDFR | HFTD - Distribution - Tier 2 - 3QU CoRE ¦ 5QU LoRE | Red Flag Warning - Catastrophic Fires | 2024 | Financial | 8896.516 | 746.7011 | 2024 | Control | 0.053 | 3 | 0 | esc | 0 | 0 | 0 | 0 | 0.055966 | 497.9043 | 0.055966 | 497.9043
[79 empty] | WLDFR | HFTD - Distribution - Tier 3 - 2QU CoRE ¦ 4QU LoRE | Red Flag Warning - Small Fires | 2024 | 0 | 0 | 0 | 0 | 0.080408 | 0.03759 | 0.0016314 | 0.041187 | 0 | 0 | 0.0081378 | 0.0081378 | 0.00052911 |  | 0 | 0 | 0 | 0 | 0 | 0 | 0 | 4.3058e-06 | 4.3058e-06 | 0 | 4.3058e-06 | 4.3058e-06 | [40 empty] | All EPR in 2020WLDFRSafety | WLDFR | HFTD - Distribution - Tier 2 - 3QU CoRE ¦ 5QU LoRE | Red Flag Warning - Catastrophic Fires | 2024 | Safety | 5534.8915 | 746.7011 | 2024 | Control | 0.053 | 3 | 0 | esc | 0 | 0 | 0 | 0 | 0.055966 | 309.7669 | 0.055966 | 309.7669
[79 empty] | WLDFR | HFTD - Distribution - Tier 3 - 2QU CoRE ¦ 4QU LoRE | Red Flag Warning - Small Fires | 2025 | 0 | 0 | 0 | 0 | 0.080408 | 0.03759 | 0.0016314 | 0.041187 | 0 | 0 | 0 | 0.0081378 | 0.00052911 |  | 0 | 0 | 0 | 0 | 0 | 0 | 0 | 0 | 0 | 0 | 4.3058e-06 | 4.3058e-06 | [40 empty] | All EPR in 2020WLDFRElectric Reliability | WLDFR | HFTD - Distribution - Tier 2 - 3QU CoRE ¦ 5QU LoRE | Red Flag Warning - Catastrophic Fires | 2025 | Electric Reliability | 233.2301 | 746.7011 | 2025 | Control | 0.1325 | 3 | 0 | esc | 0 | 0 | 0 | 0 | 0 | 0 | 0.15274 | 35.623
[79 empty] | WLDFR | HFTD - Distribution - Tier 3 - 2QU CoRE ¦ 4QU LoRE | Seismic - Non-Red Flag Warning - Catastrophic Fires | 2020 | 0 | 0 | 0 | 0 | 21083.8428 | 409.2237 | 13469.0878 | 7205.5313 | 1219.584 | 0 | 0 | 0 | 4.0052e-10 |  | 0 | 4.8846e-07 | 4.8846e-07 | 0 | 0 | 0 | 0 | 0 | 0 | 0 | 0 | 0 | [40 empty] | All EPR in 2020WLDFRFinancial | WLDFR | HFTD - Distribution - Tier 2 - 3QU CoRE ¦ 5QU LoRE | Red Flag Warning - Catastrophic Fires | 2025 | Financial | 8896.516 | 746.7011 | 2025 | Control | 0.053 | 3 | 0 | esc | 0 | 0 | 0 | 0 | 0 | 0 | 0.055966 | 497.9043
[79 empty] | WLDFR | HFTD - Distribution - Tier 3 - 2QU CoRE ¦ 4QU LoRE | Seismic - Non-Red Flag Warning - Catastrophic Fires | 2021 | 0 | 0 | 0 | 0 | 21083.8428 | 409.2237 | 13469.0878 | 7205.5313 | 1219.584 | 1219.584 | 0 | 0 | 4.0052e-10 |  | 0 | 4.8846e-07 | 4.8846e-07 | 0 | 4.8846e-07 | 4.8846e-07 | 0 | 0 | 0 | 0 | 0 | 0 | [40 empty] | All EPR in 2020WLDFRSafety | WLDFR | HFTD - Distribution - Tier 2 - 3QU CoRE ¦ 5QU LoRE | Red Flag Warning - Catastrophic Fires | 2025 | Safety | 5534.8915 | 746.7011 | 2025 | Control | 0.053 | 3 | 0 | esc | 0 | 0 | 0 | 0 | 0 | 0 | 0.055966 | 309.7669
[79 empty] | WLDFR | HFTD - Distribution - Tier 3 - 2QU CoRE ¦ 4QU LoRE | Seismic - Non-Red Flag Warning - Catastrophic Fires | 2022 | 0 | 0 | 0 | 0 | 21083.8428 | 409.2237 | 13469.0878 | 7205.5313 | 1219.584 | 1219.584 | 1219.584 | 0 | 4.0052e-10 |  | 0 | 4.8846e-07 | 4.8846e-07 | 0 | 4.8846e-07 | 4.8846e-07 | 0 | 4.8846e-07 | 4.8846e-07 | 0 | 0 | 0 | [40 empty] | All EPR in 2020WLDFRElectric Reliability | WLDFR | HFTD - Distribution - Tier 2 - 3QU CoRE ¦ 5QU LoRE | Red Flag Warning - Destructive Fires | 2021 | Electric Reliability | 222.2294 | 746.7011 | 2021 | Control | 0.1325 | 3 | 0 | esc | 0.15274 | 33.9428 | 0.15274 | 33.9428 | 0 | 0 | 0 | 0
[79 empty] | WLDFR | HFTD - Distribution - Tier 3 - 2QU CoRE ¦ 4QU LoRE | Seismic - Non-Red Flag Warning - Catastrophic Fires | 2023 | 0 | 0 | 0 | 0 | 21835.9781 | 428.6023 | 13939.561 | 7467.8148 | 0 | 1263.5534 | 1263.5534 | 1263.5534 | 4.0052e-10 |  | 0 | 0 | 0 | 0 | 5.0607e-07 | 5.0607e-07 | 0 | 5.0607e-07 | 5.0607e-07 | 0 | 5.0607e-07 | 5.0607e-07 | [40 empty] | All EPR in 2020WLDFRFinancial | WLDFR | HFTD - Distribution - Tier 2 - 3QU CoRE ¦ 5QU LoRE | Red Flag Warning - Destructive Fires | 2021 | Financial | 8585.7228 | 746.7011 | 2021 | Control | 0.053 | 3 | 0 | esc | 0.055966 | 480.5104 | 0.055966 | 480.5104 | 0 | 0 | 0 | 0
[79 empty] | WLDFR | HFTD - Distribution - Tier 3 - 2QU CoRE ¦ 4QU LoRE | Seismic - Non-Red Flag Warning - Catastrophic Fires | 2024 | 0 | 0 | 0 | 0 | 21835.9781 | 428.6023 | 13939.561 | 7467.8148 | 0 | 0 | 1263.5534 | 1263.5534 | 4.0052e-10 |  | 0 | 0 | 0 | 0 | 0 | 0 | 0 | 5.0607e-07 | 5.0607e-07 | 0 | 5.0607e-07 | 5.0607e-07 | [40 empty] | All EPR in 2020WLDFRElectric Reliability | WLDFR | HFTD - Distribution - Tier 2 - 3QU CoRE ¦ 5QU LoRE | Red Flag Warning - Destructive Fires | 2022 | Electric Reliability | 222.2294 | 746.7011 | 2022 | Control | 0.1325 | 3 | 0 | esc | 0.15274 | 33.9428 | 0.15274 | 33.9428 | 0.15274 | 33.9428 | 0 | 0
[79 empty] | WLDFR | HFTD - Distribution - Tier 3 - 2QU CoRE ¦ 4QU LoRE | Seismic - Non-Red Flag Warning - Catastrophic Fires | 2025 | 0 | 0 | 0 | 0 | 21835.9781 | 428.6023 | 13939.561 | 7467.8148 | 0 | 0 | 0 | 1263.5534 | 4.0052e-10 |  | 0 | 0 | 0 | 0 | 0 | 0 | 0 | 0 | 0 | 0 | 5.0607e-07 | 5.0607e-07 | [40 empty] | All EPR in 2020WLDFRFinancial | WLDFR | HFTD - Distribution - Tier 2 - 3QU CoRE ¦ 5QU LoRE | Red Flag Warning - Destructive Fires | 2022 | Financial | 8585.7228 | 746.7011 | 2022 | Control | 0.053 | 3 | 0 | esc | 0.055966 | 480.5104 | 0.055966 | 480.5104 | 0.055966 | 480.5104 | 0 | 0
[79 empty] | WLDFR | HFTD - Distribution - Tier 3 - 2QU CoRE ¦ 4QU LoRE | Seismic - Red Flag Warning - Catastrophic Fires | 2020 | 0 | 0 | 0 | 0 | 21083.8428 | 409.2237 | 13469.0878 | 7205.5313 | 1219.584 | 0 | 0 | 0 | 1.7274e-08 |  | 0 | 2.1067e-05 | 2.1067e-05 | 0 | 0 | 0 | 0 | 0 | 0 | 0 | 0 | 0 | [40 empty] | All EPR in 2020WLDFRElectric Reliability | WLDFR | HFTD - Distribution - Tier 2 - 3QU CoRE ¦ 5QU LoRE | Red Flag Warning - Destructive Fires | 2023 | Electric Reliability | 233.2301 | 746.7011 | 2023 | Control | 0.1325 | 3 | 0 | esc | 0 | 0 | 0.15274 | 35.623 | 0.15274 | 35.623 | 0.15274 | 35.623
[79 empty] | WLDFR | HFTD - Distribution - Tier 3 - 2QU CoRE ¦ 4QU LoRE | Seismic - Red Flag Warning - Catastrophic Fires | 2021 | 0 | 0 | 0 | 0 | 21083.8428 | 409.2237 | 13469.0878 | 7205.5313 | 1219.584 | 1219.584 | 0 | 0 | 1.7274e-08 |  | 0 | 2.1067e-05 | 2.1067e-05 | 0 | 2.1067e-05 | 2.1067e-05 | 0 | 0 | 0 | 0 | 0 | 0 | [40 empty] | All EPR in 2020WLDFRFinancial | WLDFR | HFTD - Distribution - Tier 2 - 3QU CoRE ¦ 5QU LoRE | Red Flag Warning - Destructive Fires | 2023 | Financial | 8896.516 | 746.7011 | 2023 | Control | 0.053 | 3 | 0 | esc | 0 | 0 | 0.055966 | 497.9043 | 0.055966 | 497.9043 | 0.055966 | 497.9043
[79 empty] | WLDFR | HFTD - Distribution - Tier 3 - 2QU CoRE ¦ 4QU LoRE | Seismic - Red Flag Warning - Catastrophic Fires | 2022 | 0 | 0 | 0 | 0 | 21083.8428 | 409.2237 | 13469.0878 | 7205.5313 | 1219.584 | 1219.584 | 1219.584 | 0 | 1.7274e-08 |  | 0 | 2.1067e-05 | 2.1067e-05 | 0 | 2.1067e-05 | 2.1067e-05 | 0 | 2.1067e-05 | 2.1067e-05 | 0 | 0 | 0 | [40 empty] | All EPR in 2020WLDFRElectric Reliability | WLDFR | HFTD - Distribution - Tier 2 - 3QU CoRE ¦ 5QU LoRE | Red Flag Warning - Destructive Fires | 2024 | Electric Reliability | 233.2301 | 746.7011 | 2024 | Control | 0.1325 | 3 | 0 | esc | 0 | 0 | 0 | 0 | 0.15274 | 35.623 | 0.15274 | 35.623
[79 empty] | WLDFR | HFTD - Distribution - Tier 3 - 2QU CoRE ¦ 4QU LoRE | Seismic - Red Flag Warning - Catastrophic Fires | 2023 | 0 | 0 | 0 | 0 | 21835.9781 | 428.6023 | 13939.561 | 7467.8148 | 0 | 1263.5534 | 1263.5534 | 1263.5534 | 1.7274e-08 |  | 0 | 0 | 0 | 0 | 2.1826e-05 | 2.1826e-05 | 0 | 2.1826e-05 | 2.1826e-05 | 0 | 2.1826e-05 | 2.1826e-05 | [40 empty] | All EPR in 2020WLDFRFinancial | WLDFR | HFTD - Distribution - Tier 2 - 3QU CoRE ¦ 5QU LoRE | Red Flag Warning - Destructive Fires | 2024 | Financial | 8896.516 | 746.7011 | 2024 | Control | 0.053 | 3 | 0 | esc | 0 | 0 | 0 | 0 | 0.055966 | 497.9043 | 0.055966 | 497.9043
[79 empty] | WLDFR | HFTD - Distribution - Tier 3 - 2QU CoRE ¦ 4QU LoRE | Seismic - Red Flag Warning - Catastrophic Fires | 2024 | 0 | 0 | 0 | 0 | 21835.9781 | 428.6023 | 13939.561 | 7467.8148 | 0 | 0 | 1263.5534 | 1263.5534 | 1.7274e-08 |  | 0 | 0 | 0 | 0 | 0 | 0 | 0 | 2.1826e-05 | 2.1826e-05 | 0 | 2.1826e-05 | 2.1826e-05 | [40 empty] | All EPR in 2020WLDFRElectric Reliability | WLDFR | HFTD - Distribution - Tier 2 - 3QU CoRE ¦ 5QU LoRE | Red Flag Warning - Destructive Fires | 2025 | Electric Reliability | 233.2301 | 746.7011 | 2025 | Control | 0.1325 | 3 | 0 | esc | 0 | 0 | 0 | 0 | 0 | 0 | 0.15274 | 35.623
[79 empty] | WLDFR | HFTD - Distribution - Tier 3 - 2QU CoRE ¦ 4QU LoRE | Seismic - Red Flag Warning - Catastrophic Fires | 2025 | 0 | 0 | 0 | 0 | 21835.9781 | 428.6023 | 13939.561 | 7467.8148 | 0 | 0 | 0 | 1263.5534 | 1.7274e-08 |  | 0 | 0 | 0 | 0 | 0 | 0 | 0 | 0 | 0 | 0 | 2.1826e-05 | 2.1826e-05 | [40 empty] | All EPR in 2020WLDFRFinancial | WLDFR | HFTD - Distribution - Tier 2 - 3QU CoRE ¦ 5QU LoRE | Red Flag Warning - Destructive Fires | 2025 | Financial | 8896.516 | 746.7011 | 2025 | Control | 0.053 | 3 | 0 | esc | 0 | 0 | 0 | 0 | 0 | 0 | 0.055966 | 497.9043
[79 empty] | WLDFR | HFTD - Distribution - Tier 3 - 2QU CoRE ¦ 5QU LoRE | Non-Red Flag Warning - Catastrophic Fires | 2020 | 0 | 0 | 0 | 0 | 14146.1306 | 222.2294 | 8585.7228 | 5338.1784 | 813.2108 | 0 | 0 | 0 | 2.9473e-06 |  | 0 | 0.0023968 | 0.0023968 | 0 | 0 | 0 | 0 | 0 | 0 | 0 | 0 | 0 | [40 empty] | All EPR in 2020WLDFRElectric Reliability | WLDFR | HFTD - Distribution - Tier 2 - 3QU CoRE ¦ 5QU LoRE | Red Flag Warning - Large Fires | 2021 | Electric Reliability | 0.69642 | 746.7011 | 2021 | Control | 0.1325 | 3 | 0 | esc | 0.15274 | 0.10637 | 0.15274 | 0.10637 | 0 | 0 | 0 | 0
[79 empty] | WLDFR | HFTD - Distribution - Tier 3 - 2QU CoRE ¦ 5QU LoRE | Non-Red Flag Warning - Catastrophic Fires | 2021 | 0 | 0 | 0 | 0 | 14146.1306 | 222.2294 | 8585.7228 | 5338.1784 | 813.2108 | 813.2108 | 0 | 0 | 2.9473e-06 |  | 0 | 0.0023968 | 0.0023968 | 0 | 0.0023968 | 0.0023968 | 0 | 0 | 0 | 0 | 0 | 0 | [40 empty] | All EPR in 2020WLDFRFinancial | WLDFR | HFTD - Distribution - Tier 2 - 3QU CoRE ¦ 5QU LoRE | Red Flag Warning - Large Fires | 2021 | Financial | 2.942 | 746.7011 | 2021 | Control | 0.053 | 3 | 0 | esc | 0.055966 | 0.16465 | 0.055966 | 0.16465 | 0 | 0 | 0 | 0
[79 empty] | WLDFR | HFTD - Distribution - Tier 3 - 2QU CoRE ¦ 5QU LoRE | Non-Red Flag Warning - Catastrophic Fires | 2022 | 0 | 0 | 0 | 0 | 14146.1306 | 222.2294 | 8585.7228 | 5338.1784 | 813.2108 | 813.2108 | 813.2108 | 0 | 2.9473e-06 |  | 0 | 0.0023968 | 0.0023968 | 0 | 0.0023968 | 0.0023968 | 0 | 0.0023968 | 0.0023968 | 0 | 0 | 0 | [40 empty] | All EPR in 2020WLDFRSafety | WLDFR | HFTD - Distribution - Tier 2 - 3QU CoRE ¦ 5QU LoRE | Red Flag Warning - Large Fires | 2021 | Safety | 1.6022 | 746.7011 | 2021 | Control | 0.053 | 3 | 0 | esc | 0.055966 | 0.089668 | 0.055966 | 0.089668 | 0 | 0 | 0 | 0
[79 empty] | WLDFR | HFTD - Distribution - Tier 3 - 2QU CoRE ¦ 5QU LoRE | Non-Red Flag Warning - Catastrophic Fires | 2023 | 0 | 0 | 0 | 0 | 14664.6376 | 233.2301 | 8896.516 | 5534.8915 | 0 | 843.2942 | 843.2942 | 843.2942 | 2.9473e-06 |  | 0 | 0 | 0 | 0 | 0.0024855 | 0.0024855 | 0 | 0.0024855 | 0.0024855 | 0 | 0.0024855 | 0.0024855 | [40 empty] | All EPR in 2020WLDFRElectric Reliability | WLDFR | HFTD - Distribution - Tier 2 - 3QU CoRE ¦ 5QU LoRE | Red Flag Warning - Large Fires | 2022 | Electric Reliability | 0.69642 | 746.7011 | 2022 | Control | 0.1325 | 3 | 0 | esc | 0.15274 | 0.10637 | 0.15274 | 0.10637 | 0.15274 | 0.10637 | 0 | 0
[79 empty] | WLDFR | HFTD - Distribution - Tier 3 - 2QU CoRE ¦ 5QU LoRE | Non-Red Flag Warning - Catastrophic Fires | 2024 | 0 | 0 | 0 | 0 | 14664.6376 | 233.2301 | 8896.516 | 5534.8915 | 0 | 0 | 843.2942 | 843.2942 | 2.9473e-06 |  | 0 | 0 | 0 | 0 | 0 | 0 | 0 | 0.0024855 | 0.0024855 | 0 | 0.0024855 | 0.0024855 | [40 empty] | All EPR in 2020WLDFRFinancial | WLDFR | HFTD - Distribution - Tier 2 - 3QU CoRE ¦ 5QU LoRE | Red Flag Warning - Large Fires | 2022 | Financial | 2.942 | 746.7011 | 2022 | Control | 0.053 | 3 | 0 | esc | 0.055966 | 0.16465 | 0.055966 | 0.16465 | 0.055966 | 0.16465 | 0 | 0
[79 empty] | WLDFR | HFTD - Distribution - Tier 3 - 2QU CoRE ¦ 5QU LoRE | Non-Red Flag Warning - Catastrophic Fires | 2025 | 0 | 0 | 0 | 0 | 14664.6376 | 233.2301 | 8896.516 | 5534.8915 | 0 | 0 | 0 | 843.2942 | 2.9473e-06 |  | 0 | 0 | 0 | 0 | 0 | 0 | 0 | 0 | 0 | 0 | 0.0024855 | 0.0024855 | [40 empty] | All EPR in 2020WLDFRSafety | WLDFR | HFTD - Distribution - Tier 2 - 3QU CoRE ¦ 5QU LoRE | Red Flag Warning - Large Fires | 2022 | Safety | 1.6022 | 746.7011 | 2022 | Control | 0.053 | 3 | 0 | esc | 0.055966 | 0.089668 | 0.055966 | 0.089668 | 0.055966 | 0.089668 | 0 | 0
[79 empty] | WLDFR | HFTD - Distribution - Tier 3 - 2QU CoRE ¦ 5QU LoRE | Non-Red Flag Warning - Destructive Fires | 2020 | 0 | 0 | 0 | 0 | 8807.9522 | 222.2294 | 8585.7228 | 0 | 514.4532 | 0 | 0 | 0 | 2.6709e-06 |  | 0 | 0.001374 | 0.001374 | 0 | 0 | 0 | 0 | 0 | 0 | 0 | 0 | 0 | [40 empty] | All EPR in 2020WLDFRElectric Reliability | WLDFR | HFTD - Distribution - Tier 2 - 3QU CoRE ¦ 5QU LoRE | Red Flag Warning - Large Fires | 2023 | Electric Reliability | 0.71896 | 746.7011 | 2023 | Control | 0.1325 | 3 | 0 | esc | 0 | 0 | 0.15274 | 0.10981 | 0.15274 | 0.10981 | 0.15274 | 0.10981
[79 empty] | WLDFR | HFTD - Distribution - Tier 3 - 2QU CoRE ¦ 5QU LoRE | Non-Red Flag Warning - Destructive Fires | 2021 | 0 | 0 | 0 | 0 | 8807.9522 | 222.2294 | 8585.7228 | 0 | 514.4532 | 514.4532 | 0 | 0 | 2.6709e-06 |  | 0 | 0.001374 | 0.001374 | 0 | 0.001374 | 0.001374 | 0 | 0 | 0 | 0 | 0 | 0 | [40 empty] | All EPR in 2020WLDFRFinancial | WLDFR | HFTD - Distribution - Tier 2 - 3QU CoRE ¦ 5QU LoRE | Red Flag Warning - Large Fires | 2023 | Financial | 3.0715 | 746.7011 | 2023 | Control | 0.053 | 3 | 0 | esc | 0 | 0 | 0.055966 | 0.1719 | 0.055966 | 0.1719 | 0.055966 | 0.1719
[79 empty] | WLDFR | HFTD - Distribution - Tier 3 - 2QU CoRE ¦ 5QU LoRE | Non-Red Flag Warning - Destructive Fires | 2022 | 0 | 0 | 0 | 0 | 8807.9522 | 222.2294 | 8585.7228 | 0 | 514.4532 | 514.4532 | 514.4532 | 0 | 2.6709e-06 |  | 0 | 0.001374 | 0.001374 | 0 | 0.001374 | 0.001374 | 0 | 0.001374 | 0.001374 | 0 | 0 | 0 | [40 empty] | All EPR in 2020WLDFRSafety | WLDFR | HFTD - Distribution - Tier 2 - 3QU CoRE ¦ 5QU LoRE | Red Flag Warning - Large Fires | 2023 | Safety | 1.6846 | 746.7011 | 2023 | Control | 0.053 | 3 | 0 | esc | 0 | 0 | 0.055966 | 0.094279 | 0.055966 | 0.094279 | 0.055966 | 0.094279
[79 empty] | WLDFR | HFTD - Distribution - Tier 3 - 2QU CoRE ¦ 5QU LoRE | Non-Red Flag Warning - Destructive Fires | 2023 | 0 | 0 | 0 | 0 | 9129.7461 | 233.2301 | 8896.516 | 0 | 0 | 533.5273 | 533.5273 | 533.5273 | 2.6709e-06 |  | 0 | 0 | 0 | 0 | 0.001425 | 0.001425 | 0 | 0.001425 | 0.001425 | 0 | 0.001425 | 0.001425 | [40 empty] | All EPR in 2020WLDFRElectric Reliability | WLDFR | HFTD - Distribution - Tier 2 - 3QU CoRE ¦ 5QU LoRE | Red Flag Warning - Large Fires | 2024 | Electric Reliability | 0.71896 | 746.7011 | 2024 | Control | 0.1325 | 3 | 0 | esc | 0 | 0 | 0 | 0 | 0.15274 | 0.10981 | 0.15274 | 0.10981
[79 empty] | WLDFR | HFTD - Distribution - Tier 3 - 2QU CoRE ¦ 5QU LoRE | Non-Red Flag Warning - Destructive Fires | 2024 | 0 | 0 | 0 | 0 | 9129.7461 | 233.2301 | 8896.516 | 0 | 0 | 0 | 533.5273 | 533.5273 | 2.6709e-06 |  | 0 | 0 | 0 | 0 | 0 | 0 | 0 | 0.001425 | 0.001425 | 0 | 0.001425 | 0.001425 | [40 empty] | All EPR in 2020WLDFRFinancial | WLDFR | HFTD - Distribution - Tier 2 - 3QU CoRE ¦ 5QU LoRE | Red Flag Warning - Large Fires | 2024 | Financial | 3.0715 | 746.7011 | 2024 | Control | 0.053 | 3 | 0 | esc | 0 | 0 | 0 | 0 | 0.055966 | 0.1719 | 0.055966 | 0.1719
[79 empty] | WLDFR | HFTD - Distribution - Tier 3 - 2QU CoRE ¦ 5QU LoRE | Non-Red Flag Warning - Destructive Fires | 2025 | 0 | 0 | 0 | 0 | 9129.7461 | 233.2301 | 8896.516 | 0 | 0 | 0 | 0 | 533.5273 | 2.6709e-06 |  | 0 | 0 | 0 | 0 | 0 | 0 | 0 | 0 | 0 | 0 | 0.001425 | 0.001425 | [40 empty] | All EPR in 2020WLDFRSafety | WLDFR | HFTD - Distribution - Tier 2 - 3QU CoRE ¦ 5QU LoRE | Red Flag Warning - Large Fires | 2024 | Safety | 1.6846 | 746.7011 | 2024 | Control | 0.053 | 3 | 0 | esc | 0 | 0 | 0 | 0 | 0.055966 | 0.094279 | 0.055966 | 0.094279
[79 empty] | WLDFR | HFTD - Distribution - Tier 3 - 2QU CoRE ¦ 5QU LoRE | Non-Red Flag Warning - Large Fires | 2020 | 0 | 0 | 0 | 0 | 5.2406 | 0.69642 | 2.942 | 1.6022 | 0.36069 | 0 | 0 | 0 | 1.8586e-05 |  | 0 | 6.7038e-06 | 6.7038e-06 | 0 | 0 | 0 | 0 | 0 | 0 | 0 | 0 | 0 | [40 empty] | All EPR in 2020WLDFRElectric Reliability | WLDFR | HFTD - Distribution - Tier 2 - 3QU CoRE ¦ 5QU LoRE | Red Flag Warning - Large Fires | 2025 | Electric Reliability | 0.71896 | 746.7011 | 2025 | Control | 0.1325 | 3 | 0 | esc | 0 | 0 | 0 | 0 | 0 | 0 | 0.15274 | 0.10981
[79 empty] | WLDFR | HFTD - Distribution - Tier 3 - 2QU CoRE ¦ 5QU LoRE | Non-Red Flag Warning - Large Fires | 2021 | 0 | 0 | 0 | 0 | 5.2406 | 0.69642 | 2.942 | 1.6022 | 0.36069 | 0.36069 | 0 | 0 | 1.8586e-05 |  | 0 | 6.7038e-06 | 6.7038e-06 | 0 | 6.7038e-06 | 6.7038e-06 | 0 | 0 | 0 | 0 | 0 | 0 | [40 empty] | All EPR in 2020WLDFRFinancial | WLDFR | HFTD - Distribution - Tier 2 - 3QU CoRE ¦ 5QU LoRE | Red Flag Warning - Large Fires | 2025 | Financial | 3.0715 | 746.7011 | 2025 | Control | 0.053 | 3 | 0 | esc | 0 | 0 | 0 | 0 | 0 | 0 | 0.055966 | 0.1719
[79 empty] | WLDFR | HFTD - Distribution - Tier 3 - 2QU CoRE ¦ 5QU LoRE | Non-Red Flag Warning - Large Fires | 2022 | 0 | 0 | 0 | 0 | 5.2406 | 0.69642 | 2.942 | 1.6022 | 0.36069 | 0.36069 | 0.36069 | 0 | 1.8586e-05 |  | 0 | 6.7038e-06 | 6.7038e-06 | 0 | 6.7038e-06 | 6.7038e-06 | 0 | 6.7038e-06 | 6.7038e-06 | 0 | 0 | 0 | [40 empty] | All EPR in 2020WLDFRSafety | WLDFR | HFTD - Distribution - Tier 2 - 3QU CoRE ¦ 5QU LoRE | Red Flag Warning - Large Fires | 2025 | Safety | 1.6846 | 746.7011 | 2025 | Control | 0.053 | 3 | 0 | esc | 0 | 0 | 0 | 0 | 0 | 0 | 0.055966 | 0.094279
[79 empty] | WLDFR | HFTD - Distribution - Tier 3 - 2QU CoRE ¦ 5QU LoRE | Non-Red Flag Warning - Large Fires | 2023 | 0 | 0 | 0 | 0 | 5.475 | 0.71896 | 3.0715 | 1.6846 | 0 | 0.37599 | 0.37599 | 0.37599 | 1.8586e-05 |  | 0 | 0 | 0 | 0 | 6.9882e-06 | 6.9882e-06 | 0 | 6.9882e-06 | 6.9882e-06 | 0 | 6.9882e-06 | 6.9882e-06 | [40 empty] | All EPR in 2020WLDFRElectric Reliability | WLDFR | HFTD - Distribution - Tier 2 - 3QU CoRE ¦ 5QU LoRE | Red Flag Warning - Small Fires | 2021 | Electric Reliability | 0.036425 | 746.7011 | 2021 | Control | 0.1325 | 3 | 0 | esc | 0.15274 | 0.0055635 | 0.15274 | 0.0055635 | 0 | 0 | 0 | 0
[79 empty] | WLDFR | HFTD - Distribution - Tier 3 - 2QU CoRE ¦ 5QU LoRE | Non-Red Flag Warning - Large Fires | 2024 | 0 | 0 | 0 | 0 | 5.475 | 0.71896 | 3.0715 | 1.6846 | 0 | 0 | 0.37599 | 0.37599 | 1.8586e-05 |  | 0 | 0 | 0 | 0 | 0 | 0 | 0 | 6.9882e-06 | 6.9882e-06 | 0 | 6.9882e-06 | 6.9882e-06 | [40 empty] | All EPR in 2020WLDFRFinancial | WLDFR | HFTD - Distribution - Tier 2 - 3QU CoRE ¦ 5QU LoRE | Red Flag Warning - Small Fires | 2021 | Financial | 0.0015809 | 746.7011 | 2021 | Control | 0.053 | 3 | 0 | esc | 0.055966 | 8.8475e-05 | 0.055966 | 8.8475e-05 | 0 | 0 | 0 | 0
[79 empty] | WLDFR | HFTD - Distribution - Tier 3 - 2QU CoRE ¦ 5QU LoRE | Non-Red Flag Warning - Large Fires | 2025 | 0 | 0 | 0 | 0 | 5.475 | 0.71896 | 3.0715 | 1.6846 | 0 | 0 | 0 | 0.37599 | 1.8586e-05 |  | 0 | 0 | 0 | 0 | 0 | 0 | 0 | 0 | 0 | 0 | 6.9882e-06 | 6.9882e-06 | [40 empty] | All EPR in 2020WLDFRSafety | WLDFR | HFTD - Distribution - Tier 2 - 3QU CoRE ¦ 5QU LoRE | Red Flag Warning - Small Fires | 2021 | Safety | 0.039895 | 746.7011 | 2021 | Control | 0.053 | 3 | 0 | esc | 0.055966 | 0.0022328 | 0.055966 | 0.0022328 | 0 | 0 | 0 | 0
[79 empty] | WLDFR | HFTD - Distribution - Tier 3 - 2QU CoRE ¦ 5QU LoRE | Non-Red Flag Warning - Small Fires | 2020 | 0 | 0 | 0 | 0 | 0.077901 | 0.036425 | 0.0015809 | 0.039895 | 0.0078847 | 0 | 0 | 0 | 0.0024409 |  | 0 | 1.9246e-05 | 1.9246e-05 | 0 | 0 | 0 | 0 | 0 | 0 | 0 | 0 | 0 | [40 empty] | All EPR in 2020WLDFRElectric Reliability | WLDFR | HFTD - Distribution - Tier 2 - 3QU CoRE ¦ 5QU LoRE | Red Flag Warning - Small Fires | 2022 | Electric Reliability | 0.036425 | 746.7011 | 2022 | Control | 0.1325 | 3 | 0 | esc | 0.15274 | 0.0055635 | 0.15274 | 0.0055635 | 0.15274 | 0.0055635 | 0 | 0
[79 empty] | WLDFR | HFTD - Distribution - Tier 3 - 2QU CoRE ¦ 5QU LoRE | Non-Red Flag Warning - Small Fires | 2021 | 0 | 0 | 0 | 0 | 0.077901 | 0.036425 | 0.0015809 | 0.039895 | 0.0078847 | 0.0078847 | 0 | 0 | 0.0024409 |  | 0 | 1.9246e-05 | 1.9246e-05 | 0 | 1.9246e-05 | 1.9246e-05 | 0 | 0 | 0 | 0 | 0 | 0 | [40 empty] | All EPR in 2020WLDFRFinancial | WLDFR | HFTD - Distribution - Tier 2 - 3QU CoRE ¦ 5QU LoRE | Red Flag Warning - Small Fires | 2022 | Financial | 0.0015809 | 746.7011 | 2022 | Control | 0.053 | 3 | 0 | esc | 0.055966 | 8.8475e-05 | 0.055966 | 8.8475e-05 | 0.055966 | 8.8475e-05 | 0 | 0
[79 empty] | WLDFR | HFTD - Distribution - Tier 3 - 2QU CoRE ¦ 5QU LoRE | Non-Red Flag Warning - Small Fires | 2022 | 0 | 0 | 0 | 0 | 0.077901 | 0.036425 | 0.0015809 | 0.039895 | 0.0078847 | 0.0078847 | 0.0078847 | 0 | 0.0024409 |  | 0 | 1.9246e-05 | 1.9246e-05 | 0 | 1.9246e-05 | 1.9246e-05 | 0 | 1.9246e-05 | 1.9246e-05 | 0 | 0 | 0 | [40 empty] | All EPR in 2020WLDFRSafety | WLDFR | HFTD - Distribution - Tier 2 - 3QU CoRE ¦ 5QU LoRE | Red Flag Warning - Small Fires | 2022 | Safety | 0.039895 | 746.7011 | 2022 | Control | 0.053 | 3 | 0 | esc | 0.055966 | 0.0022328 | 0.055966 | 0.0022328 | 0.055966 | 0.0022328 | 0 | 0
[79 empty] | WLDFR | HFTD - Distribution - Tier 3 - 2QU CoRE ¦ 5QU LoRE | Non-Red Flag Warning - Small Fires | 2023 | 0 | 0 | 0 | 0 | 0.080408 | 0.03759 | 0.0016314 | 0.041187 | 0 | 0.0081378 | 0.0081378 | 0.0081378 | 0.0024409 |  | 0 | 0 | 0 | 0 | 1.9864e-05 | 1.9864e-05 | 0 | 1.9864e-05 | 1.9864e-05 | 0 | 1.9864e-05 | 1.9864e-05 | [40 empty] | All EPR in 2020WLDFRElectric Reliability | WLDFR | HFTD - Distribution - Tier 2 - 3QU CoRE ¦ 5QU LoRE | Red Flag Warning - Small Fires | 2023 | Electric Reliability | 0.03759 | 746.7011 | 2023 | Control | 0.1325 | 3 | 0 | esc | 0 | 0 | 0.15274 | 0.0057414 | 0.15274 | 0.0057414 | 0.15274 | 0.0057414
[79 empty] | WLDFR | HFTD - Distribution - Tier 3 - 2QU CoRE ¦ 5QU LoRE | Non-Red Flag Warning - Small Fires | 2024 | 0 | 0 | 0 | 0 | 0.080408 | 0.03759 | 0.0016314 | 0.041187 | 0 | 0 | 0.0081378 | 0.0081378 | 0.0024409 |  | 0 | 0 | 0 | 0 | 0 | 0 | 0 | 1.9864e-05 | 1.9864e-05 | 0 | 1.9864e-05 | 1.9864e-05 | [40 empty] | All EPR in 2020WLDFRFinancial | WLDFR | HFTD - Distribution - Tier 2 - 3QU CoRE ¦ 5QU LoRE | Red Flag Warning - Small Fires | 2023 | Financial | 0.0016314 | 746.7011 | 2023 | Control | 0.053 | 3 | 0 | esc | 0 | 0 | 0.055966 | 9.1305e-05 | 0.055966 | 9.1305e-05 | 0.055966 | 9.1305e-05
[79 empty] | WLDFR | HFTD - Distribution - Tier 3 - 2QU CoRE ¦ 5QU LoRE | Non-Red Flag Warning - Small Fires | 2025 | 0 | 0 | 0 | 0 | 0.080408 | 0.03759 | 0.0016314 | 0.041187 | 0 | 0 | 0 | 0.0081378 | 0.0024409 |  | 0 | 0 | 0 | 0 | 0 | 0 | 0 | 0 | 0 | 0 | 1.9864e-05 | 1.9864e-05 | [40 empty] | All EPR in 2020WLDFRSafety | WLDFR | HFTD - Distribution - Tier 2 - 3QU CoRE ¦ 5QU LoRE | Red Flag Warning - Small Fires | 2023 | Safety | 0.041187 | 746.7011 | 2023 | Control | 0.053 | 3 | 0 | esc | 0 | 0 | 0.055966 | 0.0023051 | 0.055966 | 0.0023051 | 0.055966 | 0.0023051
[79 empty] | WLDFR | HFTD - Distribution - Tier 3 - 2QU CoRE ¦ 5QU LoRE | Red Flag Warning - Catastrophic Fires | 2020 | 0 | 0 | 0 | 0 | 14146.1306 | 222.2294 | 8585.7228 | 5338.1784 | 813.2108 | 0 | 0 | 0 | 4.5792e-05 |  | 0 | 0.037239 | 0.037239 | 0 | 0 | 0 | 0 | 0 | 0 | 0 | 0 | 0 | [40 empty] | All EPR in 2020WLDFRElectric Reliability | WLDFR | HFTD - Distribution - Tier 2 - 3QU CoRE ¦ 5QU LoRE | Red Flag Warning - Small Fires | 2024 | Electric Reliability | 0.03759 | 746.7011 | 2024 | Control | 0.1325 | 3 | 0 | esc | 0 | 0 | 0 | 0 | 0.15274 | 0.0057414 | 0.15274 | 0.0057414
[79 empty] | WLDFR | HFTD - Distribution - Tier 3 - 2QU CoRE ¦ 5QU LoRE | Red Flag Warning - Catastrophic Fires | 2021 | 0 | 0 | 0 | 0 | 14146.1306 | 222.2294 | 8585.7228 | 5338.1784 | 813.2108 | 813.2108 | 0 | 0 | 4.5792e-05 |  | 0 | 0.037239 | 0.037239 | 0 | 0.037239 | 0.037239 | 0 | 0 | 0 | 0 | 0 | 0 | [40 empty] | All EPR in 2020WLDFRFinancial | WLDFR | HFTD - Distribution - Tier 2 - 3QU CoRE ¦ 5QU LoRE | Red Flag Warning - Small Fires | 2024 | Financial | 0.0016314 | 746.7011 | 2024 | Control | 0.053 | 3 | 0 | esc | 0 | 0 | 0 | 0 | 0.055966 | 9.1305e-05 | 0.055966 | 9.1305e-05
[79 empty] | WLDFR | HFTD - Distribution - Tier 3 - 2QU CoRE ¦ 5QU LoRE | Red Flag Warning - Catastrophic Fires | 2022 | 0 | 0 | 0 | 0 | 14146.1306 | 222.2294 | 8585.7228 | 5338.1784 | 813.2108 | 813.2108 | 813.2108 | 0 | 4.5792e-05 |  | 0 | 0.037239 | 0.037239 | 0 | 0.037239 | 0.037239 | 0 | 0.037239 | 0.037239 | 0 | 0 | 0 | [40 empty] | All EPR in 2020WLDFRSafety | WLDFR | HFTD - Distribution - Tier 2 - 3QU CoRE ¦ 5QU LoRE | Red Flag Warning - Small Fires | 2024 | Safety | 0.041187 | 746.7011 | 2024 | Control | 0.053 | 3 | 0 | esc | 0 | 0 | 0 | 0 | 0.055966 | 0.0023051 | 0.055966 | 0.0023051
[79 empty] | WLDFR | HFTD - Distribution - Tier 3 - 2QU CoRE ¦ 5QU LoRE | Red Flag Warning - Catastrophic Fires | 2023 | 0 | 0 | 0 | 0 | 14664.6376 | 233.2301 | 8896.516 | 5534.8915 | 0 | 843.2942 | 843.2942 | 843.2942 | 4.5792e-05 |  | 0 | 0 | 0 | 0 | 0.038616 | 0.038616 | 0 | 0.038616 | 0.038616 | 0 | 0.038616 | 0.038616 | [40 empty] | All EPR in 2020WLDFRElectric Reliability | WLDFR | HFTD - Distribution - Tier 2 - 3QU CoRE ¦ 5QU LoRE | Red Flag Warning - Small Fires | 2025 | Electric Reliability | 0.03759 | 746.7011 | 2025 | Control | 0.1325 | 3 | 0 | esc | 0 | 0 | 0 | 0 | 0 | 0 | 0.15274 | 0.0057414
[79 empty] | WLDFR | HFTD - Distribution - Tier 3 - 2QU CoRE ¦ 5QU LoRE | Red Flag Warning - Catastrophic Fires | 2024 | 0 | 0 | 0 | 0 | 14664.6376 | 233.2301 | 8896.516 | 5534.8915 | 0 | 0 | 843.2942 | 843.2942 | 4.5792e-05 |  | 0 | 0 | 0 | 0 | 0 | 0 | 0 | 0.038616 | 0.038616 | 0 | 0.038616 | 0.038616 | [40 empty] | All EPR in 2020WLDFRFinancial | WLDFR | HFTD - Distribution - Tier 2 - 3QU CoRE ¦ 5QU LoRE | Red Flag Warning - Small Fires | 2025 | Financial | 0.0016314 | 746.7011 | 2025 | Control | 0.053 | 3 | 0 | esc | 0 | 0 | 0 | 0 | 0 | 0 | 0.055966 | 9.1305e-05
[79 empty] | WLDFR | HFTD - Distribution - Tier 3 - 2QU CoRE ¦ 5QU LoRE | Red Flag Warning - Catastrophic Fires | 2025 | 0 | 0 | 0 | 0 | 14664.6376 | 233.2301 | 8896.516 | 5534.8915 | 0 | 0 | 0 | 843.2942 | 4.5792e-05 |  | 0 | 0 | 0 | 0 | 0 | 0 | 0 | 0 | 0 | 0 | 0.038616 | 0.038616 | [40 empty] | All EPR in 2020WLDFRSafety | WLDFR | HFTD - Distribution - Tier 2 - 3QU CoRE ¦ 5QU LoRE | Red Flag Warning - Small Fires | 2025 | Safety | 0.041187 | 746.7011 | 2025 | Control | 0.053 | 3 | 0 | esc | 0 | 0 | 0 | 0 | 0 | 0 | 0.055966 | 0.0023051
[79 empty] | WLDFR | HFTD - Distribution - Tier 3 - 2QU CoRE ¦ 5QU LoRE | Red Flag Warning - Destructive Fires | 2020 | 0 | 0 | 0 | 0 | 8807.9522 | 222.2294 | 8585.7228 | 0 | 514.4532 | 0 | 0 | 0 | 6.1194e-06 |  | 0 | 0.0031482 | 0.0031482 | 0 | 0 | 0 | 0 | 0 | 0 | 0 | 0 | 0 | [40 empty] | All EPR in 2020WLDFRElectric Reliability | WLDFR | HFTD - Distribution - Tier 2 - 3QU CoRE ¦ 5QU LoRE | Seismic - Non-Red Flag Warning - Catastrophic Fires | 2021 | Electric Reliability | 409.2237 | 746.7011 | 2021 | Control | 0.1325 | 3 | 0 | esc | 0.15274 | 62.5039 | 0.15274 | 62.5039 | 0 | 0 | 0 | 0
[79 empty] | WLDFR | HFTD - Distribution - Tier 3 - 2QU CoRE ¦ 5QU LoRE | Red Flag Warning - Destructive Fires | 2021 | 0 | 0 | 0 | 0 | 8807.9522 | 222.2294 | 8585.7228 | 0 | 514.4532 | 514.4532 | 0 | 0 | 6.1194e-06 |  | 0 | 0.0031482 | 0.0031482 | 0 | 0.0031482 | 0.0031482 | 0 | 0 | 0 | 0 | 0 | 0 | [40 empty] | All EPR in 2020WLDFRFinancial | WLDFR | HFTD - Distribution - Tier 2 - 3QU CoRE ¦ 5QU LoRE | Seismic - Non-Red Flag Warning - Catastrophic Fires | 2021 | Financial | 13469.0878 | 746.7011 | 2021 | Control | 0.053 | 3 | 0 | esc | 0.055966 | 753.8138 | 0.055966 | 753.8138 | 0 | 0 | 0 | 0
[79 empty] | WLDFR | HFTD - Distribution - Tier 3 - 2QU CoRE ¦ 5QU LoRE | Red Flag Warning - Destructive Fires | 2022 | 0 | 0 | 0 | 0 | 8807.9522 | 222.2294 | 8585.7228 | 0 | 514.4532 | 514.4532 | 514.4532 | 0 | 6.1194e-06 |  | 0 | 0.0031482 | 0.0031482 | 0 | 0.0031482 | 0.0031482 | 0 | 0.0031482 | 0.0031482 | 0 | 0 | 0 | [40 empty] | All EPR in 2020WLDFRSafety | WLDFR | HFTD - Distribution - Tier 2 - 3QU CoRE ¦ 5QU LoRE | Seismic - Non-Red Flag Warning - Catastrophic Fires | 2021 | Safety | 7205.5313 | 746.7011 | 2021 | Control | 0.053 | 3 | 0 | esc | 0.055966 | 403.2663 | 0.055966 | 403.2663 | 0 | 0 | 0 | 0
[79 empty] | WLDFR | HFTD - Distribution - Tier 3 - 2QU CoRE ¦ 5QU LoRE | Red Flag Warning - Destructive Fires | 2023 | 0 | 0 | 0 | 0 | 9129.7461 | 233.2301 | 8896.516 | 0 | 0 | 533.5273 | 533.5273 | 533.5273 | 6.1194e-06 |  | 0 | 0 | 0 | 0 | 0.0032649 | 0.0032649 | 0 | 0.0032649 | 0.0032649 | 0 | 0.0032649 | 0.0032649 | [40 empty] | All EPR in 2020WLDFRElectric Reliability | WLDFR | HFTD - Distribution - Tier 2 - 3QU CoRE ¦ 5QU LoRE | Seismic - Non-Red Flag Warning - Catastrophic Fires | 2022 | Electric Reliability | 409.2237 | 746.7011 | 2022 | Control | 0.1325 | 3 | 0 | esc | 0.15274 | 62.5039 | 0.15274 | 62.5039 | 0.15274 | 62.5039 | 0 | 0
[79 empty] | WLDFR | HFTD - Distribution - Tier 3 - 2QU CoRE ¦ 5QU LoRE | Red Flag Warning - Destructive Fires | 2024 | 0 | 0 | 0 | 0 | 9129.7461 | 233.2301 | 8896.516 | 0 | 0 | 0 | 533.5273 | 533.5273 | 6.1194e-06 |  | 0 | 0 | 0 | 0 | 0 | 0 | 0 | 0.0032649 | 0.0032649 | 0 | 0.0032649 | 0.0032649 | [40 empty] | All EPR in 2020WLDFRFinancial | WLDFR | HFTD - Distribution - Tier 2 - 3QU CoRE ¦ 5QU LoRE | Seismic - Non-Red Flag Warning - Catastrophic Fires | 2022 | Financial | 13469.0878 | 746.7011 | 2022 | Control | 0.053 | 3 | 0 | esc | 0.055966 | 753.8138 | 0.055966 | 753.8138 | 0.055966 | 753.8138 | 0 | 0
[79 empty] | WLDFR | HFTD - Distribution - Tier 3 - 2QU CoRE ¦ 5QU LoRE | Red Flag Warning - Destructive Fires | 2025 | 0 | 0 | 0 | 0 | 9129.7461 | 233.2301 | 8896.516 | 0 | 0 | 0 | 0 | 533.5273 | 6.1194e-06 |  | 0 | 0 | 0 | 0 | 0 | 0 | 0 | 0 | 0 | 0 | 0.0032649 | 0.0032649 | [40 empty] | All EPR in 2020WLDFRSafety | WLDFR | HFTD - Distribution - Tier 2 - 3QU CoRE ¦ 5QU LoRE | Seismic - Non-Red Flag Warning - Catastrophic Fires | 2022 | Safety | 7205.5313 | 746.7011 | 2022 | Control | 0.053 | 3 | 0 | esc | 0.055966 | 403.2663 | 0.055966 | 403.2663 | 0.055966 | 403.2663 | 0 | 0
[79 empty] | WLDFR | HFTD - Distribution - Tier 3 - 2QU CoRE ¦ 5QU LoRE | Red Flag Warning - Large Fires | 2020 | 0 | 0 | 0 | 0 | 5.2406 | 0.69642 | 2.942 | 1.6022 | 0.36069 | 0 | 0 | 0 | 2.7023e-05 |  | 0 | 9.747e-06 | 9.747e-06 | 0 | 0 | 0 | 0 | 0 | 0 | 0 | 0 | 0 | [40 empty] | All EPR in 2020WLDFRElectric Reliability | WLDFR | HFTD - Distribution - Tier 2 - 3QU CoRE ¦ 5QU LoRE | Seismic - Non-Red Flag Warning - Catastrophic Fires | 2023 | Electric Reliability | 428.6023 | 746.7011 | 2023 | Control | 0.1325 | 3 | 0 | esc | 0 | 0 | 0.15274 | 65.4638 | 0.15274 | 65.4638 | 0.15274 | 65.4638
[79 empty] | WLDFR | HFTD - Distribution - Tier 3 - 2QU CoRE ¦ 5QU LoRE | Red Flag Warning - Large Fires | 2021 | 0 | 0 | 0 | 0 | 5.2406 | 0.69642 | 2.942 | 1.6022 | 0.36069 | 0.36069 | 0 | 0 | 2.7023e-05 |  | 0 | 9.747e-06 | 9.747e-06 | 0 | 9.747e-06 | 9.747e-06 | 0 | 0 | 0 | 0 | 0 | 0 | [40 empty] | All EPR in 2020WLDFRFinancial | WLDFR | HFTD - Distribution - Tier 2 - 3QU CoRE ¦ 5QU LoRE | Seismic - Non-Red Flag Warning - Catastrophic Fires | 2023 | Financial | 13939.561 | 746.7011 | 2023 | Control | 0.053 | 3 | 0 | esc | 0 | 0 | 0.055966 | 780.1444 | 0.055966 | 780.1444 | 0.055966 | 780.1444
[79 empty] | WLDFR | HFTD - Distribution - Tier 3 - 2QU CoRE ¦ 5QU LoRE | Red Flag Warning - Large Fires | 2022 | 0 | 0 | 0 | 0 | 5.2406 | 0.69642 | 2.942 | 1.6022 | 0.36069 | 0.36069 | 0.36069 | 0 | 2.7023e-05 |  | 0 | 9.747e-06 | 9.747e-06 | 0 | 9.747e-06 | 9.747e-06 | 0 | 9.747e-06 | 9.747e-06 | 0 | 0 | 0 | [40 empty] | All EPR in 2020WLDFRSafety | WLDFR | HFTD - Distribution - Tier 2 - 3QU CoRE ¦ 5QU LoRE | Seismic - Non-Red Flag Warning - Catastrophic Fires | 2023 | Safety | 7467.8148 | 746.7011 | 2023 | Control | 0.053 | 3 | 0 | esc | 0 | 0 | 0.055966 | 417.9453 | 0.055966 | 417.9453 | 0.055966 | 417.9453
[79 empty] | WLDFR | HFTD - Distribution - Tier 3 - 2QU CoRE ¦ 5QU LoRE | Red Flag Warning - Large Fires | 2023 | 0 | 0 | 0 | 0 | 5.475 | 0.71896 | 3.0715 | 1.6846 | 0 | 0.37599 | 0.37599 | 0.37599 | 2.7023e-05 |  | 0 | 0 | 0 | 0 | 1.0161e-05 | 1.0161e-05 | 0 | 1.0161e-05 | 1.0161e-05 | 0 | 1.0161e-05 | 1.0161e-05 | [40 empty] | All EPR in 2020WLDFRElectric Reliability | WLDFR | HFTD - Distribution - Tier 2 - 3QU CoRE ¦ 5QU LoRE | Seismic - Non-Red Flag Warning - Catastrophic Fires | 2024 | Electric Reliability | 428.6023 | 746.7011 | 2024 | Control | 0.1325 | 3 | 0 | esc | 0 | 0 | 0 | 0 | 0.15274 | 65.4638 | 0.15274 | 65.4638
[79 empty] | WLDFR | HFTD - Distribution - Tier 3 - 2QU CoRE ¦ 5QU LoRE | Red Flag Warning - Large Fires | 2024 | 0 | 0 | 0 | 0 | 5.475 | 0.71896 | 3.0715 | 1.6846 | 0 | 0 | 0.37599 | 0.37599 | 2.7023e-05 |  | 0 | 0 | 0 | 0 | 0 | 0 | 0 | 1.0161e-05 | 1.0161e-05 | 0 | 1.0161e-05 | 1.0161e-05 | [40 empty] | All EPR in 2020WLDFRFinancial | WLDFR | HFTD - Distribution - Tier 2 - 3QU CoRE ¦ 5QU LoRE | Seismic - Non-Red Flag Warning - Catastrophic Fires | 2024 | Financial | 13939.561 | 746.7011 | 2024 | Control | 0.053 | 3 | 0 | esc | 0 | 0 | 0 | 0 | 0.055966 | 780.1444 | 0.055966 | 780.1444
[79 empty] | WLDFR | HFTD - Distribution - Tier 3 - 2QU CoRE ¦ 5QU LoRE | Red Flag Warning - Large Fires | 2025 | 0 | 0 | 0 | 0 | 5.475 | 0.71896 | 3.0715 | 1.6846 | 0 | 0 | 0 | 0.37599 | 2.7023e-05 |  | 0 | 0 | 0 | 0 | 0 | 0 | 0 | 0 | 0 | 0 | 1.0161e-05 | 1.0161e-05 | [40 empty] | All EPR in 2020WLDFRSafety | WLDFR | HFTD - Distribution - Tier 2 - 3QU CoRE ¦ 5QU LoRE | Seismic - Non-Red Flag Warning - Catastrophic Fires | 2024 | Safety | 7467.8148 | 746.7011 | 2024 | Control | 0.053 | 3 | 0 | esc | 0 | 0 | 0 | 0 | 0.055966 | 417.9453 | 0.055966 | 417.9453
[79 empty] | WLDFR | HFTD - Distribution - Tier 3 - 2QU CoRE ¦ 5QU LoRE | Red Flag Warning - Small Fires | 2020 | 0 | 0 | 0 | 0 | 0.077901 | 0.036425 | 0.0015809 | 0.039895 | 0.0078847 | 0 | 0 | 0 | 0.00029843 |  | 0 | 2.353e-06 | 2.353e-06 | 0 | 0 | 0 | 0 | 0 | 0 | 0 | 0 | 0 | [40 empty] | All EPR in 2020WLDFRElectric Reliability | WLDFR | HFTD - Distribution - Tier 2 - 3QU CoRE ¦ 5QU LoRE | Seismic - Non-Red Flag Warning - Catastrophic Fires | 2025 | Electric Reliability | 428.6023 | 746.7011 | 2025 | Control | 0.1325 | 3 | 0 | esc | 0 | 0 | 0 | 0 | 0 | 0 | 0.15274 | 65.4638
[79 empty] | WLDFR | HFTD - Distribution - Tier 3 - 2QU CoRE ¦ 5QU LoRE | Red Flag Warning - Small Fires | 2021 | 0 | 0 | 0 | 0 | 0.077901 | 0.036425 | 0.0015809 | 0.039895 | 0.0078847 | 0.0078847 | 0 | 0 | 0.00029843 |  | 0 | 2.353e-06 | 2.353e-06 | 0 | 2.353e-06 | 2.353e-06 | 0 | 0 | 0 | 0 | 0 | 0 | [40 empty] | All EPR in 2020WLDFRFinancial | WLDFR | HFTD - Distribution - Tier 2 - 3QU CoRE ¦ 5QU LoRE | Seismic - Non-Red Flag Warning - Catastrophic Fires | 2025 | Financial | 13939.561 | 746.7011 | 2025 | Control | 0.053 | 3 | 0 | esc | 0 | 0 | 0 | 0 | 0 | 0 | 0.055966 | 780.1444
[79 empty] | WLDFR | HFTD - Distribution - Tier 3 - 2QU CoRE ¦ 5QU LoRE | Red Flag Warning - Small Fires | 2022 | 0 | 0 | 0 | 0 | 0.077901 | 0.036425 | 0.0015809 | 0.039895 | 0.0078847 | 0.0078847 | 0.0078847 | 0 | 0.00029843 |  | 0 | 2.353e-06 | 2.353e-06 | 0 | 2.353e-06 | 2.353e-06 | 0 | 2.353e-06 | 2.353e-06 | 0 | 0 | 0 | [40 empty] | All EPR in 2020WLDFRSafety | WLDFR | HFTD - Distribution - Tier 2 - 3QU CoRE ¦ 5QU LoRE | Seismic - Non-Red Flag Warning - Catastrophic Fires | 2025 | Safety | 7467.8148 | 746.7011 | 2025 | Control | 0.053 | 3 | 0 | esc | 0 | 0 | 0 | 0 | 0 | 0 | 0.055966 | 417.9453
[79 empty] | WLDFR | HFTD - Distribution - Tier 3 - 2QU CoRE ¦ 5QU LoRE | Red Flag Warning - Small Fires | 2023 | 0 | 0 | 0 | 0 | 0.080408 | 0.03759 | 0.0016314 | 0.041187 | 0 | 0.0081378 | 0.0081378 | 0.0081378 | 0.00029843 |  | 0 | 0 | 0 | 0 | 2.4286e-06 | 2.4286e-06 | 0 | 2.4286e-06 | 2.4286e-06 | 0 | 2.4286e-06 | 2.4286e-06 | [40 empty] | All EPR in 2020WLDFRElectric Reliability | WLDFR | HFTD - Distribution - Tier 2 - 3QU CoRE ¦ 5QU LoRE | Seismic - Red Flag Warning - Catastrophic Fires | 2021 | Electric Reliability | 409.2237 | 746.7011 | 2021 | Control | 0.1325 | 3 | 0 | esc | 0.15274 | 62.5039 | 0.15274 | 62.5039 | 0 | 0 | 0 | 0
[79 empty] | WLDFR | HFTD - Distribution - Tier 3 - 2QU CoRE ¦ 5QU LoRE | Red Flag Warning - Small Fires | 2024 | 0 | 0 | 0 | 0 | 0.080408 | 0.03759 | 0.0016314 | 0.041187 | 0 | 0 | 0.0081378 | 0.0081378 | 0.00029843 |  | 0 | 0 | 0 | 0 | 0 | 0 | 0 | 2.4286e-06 | 2.4286e-06 | 0 | 2.4286e-06 | 2.4286e-06 | [40 empty] | All EPR in 2020WLDFRFinancial | WLDFR | HFTD - Distribution - Tier 2 - 3QU CoRE ¦ 5QU LoRE | Seismic - Red Flag Warning - Catastrophic Fires | 2021 | Financial | 13469.0878 | 746.7011 | 2021 | Control | 0.053 | 3 | 0 | esc | 0.055966 | 753.8138 | 0.055966 | 753.8138 | 0 | 0 | 0 | 0
[79 empty] | WLDFR | HFTD - Distribution - Tier 3 - 2QU CoRE ¦ 5QU LoRE | Red Flag Warning - Small Fires | 2025 | 0 | 0 | 0 | 0 | 0.080408 | 0.03759 | 0.0016314 | 0.041187 | 0 | 0 | 0 | 0.0081378 | 0.00029843 |  | 0 | 0 | 0 | 0 | 0 | 0 | 0 | 0 | 0 | 0 | 2.4286e-06 | 2.4286e-06 | [40 empty] | All EPR in 2020WLDFRSafety | WLDFR | HFTD - Distribution - Tier 2 - 3QU CoRE ¦ 5QU LoRE | Seismic - Red Flag Warning - Catastrophic Fires | 2021 | Safety | 7205.5313 | 746.7011 | 2021 | Control | 0.053 | 3 | 0 | esc | 0.055966 | 403.2663 | 0.055966 | 403.2663 | 0 | 0 | 0 | 0
[79 empty] | WLDFR | HFTD - Distribution - Tier 3 - 2QU CoRE ¦ 5QU LoRE | Seismic - Non-Red Flag Warning - Catastrophic Fires | 2020 | 0 | 0 | 0 | 0 | 21083.8428 | 409.2237 | 13469.0878 | 7205.5313 | 1219.584 | 0 | 0 | 0 | 3.218e-10 |  | 0 | 3.9247e-07 | 3.9247e-07 | 0 | 0 | 0 | 0 | 0 | 0 | 0 | 0 | 0 | [40 empty] | All EPR in 2020WLDFRElectric Reliability | WLDFR | HFTD - Distribution - Tier 2 - 3QU CoRE ¦ 5QU LoRE | Seismic - Red Flag Warning - Catastrophic Fires | 2022 | Electric Reliability | 409.2237 | 746.7011 | 2022 | Control | 0.1325 | 3 | 0 | esc | 0.15274 | 62.5039 | 0.15274 | 62.5039 | 0.15274 | 62.5039 | 0 | 0
[79 empty] | WLDFR | HFTD - Distribution - Tier 3 - 2QU CoRE ¦ 5QU LoRE | Seismic - Non-Red Flag Warning - Catastrophic Fires | 2021 | 0 | 0 | 0 | 0 | 21083.8428 | 409.2237 | 13469.0878 | 7205.5313 | 1219.584 | 1219.584 | 0 | 0 | 3.218e-10 |  | 0 | 3.9247e-07 | 3.9247e-07 | 0 | 3.9247e-07 | 3.9247e-07 | 0 | 0 | 0 | 0 | 0 | 0 | [40 empty] | All EPR in 2020WLDFRFinancial | WLDFR | HFTD - Distribution - Tier 2 - 3QU CoRE ¦ 5QU LoRE | Seismic - Red Flag Warning - Catastrophic Fires | 2022 | Financial | 13469.0878 | 746.7011 | 2022 | Control | 0.053 | 3 | 0 | esc | 0.055966 | 753.8138 | 0.055966 | 753.8138 | 0.055966 | 753.8138 | 0 | 0
[79 empty] | WLDFR | HFTD - Distribution - Tier 3 - 2QU CoRE ¦ 5QU LoRE | Seismic - Non-Red Flag Warning - Catastrophic Fires | 2022 | 0 | 0 | 0 | 0 | 21083.8428 | 409.2237 | 13469.0878 | 7205.5313 | 1219.584 | 1219.584 | 1219.584 | 0 | 3.218e-10 |  | 0 | 3.9247e-07 | 3.9247e-07 | 0 | 3.9247e-07 | 3.9247e-07 | 0 | 3.9247e-07 | 3.9247e-07 | 0 | 0 | 0 | [40 empty] | All EPR in 2020WLDFRSafety | WLDFR | HFTD - Distribution - Tier 2 - 3QU CoRE ¦ 5QU LoRE | Seismic - Red Flag Warning - Catastrophic Fires | 2022 | Safety | 7205.5313 | 746.7011 | 2022 | Control | 0.053 | 3 | 0 | esc | 0.055966 | 403.2663 | 0.055966 | 403.2663 | 0.055966 | 403.2663 | 0 | 0
[79 empty] | WLDFR | HFTD - Distribution - Tier 3 - 2QU CoRE ¦ 5QU LoRE | Seismic - Non-Red Flag Warning - Catastrophic Fires | 2023 | 0 | 0 | 0 | 0 | 21835.9781 | 428.6023 | 13939.561 | 7467.8148 | 0 | 1263.5534 | 1263.5534 | 1263.5534 | 3.218e-10 |  | 0 | 0 | 0 | 0 | 4.0662e-07 | 4.0662e-07 | 0 | 4.0662e-07 | 4.0662e-07 | 0 | 4.0662e-07 | 4.0662e-07 | [40 empty] | All EPR in 2020WLDFRElectric Reliability | WLDFR | HFTD - Distribution - Tier 2 - 3QU CoRE ¦ 5QU LoRE | Seismic - Red Flag Warning - Catastrophic Fires | 2023 | Electric Reliability | 428.6023 | 746.7011 | 2023 | Control | 0.1325 | 3 | 0 | esc | 0 | 0 | 0.15274 | 65.4638 | 0.15274 | 65.4638 | 0.15274 | 65.4638
[79 empty] | WLDFR | HFTD - Distribution - Tier 3 - 2QU CoRE ¦ 5QU LoRE | Seismic - Non-Red Flag Warning - Catastrophic Fires | 2024 | 0 | 0 | 0 | 0 | 21835.9781 | 428.6023 | 13939.561 | 7467.8148 | 0 | 0 | 1263.5534 | 1263.5534 | 3.218e-10 |  | 0 | 0 | 0 | 0 | 0 | 0 | 0 | 4.0662e-07 | 4.0662e-07 | 0 | 4.0662e-07 | 4.0662e-07 | [40 empty] | All EPR in 2020WLDFRFinancial | WLDFR | HFTD - Distribution - Tier 2 - 3QU CoRE ¦ 5QU LoRE | Seismic - Red Flag Warning - Catastrophic Fires | 2023 | Financial | 13939.561 | 746.7011 | 2023 | Control | 0.053 | 3 | 0 | esc | 0 | 0 | 0.055966 | 780.1444 | 0.055966 | 780.1444 | 0.055966 | 780.1444
[79 empty] | WLDFR | HFTD - Distribution - Tier 3 - 2QU CoRE ¦ 5QU LoRE | Seismic - Non-Red Flag Warning - Catastrophic Fires | 2025 | 0 | 0 | 0 | 0 | 21835.9781 | 428.6023 | 13939.561 | 7467.8148 | 0 | 0 | 0 | 1263.5534 | 3.218e-10 |  | 0 | 0 | 0 | 0 | 0 | 0 | 0 | 0 | 0 | 0 | 4.0662e-07 | 4.0662e-07 | [40 empty] | All EPR in 2020WLDFRSafety | WLDFR | HFTD - Distribution - Tier 2 - 3QU CoRE ¦ 5QU LoRE | Seismic - Red Flag Warning - Catastrophic Fires | 2023 | Safety | 7467.8148 | 746.7011 | 2023 | Control | 0.053 | 3 | 0 | esc | 0 | 0 | 0.055966 | 417.9453 | 0.055966 | 417.9453 | 0.055966 | 417.9453
[79 empty] | WLDFR | HFTD - Distribution - Tier 3 - 2QU CoRE ¦ 5QU LoRE | Seismic - Red Flag Warning - Catastrophic Fires | 2020 | 0 | 0 | 0 | 0 | 21083.8428 | 409.2237 | 13469.0878 | 7205.5313 | 1219.584 | 0 | 0 | 0 | 1.3879e-08 |  | 0 | 1.6927e-05 | 1.6927e-05 | 0 | 0 | 0 | 0 | 0 | 0 | 0 | 0 | 0 | [40 empty] | All EPR in 2020WLDFRElectric Reliability | WLDFR | HFTD - Distribution - Tier 2 - 3QU CoRE ¦ 5QU LoRE | Seismic - Red Flag Warning - Catastrophic Fires | 2024 | Electric Reliability | 428.6023 | 746.7011 | 2024 | Control | 0.1325 | 3 | 0 | esc | 0 | 0 | 0 | 0 | 0.15274 | 65.4638 | 0.15274 | 65.4638
[79 empty] | WLDFR | HFTD - Distribution - Tier 3 - 2QU CoRE ¦ 5QU LoRE | Seismic - Red Flag Warning - Catastrophic Fires | 2021 | 0 | 0 | 0 | 0 | 21083.8428 | 409.2237 | 13469.0878 | 7205.5313 | 1219.584 | 1219.584 | 0 | 0 | 1.3879e-08 |  | 0 | 1.6927e-05 | 1.6927e-05 | 0 | 1.6927e-05 | 1.6927e-05 | 0 | 0 | 0 | 0 | 0 | 0 | [40 empty] | All EPR in 2020WLDFRFinancial | WLDFR | HFTD - Distribution - Tier 2 - 3QU CoRE ¦ 5QU LoRE | Seismic - Red Flag Warning - Catastrophic Fires | 2024 | Financial | 13939.561 | 746.7011 | 2024 | Control | 0.053 | 3 | 0 | esc | 0 | 0 | 0 | 0 | 0.055966 | 780.1444 | 0.055966 | 780.1444
[79 empty] | WLDFR | HFTD - Distribution - Tier 3 - 2QU CoRE ¦ 5QU LoRE | Seismic - Red Flag Warning - Catastrophic Fires | 2022 | 0 | 0 | 0 | 0 | 21083.8428 | 409.2237 | 13469.0878 | 7205.5313 | 1219.584 | 1219.584 | 1219.584 | 0 | 1.3879e-08 |  | 0 | 1.6927e-05 | 1.6927e-05 | 0 | 1.6927e-05 | 1.6927e-05 | 0 | 1.6927e-05 | 1.6927e-05 | 0 | 0 | 0 | [40 empty] | All EPR in 2020WLDFRSafety | WLDFR | HFTD - Distribution - Tier 2 - 3QU CoRE ¦ 5QU LoRE | Seismic - Red Flag Warning - Catastrophic Fires | 2024 | Safety | 7467.8148 | 746.7011 | 2024 | Control | 0.053 | 3 | 0 | esc | 0 | 0 | 0 | 0 | 0.055966 | 417.9453 | 0.055966 | 417.9453
[79 empty] | WLDFR | HFTD - Distribution - Tier 3 - 2QU CoRE ¦ 5QU LoRE | Seismic - Red Flag Warning - Catastrophic Fires | 2023 | 0 | 0 | 0 | 0 | 21835.9781 | 428.6023 | 13939.561 | 7467.8148 | 0 | 1263.5534 | 1263.5534 | 1263.5534 | 1.3879e-08 |  | 0 | 0 | 0 | 0 | 1.7537e-05 | 1.7537e-05 | 0 | 1.7537e-05 | 1.7537e-05 | 0 | 1.7537e-05 | 1.7537e-05 | [40 empty] | All EPR in 2020WLDFRElectric Reliability | WLDFR | HFTD - Distribution - Tier 2 - 3QU CoRE ¦ 5QU LoRE | Seismic - Red Flag Warning - Catastrophic Fires | 2025 | Electric Reliability | 428.6023 | 746.7011 | 2025 | Control | 0.1325 | 3 | 0 | esc | 0 | 0 | 0 | 0 | 0 | 0 | 0.15274 | 65.4638
[79 empty] | WLDFR | HFTD - Distribution - Tier 3 - 2QU CoRE ¦ 5QU LoRE | Seismic - Red Flag Warning - Catastrophic Fires | 2024 | 0 | 0 | 0 | 0 | 21835.9781 | 428.6023 | 13939.561 | 7467.8148 | 0 | 0 | 1263.5534 | 1263.5534 | 1.3879e-08 |  | 0 | 0 | 0 | 0 | 0 | 0 | 0 | 1.7537e-05 | 1.7537e-05 | 0 | 1.7537e-05 | 1.7537e-05 | [40 empty] | All EPR in 2020WLDFRFinancial | WLDFR | HFTD - Distribution - Tier 2 - 3QU CoRE ¦ 5QU LoRE | Seismic - Red Flag Warning - Catastrophic Fires | 2025 | Financial | 13939.561 | 746.7011 | 2025 | Control | 0.053 | 3 | 0 | esc | 0 | 0 | 0 | 0 | 0 | 0 | 0.055966 | 780.1444
[79 empty] | WLDFR | HFTD - Distribution - Tier 3 - 2QU CoRE ¦ 5QU LoRE | Seismic - Red Flag Warning - Catastrophic Fires | 2025 | 0 | 0 | 0 | 0 | 21835.9781 | 428.6023 | 13939.561 | 7467.8148 | 0 | 0 | 0 | 1263.5534 | 1.3879e-08 |  | 0 | 0 | 0 | 0 | 0 | 0 | 0 | 0 | 0 | 0 | 1.7537e-05 | 1.7537e-05 | [40 empty] | All EPR in 2020WLDFRSafety | WLDFR | HFTD - Distribution - Tier 2 - 3QU CoRE ¦ 5QU LoRE | Seismic - Red Flag Warning - Catastrophic Fires | 2025 | Safety | 7467.8148 | 746.7011 | 2025 | Control | 0.053 | 3 | 0 | esc | 0 | 0 | 0 | 0 | 0 | 0 | 0.055966 | 417.9453
[79 empty] | WLDFR | HFTD - Distribution - Tier 3 - 3QU CoRE ¦ 1QU LoRE | Non-Red Flag Warning - Catastrophic Fires | 2020 | 0 | 0 | 0 | 0 | 14146.1306 | 222.2294 | 8585.7228 | 5338.1784 | 813.2108 | 0 | 0 | 0 | 1.6754e-06 |  | 0 | 0.0013624 | 0.0013624 | 0 | 0 | 0 | 0 | 0 | 0 | 0 | 0 | 0 | [40 empty] | All EPR in 2020WLDFRElectric Reliability | WLDFR | HFTD - Distribution - Tier 2 - 4QU CoRE ¦ 1QU LoRE | Non-Red Flag Warning - Catastrophic Fires | 2021 | Electric Reliability | 222.2294 | 692.6276 | 2021 | Control | 0.1325 | 3 | 0 | esc | 0.15274 | 33.9428 | 0.15274 | 33.9428 | 0 | 0 | 0 | 0
[79 empty] | WLDFR | HFTD - Distribution - Tier 3 - 3QU CoRE ¦ 1QU LoRE | Non-Red Flag Warning - Catastrophic Fires | 2021 | 0 | 0 | 0 | 0 | 14146.1306 | 222.2294 | 8585.7228 | 5338.1784 | 813.2108 | 813.2108 | 0 | 0 | 1.6754e-06 |  | 0 | 0.0013624 | 0.0013624 | 0 | 0.0013624 | 0.0013624 | 0 | 0 | 0 | 0 | 0 | 0 | [40 empty] | All EPR in 2020WLDFRFinancial | WLDFR | HFTD - Distribution - Tier 2 - 4QU CoRE ¦ 1QU LoRE | Non-Red Flag Warning - Catastrophic Fires | 2021 | Financial | 8585.7228 | 692.6276 | 2021 | Control | 0.053 | 3 | 0 | esc | 0.055966 | 480.5104 | 0.055966 | 480.5104 | 0 | 0 | 0 | 0
[79 empty] | WLDFR | HFTD - Distribution - Tier 3 - 3QU CoRE ¦ 1QU LoRE | Non-Red Flag Warning - Catastrophic Fires | 2022 | 0 | 0 | 0 | 0 | 14146.1306 | 222.2294 | 8585.7228 | 5338.1784 | 813.2108 | 813.2108 | 813.2108 | 0 | 1.6754e-06 |  | 0 | 0.0013624 | 0.0013624 | 0 | 0.0013624 | 0.0013624 | 0 | 0.0013624 | 0.0013624 | 0 | 0 | 0 | [40 empty] | All EPR in 2020WLDFRSafety | WLDFR | HFTD - Distribution - Tier 2 - 4QU CoRE ¦ 1QU LoRE | Non-Red Flag Warning - Catastrophic Fires | 2021 | Safety | 5338.1784 | 692.6276 | 2021 | Control | 0.053 | 3 | 0 | esc | 0.055966 | 298.7576 | 0.055966 | 298.7576 | 0 | 0 | 0 | 0
[79 empty] | WLDFR | HFTD - Distribution - Tier 3 - 3QU CoRE ¦ 1QU LoRE | Non-Red Flag Warning - Catastrophic Fires | 2023 | 0 | 0 | 0 | 0 | 14664.6376 | 233.2301 | 8896.516 | 5534.8915 | 0 | 843.2942 | 843.2942 | 843.2942 | 1.6754e-06 |  | 0 | 0 | 0 | 0 | 0.0014128 | 0.0014128 | 0 | 0.0014128 | 0.0014128 | 0 | 0.0014128 | 0.0014128 | [40 empty] | All EPR in 2020WLDFRElectric Reliability | WLDFR | HFTD - Distribution - Tier 2 - 4QU CoRE ¦ 1QU LoRE | Non-Red Flag Warning - Catastrophic Fires | 2022 | Electric Reliability | 222.2294 | 692.6276 | 2022 | Control | 0.1325 | 3 | 0 | esc | 0.15274 | 33.9428 | 0.15274 | 33.9428 | 0.15274 | 33.9428 | 0 | 0
[79 empty] | WLDFR | HFTD - Distribution - Tier 3 - 3QU CoRE ¦ 1QU LoRE | Non-Red Flag Warning - Catastrophic Fires | 2024 | 0 | 0 | 0 | 0 | 14664.6376 | 233.2301 | 8896.516 | 5534.8915 | 0 | 0 | 843.2942 | 843.2942 | 1.6754e-06 |  | 0 | 0 | 0 | 0 | 0 | 0 | 0 | 0.0014128 | 0.0014128 | 0 | 0.0014128 | 0.0014128 | [40 empty] | All EPR in 2020WLDFRFinancial | WLDFR | HFTD - Distribution - Tier 2 - 4QU CoRE ¦ 1QU LoRE | Non-Red Flag Warning - Catastrophic Fires | 2022 | Financial | 8585.7228 | 692.6276 | 2022 | Control | 0.053 | 3 | 0 | esc | 0.055966 | 480.5104 | 0.055966 | 480.5104 | 0.055966 | 480.5104 | 0 | 0
[79 empty] | WLDFR | HFTD - Distribution - Tier 3 - 3QU CoRE ¦ 1QU LoRE | Non-Red Flag Warning - Catastrophic Fires | 2025 | 0 | 0 | 0 | 0 | 14664.6376 | 233.2301 | 8896.516 | 5534.8915 | 0 | 0 | 0 | 843.2942 | 1.6754e-06 |  | 0 | 0 | 0 | 0 | 0 | 0 | 0 | 0 | 0 | 0 | 0.0014128 | 0.0014128 | [40 empty] | All EPR in 2020WLDFRSafety | WLDFR | HFTD - Distribution - Tier 2 - 4QU CoRE ¦ 1QU LoRE | Non-Red Flag Warning - Catastrophic Fires | 2022 | Safety | 5338.1784 | 692.6276 | 2022 | Control | 0.053 | 3 | 0 | esc | 0.055966 | 298.7576 | 0.055966 | 298.7576 | 0.055966 | 298.7576 | 0 | 0
[79 empty] | WLDFR | HFTD - Distribution - Tier 3 - 3QU CoRE ¦ 1QU LoRE | Non-Red Flag Warning - Destructive Fires | 2020 | 0 | 0 | 0 | 0 | 8807.9522 | 222.2294 | 8585.7228 | 0 | 514.4532 | 0 | 0 | 0 | 2.2431e-06 |  | 0 | 0.001154 | 0.001154 | 0 | 0 | 0 | 0 | 0 | 0 | 0 | 0 | 0 | [40 empty] | All EPR in 2020WLDFRElectric Reliability | WLDFR | HFTD - Distribution - Tier 2 - 4QU CoRE ¦ 1QU LoRE | Non-Red Flag Warning - Catastrophic Fires | 2023 | Electric Reliability | 233.2301 | 692.6276 | 2023 | Control | 0.1325 | 3 | 0 | esc | 0 | 0 | 0.15274 | 35.623 | 0.15274 | 35.623 | 0.15274 | 35.623
[79 empty] | WLDFR | HFTD - Distribution - Tier 3 - 3QU CoRE ¦ 1QU LoRE | Non-Red Flag Warning - Destructive Fires | 2021 | 0 | 0 | 0 | 0 | 8807.9522 | 222.2294 | 8585.7228 | 0 | 514.4532 | 514.4532 | 0 | 0 | 2.2431e-06 |  | 0 | 0.001154 | 0.001154 | 0 | 0.001154 | 0.001154 | 0 | 0 | 0 | 0 | 0 | 0 | [40 empty] | All EPR in 2020WLDFRFinancial | WLDFR | HFTD - Distribution - Tier 2 - 4QU CoRE ¦ 1QU LoRE | Non-Red Flag Warning - Catastrophic Fires | 2023 | Financial | 8896.516 | 692.6276 | 2023 | Control | 0.053 | 3 | 0 | esc | 0 | 0 | 0.055966 | 497.9043 | 0.055966 | 497.9043 | 0.055966 | 497.9043
[79 empty] | WLDFR | HFTD - Distribution - Tier 3 - 3QU CoRE ¦ 1QU LoRE | Non-Red Flag Warning - Destructive Fires | 2022 | 0 | 0 | 0 | 0 | 8807.9522 | 222.2294 | 8585.7228 | 0 | 514.4532 | 514.4532 | 514.4532 | 0 | 2.2431e-06 |  | 0 | 0.001154 | 0.001154 | 0 | 0.001154 | 0.001154 | 0 | 0.001154 | 0.001154 | 0 | 0 | 0 | [40 empty] | All EPR in 2020WLDFRSafety | WLDFR | HFTD - Distribution - Tier 2 - 4QU CoRE ¦ 1QU LoRE | Non-Red Flag Warning - Catastrophic Fires | 2023 | Safety | 5534.8915 | 692.6276 | 2023 | Control | 0.053 | 3 | 0 | esc | 0 | 0 | 0.055966 | 309.7669 | 0.055966 | 309.7669 | 0.055966 | 309.7669
[79 empty] | WLDFR | HFTD - Distribution - Tier 3 - 3QU CoRE ¦ 1QU LoRE | Non-Red Flag Warning - Destructive Fires | 2023 | 0 | 0 | 0 | 0 | 9129.7461 | 233.2301 | 8896.516 | 0 | 0 | 533.5273 | 533.5273 | 533.5273 | 2.2431e-06 |  | 0 | 0 | 0 | 0 | 0.0011968 | 0.0011968 | 0 | 0.0011968 | 0.0011968 | 0 | 0.0011968 | 0.0011968 | [40 empty] | All EPR in 2020WLDFRElectric Reliability | WLDFR | HFTD - Distribution - Tier 2 - 4QU CoRE ¦ 1QU LoRE | Non-Red Flag Warning - Catastrophic Fires | 2024 | Electric Reliability | 233.2301 | 692.6276 | 2024 | Control | 0.1325 | 3 | 0 | esc | 0 | 0 | 0 | 0 | 0.15274 | 35.623 | 0.15274 | 35.623
[79 empty] | WLDFR | HFTD - Distribution - Tier 3 - 3QU CoRE ¦ 1QU LoRE | Non-Red Flag Warning - Destructive Fires | 2024 | 0 | 0 | 0 | 0 | 9129.7461 | 233.2301 | 8896.516 | 0 | 0 | 0 | 533.5273 | 533.5273 | 2.2431e-06 |  | 0 | 0 | 0 | 0 | 0 | 0 | 0 | 0.0011968 | 0.0011968 | 0 | 0.0011968 | 0.0011968 | [40 empty] | All EPR in 2020WLDFRFinancial | WLDFR | HFTD - Distribution - Tier 2 - 4QU CoRE ¦ 1QU LoRE | Non-Red Flag Warning - Catastrophic Fires | 2024 | Financial | 8896.516 | 692.6276 | 2024 | Control | 0.053 | 3 | 0 | esc | 0 | 0 | 0 | 0 | 0.055966 | 497.9043 | 0.055966 | 497.9043
[79 empty] | WLDFR | HFTD - Distribution - Tier 3 - 3QU CoRE ¦ 1QU LoRE | Non-Red Flag Warning - Destructive Fires | 2025 | 0 | 0 | 0 | 0 | 9129.7461 | 233.2301 | 8896.516 | 0 | 0 | 0 | 0 | 533.5273 | 2.2431e-06 |  | 0 | 0 | 0 | 0 | 0 | 0 | 0 | 0 | 0 | 0 | 0.0011968 | 0.0011968 | [40 empty] | All EPR in 2020WLDFRSafety | WLDFR | HFTD - Distribution - Tier 2 - 4QU CoRE ¦ 1QU LoRE | Non-Red Flag Warning - Catastrophic Fires | 2024 | Safety | 5534.8915 | 692.6276 | 2024 | Control | 0.053 | 3 | 0 | esc | 0 | 0 | 0 | 0 | 0.055966 | 309.7669 | 0.055966 | 309.7669
[79 empty] | WLDFR | HFTD - Distribution - Tier 3 - 3QU CoRE ¦ 1QU LoRE | Non-Red Flag Warning - Large Fires | 2020 | 0 | 0 | 0 | 0 | 5.2406 | 0.69642 | 2.942 | 1.6022 | 0.36069 | 0 | 0 | 0 | 2.5034e-05 |  | 0 | 9.0294e-06 | 9.0294e-06 | 0 | 0 | 0 | 0 | 0 | 0 | 0 | 0 | 0 | [40 empty] | All EPR in 2020WLDFRElectric Reliability | WLDFR | HFTD - Distribution - Tier 2 - 4QU CoRE ¦ 1QU LoRE | Non-Red Flag Warning - Catastrophic Fires | 2025 | Electric Reliability | 233.2301 | 692.6276 | 2025 | Control | 0.1325 | 3 | 0 | esc | 0 | 0 | 0 | 0 | 0 | 0 | 0.15274 | 35.623
[79 empty] | WLDFR | HFTD - Distribution - Tier 3 - 3QU CoRE ¦ 1QU LoRE | Non-Red Flag Warning - Large Fires | 2021 | 0 | 0 | 0 | 0 | 5.2406 | 0.69642 | 2.942 | 1.6022 | 0.36069 | 0.36069 | 0 | 0 | 2.5034e-05 |  | 0 | 9.0294e-06 | 9.0294e-06 | 0 | 9.0294e-06 | 9.0294e-06 | 0 | 0 | 0 | 0 | 0 | 0 | [40 empty] | All EPR in 2020WLDFRFinancial | WLDFR | HFTD - Distribution - Tier 2 - 4QU CoRE ¦ 1QU LoRE | Non-Red Flag Warning - Catastrophic Fires | 2025 | Financial | 8896.516 | 692.6276 | 2025 | Control | 0.053 | 3 | 0 | esc | 0 | 0 | 0 | 0 | 0 | 0 | 0.055966 | 497.9043
[79 empty] | WLDFR | HFTD - Distribution - Tier 3 - 3QU CoRE ¦ 1QU LoRE | Non-Red Flag Warning - Large Fires | 2022 | 0 | 0 | 0 | 0 | 5.2406 | 0.69642 | 2.942 | 1.6022 | 0.36069 | 0.36069 | 0.36069 | 0 | 2.5034e-05 |  | 0 | 9.0294e-06 | 9.0294e-06 | 0 | 9.0294e-06 | 9.0294e-06 | 0 | 9.0294e-06 | 9.0294e-06 | 0 | 0 | 0 | [40 empty] | All EPR in 2020WLDFRSafety | WLDFR | HFTD - Distribution - Tier 2 - 4QU CoRE ¦ 1QU LoRE | Non-Red Flag Warning - Catastrophic Fires | 2025 | Safety | 5534.8915 | 692.6276 | 2025 | Control | 0.053 | 3 | 0 | esc | 0 | 0 | 0 | 0 | 0 | 0 | 0.055966 | 309.7669
[79 empty] | WLDFR | HFTD - Distribution - Tier 3 - 3QU CoRE ¦ 1QU LoRE | Non-Red Flag Warning - Large Fires | 2023 | 0 | 0 | 0 | 0 | 5.475 | 0.71896 | 3.0715 | 1.6846 | 0 | 0.37599 | 0.37599 | 0.37599 | 2.5034e-05 |  | 0 | 0 | 0 | 0 | 9.4125e-06 | 9.4125e-06 | 0 | 9.4125e-06 | 9.4125e-06 | 0 | 9.4125e-06 | 9.4125e-06 | [40 empty] | All EPR in 2020WLDFRElectric Reliability | WLDFR | HFTD - Distribution - Tier 2 - 4QU CoRE ¦ 1QU LoRE | Non-Red Flag Warning - Destructive Fires | 2021 | Electric Reliability | 222.2294 | 692.6276 | 2021 | Control | 0.1325 | 3 | 0 | esc | 0.15274 | 33.9428 | 0.15274 | 33.9428 | 0 | 0 | 0 | 0
[79 empty] | WLDFR | HFTD - Distribution - Tier 3 - 3QU CoRE ¦ 1QU LoRE | Non-Red Flag Warning - Large Fires | 2024 | 0 | 0 | 0 | 0 | 5.475 | 0.71896 | 3.0715 | 1.6846 | 0 | 0 | 0.37599 | 0.37599 | 2.5034e-05 |  | 0 | 0 | 0 | 0 | 0 | 0 | 0 | 9.4125e-06 | 9.4125e-06 | 0 | 9.4125e-06 | 9.4125e-06 | [40 empty] | All EPR in 2020WLDFRFinancial | WLDFR | HFTD - Distribution - Tier 2 - 4QU CoRE ¦ 1QU LoRE | Non-Red Flag Warning - Destructive Fires | 2021 | Financial | 8585.7228 | 692.6276 | 2021 | Control | 0.053 | 3 | 0 | esc | 0.055966 | 480.5104 | 0.055966 | 480.5104 | 0 | 0 | 0 | 0
[79 empty] | WLDFR | HFTD - Distribution - Tier 3 - 3QU CoRE ¦ 1QU LoRE | Non-Red Flag Warning - Large Fires | 2025 | 0 | 0 | 0 | 0 | 5.475 | 0.71896 | 3.0715 | 1.6846 | 0 | 0 | 0 | 0.37599 | 2.5034e-05 |  | 0 | 0 | 0 | 0 | 0 | 0 | 0 | 0 | 0 | 0 | 9.4125e-06 | 9.4125e-06 | [40 empty] | All EPR in 2020WLDFRElectric Reliability | WLDFR | HFTD - Distribution - Tier 2 - 4QU CoRE ¦ 1QU LoRE | Non-Red Flag Warning - Destructive Fires | 2022 | Electric Reliability | 222.2294 | 692.6276 | 2022 | Control | 0.1325 | 3 | 0 | esc | 0.15274 | 33.9428 | 0.15274 | 33.9428 | 0.15274 | 33.9428 | 0 | 0
[79 empty] | WLDFR | HFTD - Distribution - Tier 3 - 3QU CoRE ¦ 1QU LoRE | Non-Red Flag Warning - Small Fires | 2020 | 0 | 0 | 0 | 0 | 0.077901 | 0.036425 | 0.0015809 | 0.039895 | 0.0078847 | 0 | 0 | 0 | 0.0076325 |  | 0 | 6.018e-05 | 6.018e-05 | 0 | 0 | 0 | 0 | 0 | 0 | 0 | 0 | 0 | [40 empty] | All EPR in 2020WLDFRFinancial | WLDFR | HFTD - Distribution - Tier 2 - 4QU CoRE ¦ 1QU LoRE | Non-Red Flag Warning - Destructive Fires | 2022 | Financial | 8585.7228 | 692.6276 | 2022 | Control | 0.053 | 3 | 0 | esc | 0.055966 | 480.5104 | 0.055966 | 480.5104 | 0.055966 | 480.5104 | 0 | 0
[79 empty] | WLDFR | HFTD - Distribution - Tier 3 - 3QU CoRE ¦ 1QU LoRE | Non-Red Flag Warning - Small Fires | 2021 | 0 | 0 | 0 | 0 | 0.077901 | 0.036425 | 0.0015809 | 0.039895 | 0.0078847 | 0.0078847 | 0 | 0 | 0.0076325 |  | 0 | 6.018e-05 | 6.018e-05 | 0 | 6.018e-05 | 6.018e-05 | 0 | 0 | 0 | 0 | 0 | 0 | [40 empty] | All EPR in 2020WLDFRElectric Reliability | WLDFR | HFTD - Distribution - Tier 2 - 4QU CoRE ¦ 1QU LoRE | Non-Red Flag Warning - Destructive Fires | 2023 | Electric Reliability | 233.2301 | 692.6276 | 2023 | Control | 0.1325 | 3 | 0 | esc | 0 | 0 | 0.15274 | 35.623 | 0.15274 | 35.623 | 0.15274 | 35.623
[79 empty] | WLDFR | HFTD - Distribution - Tier 3 - 3QU CoRE ¦ 1QU LoRE | Non-Red Flag Warning - Small Fires | 2022 | 0 | 0 | 0 | 0 | 0.077901 | 0.036425 | 0.0015809 | 0.039895 | 0.0078847 | 0.0078847 | 0.0078847 | 0 | 0.0076325 |  | 0 | 6.018e-05 | 6.018e-05 | 0 | 6.018e-05 | 6.018e-05 | 0 | 6.018e-05 | 6.018e-05 | 0 | 0 | 0 | [40 empty] | All EPR in 2020WLDFRFinancial | WLDFR | HFTD - Distribution - Tier 2 - 4QU CoRE ¦ 1QU LoRE | Non-Red Flag Warning - Destructive Fires | 2023 | Financial | 8896.516 | 692.6276 | 2023 | Control | 0.053 | 3 | 0 | esc | 0 | 0 | 0.055966 | 497.9043 | 0.055966 | 497.9043 | 0.055966 | 497.9043
[79 empty] | WLDFR | HFTD - Distribution - Tier 3 - 3QU CoRE ¦ 1QU LoRE | Non-Red Flag Warning - Small Fires | 2023 | 0 | 0 | 0 | 0 | 0.080408 | 0.03759 | 0.0016314 | 0.041187 | 0 | 0.0081378 | 0.0081378 | 0.0081378 | 0.0076325 |  | 0 | 0 | 0 | 0 | 6.2112e-05 | 6.2112e-05 | 0 | 6.2112e-05 | 6.2112e-05 | 0 | 6.2112e-05 | 6.2112e-05 | [40 empty] | All EPR in 2020WLDFRElectric Reliability | WLDFR | HFTD - Distribution - Tier 2 - 4QU CoRE ¦ 1QU LoRE | Non-Red Flag Warning - Destructive Fires | 2024 | Electric Reliability | 233.2301 | 692.6276 | 2024 | Control | 0.1325 | 3 | 0 | esc | 0 | 0 | 0 | 0 | 0.15274 | 35.623 | 0.15274 | 35.623
[79 empty] | WLDFR | HFTD - Distribution - Tier 3 - 3QU CoRE ¦ 1QU LoRE | Non-Red Flag Warning - Small Fires | 2024 | 0 | 0 | 0 | 0 | 0.080408 | 0.03759 | 0.0016314 | 0.041187 | 0 | 0 | 0.0081378 | 0.0081378 | 0.0076325 |  | 0 | 0 | 0 | 0 | 0 | 0 | 0 | 6.2112e-05 | 6.2112e-05 | 0 | 6.2112e-05 | 6.2112e-05 | [40 empty] | All EPR in 2020WLDFRFinancial | WLDFR | HFTD - Distribution - Tier 2 - 4QU CoRE ¦ 1QU LoRE | Non-Red Flag Warning - Destructive Fires | 2024 | Financial | 8896.516 | 692.6276 | 2024 | Control | 0.053 | 3 | 0 | esc | 0 | 0 | 0 | 0 | 0.055966 | 497.9043 | 0.055966 | 497.9043
[79 empty] | WLDFR | HFTD - Distribution - Tier 3 - 3QU CoRE ¦ 1QU LoRE | Non-Red Flag Warning - Small Fires | 2025 | 0 | 0 | 0 | 0 | 0.080408 | 0.03759 | 0.0016314 | 0.041187 | 0 | 0 | 0 | 0.0081378 | 0.0076325 |  | 0 | 0 | 0 | 0 | 0 | 0 | 0 | 0 | 0 | 0 | 6.2112e-05 | 6.2112e-05 | [40 empty] | All EPR in 2020WLDFRElectric Reliability | WLDFR | HFTD - Distribution - Tier 2 - 4QU CoRE ¦ 1QU LoRE | Non-Red Flag Warning - Destructive Fires | 2025 | Electric Reliability | 233.2301 | 692.6276 | 2025 | Control | 0.1325 | 3 | 0 | esc | 0 | 0 | 0 | 0 | 0 | 0 | 0.15274 | 35.623
[79 empty] | WLDFR | HFTD - Distribution - Tier 3 - 3QU CoRE ¦ 1QU LoRE | Red Flag Warning - Catastrophic Fires | 2020 | 0 | 0 | 0 | 0 | 14146.1306 | 222.2294 | 8585.7228 | 5338.1784 | 813.2108 | 0 | 0 | 0 | 5.4682e-05 |  | 0 | 0.044468 | 0.044468 | 0 | 0 | 0 | 0 | 0 | 0 | 0 | 0 | 0 | [40 empty] | All EPR in 2020WLDFRFinancial | WLDFR | HFTD - Distribution - Tier 2 - 4QU CoRE ¦ 1QU LoRE | Non-Red Flag Warning - Destructive Fires | 2025 | Financial | 8896.516 | 692.6276 | 2025 | Control | 0.053 | 3 | 0 | esc | 0 | 0 | 0 | 0 | 0 | 0 | 0.055966 | 497.9043
[79 empty] | WLDFR | HFTD - Distribution - Tier 3 - 3QU CoRE ¦ 1QU LoRE | Red Flag Warning - Catastrophic Fires | 2021 | 0 | 0 | 0 | 0 | 14146.1306 | 222.2294 | 8585.7228 | 5338.1784 | 813.2108 | 813.2108 | 0 | 0 | 5.4682e-05 |  | 0 | 0.044468 | 0.044468 | 0 | 0.044468 | 0.044468 | 0 | 0 | 0 | 0 | 0 | 0 | [40 empty] | All EPR in 2020WLDFRElectric Reliability | WLDFR | HFTD - Distribution - Tier 2 - 4QU CoRE ¦ 1QU LoRE | Non-Red Flag Warning - Large Fires | 2021 | Electric Reliability | 0.69642 | 692.6276 | 2021 | Control | 0.1325 | 3 | 0 | esc | 0.15274 | 0.10637 | 0.15274 | 0.10637 | 0 | 0 | 0 | 0
[79 empty] | WLDFR | HFTD - Distribution - Tier 3 - 3QU CoRE ¦ 1QU LoRE | Red Flag Warning - Catastrophic Fires | 2022 | 0 | 0 | 0 | 0 | 14146.1306 | 222.2294 | 8585.7228 | 5338.1784 | 813.2108 | 813.2108 | 813.2108 | 0 | 5.4682e-05 |  | 0 | 0.044468 | 0.044468 | 0 | 0.044468 | 0.044468 | 0 | 0.044468 | 0.044468 | 0 | 0 | 0 | [40 empty] | All EPR in 2020WLDFRFinancial | WLDFR | HFTD - Distribution - Tier 2 - 4QU CoRE ¦ 1QU LoRE | Non-Red Flag Warning - Large Fires | 2021 | Financial | 2.942 | 692.6276 | 2021 | Control | 0.053 | 3 | 0 | esc | 0.055966 | 0.16465 | 0.055966 | 0.16465 | 0 | 0 | 0 | 0
[79 empty] | WLDFR | HFTD - Distribution - Tier 3 - 3QU CoRE ¦ 1QU LoRE | Red Flag Warning - Catastrophic Fires | 2023 | 0 | 0 | 0 | 0 | 14664.6376 | 233.2301 | 8896.516 | 5534.8915 | 0 | 843.2942 | 843.2942 | 843.2942 | 5.4682e-05 |  | 0 | 0 | 0 | 0 | 0.046113 | 0.046113 | 0 | 0.046113 | 0.046113 | 0 | 0.046113 | 0.046113 | [40 empty] | All EPR in 2020WLDFRSafety | WLDFR | HFTD - Distribution - Tier 2 - 4QU CoRE ¦ 1QU LoRE | Non-Red Flag Warning - Large Fires | 2021 | Safety | 1.6022 | 692.6276 | 2021 | Control | 0.053 | 3 | 0 | esc | 0.055966 | 0.089668 | 0.055966 | 0.089668 | 0 | 0 | 0 | 0
[79 empty] | WLDFR | HFTD - Distribution - Tier 3 - 3QU CoRE ¦ 1QU LoRE | Red Flag Warning - Catastrophic Fires | 2024 | 0 | 0 | 0 | 0 | 14664.6376 | 233.2301 | 8896.516 | 5534.8915 | 0 | 0 | 843.2942 | 843.2942 | 5.4682e-05 |  | 0 | 0 | 0 | 0 | 0 | 0 | 0 | 0.046113 | 0.046113 | 0 | 0.046113 | 0.046113 | [40 empty] | All EPR in 2020WLDFRElectric Reliability | WLDFR | HFTD - Distribution - Tier 2 - 4QU CoRE ¦ 1QU LoRE | Non-Red Flag Warning - Large Fires | 2022 | Electric Reliability | 0.69642 | 692.6276 | 2022 | Control | 0.1325 | 3 | 0 | esc | 0.15274 | 0.10637 | 0.15274 | 0.10637 | 0.15274 | 0.10637 | 0 | 0
[79 empty] | WLDFR | HFTD - Distribution - Tier 3 - 3QU CoRE ¦ 1QU LoRE | Red Flag Warning - Catastrophic Fires | 2025 | 0 | 0 | 0 | 0 | 14664.6376 | 233.2301 | 8896.516 | 5534.8915 | 0 | 0 | 0 | 843.2942 | 5.4682e-05 |  | 0 | 0 | 0 | 0 | 0 | 0 | 0 | 0 | 0 | 0 | 0.046113 | 0.046113 | [40 empty] | All EPR in 2020WLDFRFinancial | WLDFR | HFTD - Distribution - Tier 2 - 4QU CoRE ¦ 1QU LoRE | Non-Red Flag Warning - Large Fires | 2022 | Financial | 2.942 | 692.6276 | 2022 | Control | 0.053 | 3 | 0 | esc | 0.055966 | 0.16465 | 0.055966 | 0.16465 | 0.055966 | 0.16465 | 0 | 0
[79 empty] | WLDFR | HFTD - Distribution - Tier 3 - 3QU CoRE ¦ 1QU LoRE | Red Flag Warning - Destructive Fires | 2020 | 0 | 0 | 0 | 0 | 8807.9522 | 222.2294 | 8585.7228 | 0 | 514.4532 | 0 | 0 | 0 | 7.4585e-06 |  | 0 | 0.003837 | 0.003837 | 0 | 0 | 0 | 0 | 0 | 0 | 0 | 0 | 0 | [40 empty] | All EPR in 2020WLDFRSafety | WLDFR | HFTD - Distribution - Tier 2 - 4QU CoRE ¦ 1QU LoRE | Non-Red Flag Warning - Large Fires | 2022 | Safety | 1.6022 | 692.6276 | 2022 | Control | 0.053 | 3 | 0 | esc | 0.055966 | 0.089668 | 0.055966 | 0.089668 | 0.055966 | 0.089668 | 0 | 0
[79 empty] | WLDFR | HFTD - Distribution - Tier 3 - 3QU CoRE ¦ 1QU LoRE | Red Flag Warning - Destructive Fires | 2021 | 0 | 0 | 0 | 0 | 8807.9522 | 222.2294 | 8585.7228 | 0 | 514.4532 | 514.4532 | 0 | 0 | 7.4585e-06 |  | 0 | 0.003837 | 0.003837 | 0 | 0.003837 | 0.003837 | 0 | 0 | 0 | 0 | 0 | 0 | [40 empty] | All EPR in 2020WLDFRElectric Reliability | WLDFR | HFTD - Distribution - Tier 2 - 4QU CoRE ¦ 1QU LoRE | Non-Red Flag Warning - Large Fires | 2023 | Electric Reliability | 0.71896 | 692.6276 | 2023 | Control | 0.1325 | 3 | 0 | esc | 0 | 0 | 0.15274 | 0.10981 | 0.15274 | 0.10981 | 0.15274 | 0.10981
[79 empty] | WLDFR | HFTD - Distribution - Tier 3 - 3QU CoRE ¦ 1QU LoRE | Red Flag Warning - Destructive Fires | 2022 | 0 | 0 | 0 | 0 | 8807.9522 | 222.2294 | 8585.7228 | 0 | 514.4532 | 514.4532 | 514.4532 | 0 | 7.4585e-06 |  | 0 | 0.003837 | 0.003837 | 0 | 0.003837 | 0.003837 | 0 | 0.003837 | 0.003837 | 0 | 0 | 0 | [40 empty] | All EPR in 2020WLDFRFinancial | WLDFR | HFTD - Distribution - Tier 2 - 4QU CoRE ¦ 1QU LoRE | Non-Red Flag Warning - Large Fires | 2023 | Financial | 3.0715 | 692.6276 | 2023 | Control | 0.053 | 3 | 0 | esc | 0 | 0 | 0.055966 | 0.1719 | 0.055966 | 0.1719 | 0.055966 | 0.1719
[79 empty] | WLDFR | HFTD - Distribution - Tier 3 - 3QU CoRE ¦ 1QU LoRE | Red Flag Warning - Destructive Fires | 2023 | 0 | 0 | 0 | 0 | 9129.7461 | 233.2301 | 8896.516 | 0 | 0 | 533.5273 | 533.5273 | 533.5273 | 7.4585e-06 |  | 0 | 0 | 0 | 0 | 0.0039793 | 0.0039793 | 0 | 0.0039793 | 0.0039793 | 0 | 0.0039793 | 0.0039793 | [40 empty] | All EPR in 2020WLDFRSafety | WLDFR | HFTD - Distribution - Tier 2 - 4QU CoRE ¦ 1QU LoRE | Non-Red Flag Warning - Large Fires | 2023 | Safety | 1.6846 | 692.6276 | 2023 | Control | 0.053 | 3 | 0 | esc | 0 | 0 | 0.055966 | 0.094279 | 0.055966 | 0.094279 | 0.055966 | 0.094279
[79 empty] | WLDFR | HFTD - Distribution - Tier 3 - 3QU CoRE ¦ 1QU LoRE | Red Flag Warning - Destructive Fires | 2024 | 0 | 0 | 0 | 0 | 9129.7461 | 233.2301 | 8896.516 | 0 | 0 | 0 | 533.5273 | 533.5273 | 7.4585e-06 |  | 0 | 0 | 0 | 0 | 0 | 0 | 0 | 0.0039793 | 0.0039793 | 0 | 0.0039793 | 0.0039793 | [40 empty] | All EPR in 2020WLDFRElectric Reliability | WLDFR | HFTD - Distribution - Tier 2 - 4QU CoRE ¦ 1QU LoRE | Non-Red Flag Warning - Large Fires | 2024 | Electric Reliability | 0.71896 | 692.6276 | 2024 | Control | 0.1325 | 3 | 0 | esc | 0 | 0 | 0 | 0 | 0.15274 | 0.10981 | 0.15274 | 0.10981
[79 empty] | WLDFR | HFTD - Distribution - Tier 3 - 3QU CoRE ¦ 1QU LoRE | Red Flag Warning - Destructive Fires | 2025 | 0 | 0 | 0 | 0 | 9129.7461 | 233.2301 | 8896.516 | 0 | 0 | 0 | 0 | 533.5273 | 7.4585e-06 |  | 0 | 0 | 0 | 0 | 0 | 0 | 0 | 0 | 0 | 0 | 0.0039793 | 0.0039793 | [40 empty] | All EPR in 2020WLDFRFinancial | WLDFR | HFTD - Distribution - Tier 2 - 4QU CoRE ¦ 1QU LoRE | Non-Red Flag Warning - Large Fires | 2024 | Financial | 3.0715 | 692.6276 | 2024 | Control | 0.053 | 3 | 0 | esc | 0 | 0 | 0 | 0 | 0.055966 | 0.1719 | 0.055966 | 0.1719
[79 empty] | WLDFR | HFTD - Distribution - Tier 3 - 3QU CoRE ¦ 1QU LoRE | Red Flag Warning - Large Fires | 2020 | 0 | 0 | 0 | 0 | 5.2406 | 0.69642 | 2.942 | 1.6022 | 0.36069 | 0 | 0 | 0 | 4.8397e-05 |  | 0 | 1.7456e-05 | 1.7456e-05 | 0 | 0 | 0 | 0 | 0 | 0 | 0 | 0 | 0 | [40 empty] | All EPR in 2020WLDFRSafety | WLDFR | HFTD - Distribution - Tier 2 - 4QU CoRE ¦ 1QU LoRE | Non-Red Flag Warning - Large Fires | 2024 | Safety | 1.6846 | 692.6276 | 2024 | Control | 0.053 | 3 | 0 | esc | 0 | 0 | 0 | 0 | 0.055966 | 0.094279 | 0.055966 | 0.094279
[79 empty] | WLDFR | HFTD - Distribution - Tier 3 - 3QU CoRE ¦ 1QU LoRE | Red Flag Warning - Large Fires | 2021 | 0 | 0 | 0 | 0 | 5.2406 | 0.69642 | 2.942 | 1.6022 | 0.36069 | 0.36069 | 0 | 0 | 4.8397e-05 |  | 0 | 1.7456e-05 | 1.7456e-05 | 0 | 1.7456e-05 | 1.7456e-05 | 0 | 0 | 0 | 0 | 0 | 0 | [40 empty] | All EPR in 2020WLDFRElectric Reliability | WLDFR | HFTD - Distribution - Tier 2 - 4QU CoRE ¦ 1QU LoRE | Non-Red Flag Warning - Large Fires | 2025 | Electric Reliability | 0.71896 | 692.6276 | 2025 | Control | 0.1325 | 3 | 0 | esc | 0 | 0 | 0 | 0 | 0 | 0 | 0.15274 | 0.10981
[79 empty] | WLDFR | HFTD - Distribution - Tier 3 - 3QU CoRE ¦ 1QU LoRE | Red Flag Warning - Large Fires | 2022 | 0 | 0 | 0 | 0 | 5.2406 | 0.69642 | 2.942 | 1.6022 | 0.36069 | 0.36069 | 0.36069 | 0 | 4.8397e-05 |  | 0 | 1.7456e-05 | 1.7456e-05 | 0 | 1.7456e-05 | 1.7456e-05 | 0 | 1.7456e-05 | 1.7456e-05 | 0 | 0 | 0 | [40 empty] | All EPR in 2020WLDFRFinancial | WLDFR | HFTD - Distribution - Tier 2 - 4QU CoRE ¦ 1QU LoRE | Non-Red Flag Warning - Large Fires | 2025 | Financial | 3.0715 | 692.6276 | 2025 | Control | 0.053 | 3 | 0 | esc | 0 | 0 | 0 | 0 | 0 | 0 | 0.055966 | 0.1719
[79 empty] | WLDFR | HFTD - Distribution - Tier 3 - 3QU CoRE ¦ 1QU LoRE | Red Flag Warning - Large Fires | 2023 | 0 | 0 | 0 | 0 | 5.475 | 0.71896 | 3.0715 | 1.6846 | 0 | 0.37599 | 0.37599 | 0.37599 | 4.8397e-05 |  | 0 | 0 | 0 | 0 | 1.8197e-05 | 1.8197e-05 | 0 | 1.8197e-05 | 1.8197e-05 | 0 | 1.8197e-05 | 1.8197e-05 | [40 empty] | All EPR in 2020WLDFRSafety | WLDFR | HFTD - Distribution - Tier 2 - 4QU CoRE ¦ 1QU LoRE | Non-Red Flag Warning - Large Fires | 2025 | Safety | 1.6846 | 692.6276 | 2025 | Control | 0.053 | 3 | 0 | esc | 0 | 0 | 0 | 0 | 0 | 0 | 0.055966 | 0.094279
[79 empty] | WLDFR | HFTD - Distribution - Tier 3 - 3QU CoRE ¦ 1QU LoRE | Red Flag Warning - Large Fires | 2024 | 0 | 0 | 0 | 0 | 5.475 | 0.71896 | 3.0715 | 1.6846 | 0 | 0 | 0.37599 | 0.37599 | 4.8397e-05 |  | 0 | 0 | 0 | 0 | 0 | 0 | 0 | 1.8197e-05 | 1.8197e-05 | 0 | 1.8197e-05 | 1.8197e-05 | [40 empty] | All EPR in 2020WLDFRElectric Reliability | WLDFR | HFTD - Distribution - Tier 2 - 4QU CoRE ¦ 1QU LoRE | Non-Red Flag Warning - Small Fires | 2021 | Electric Reliability | 0.036425 | 692.6276 | 2021 | Control | 0.1325 | 3 | 0 | esc | 0.15274 | 0.0055635 | 0.15274 | 0.0055635 | 0 | 0 | 0 | 0
[79 empty] | WLDFR | HFTD - Distribution - Tier 3 - 3QU CoRE ¦ 1QU LoRE | Red Flag Warning - Large Fires | 2025 | 0 | 0 | 0 | 0 | 5.475 | 0.71896 | 3.0715 | 1.6846 | 0 | 0 | 0 | 0.37599 | 4.8397e-05 |  | 0 | 0 | 0 | 0 | 0 | 0 | 0 | 0 | 0 | 0 | 1.8197e-05 | 1.8197e-05 | [40 empty] | All EPR in 2020WLDFRFinancial | WLDFR | HFTD - Distribution - Tier 2 - 4QU CoRE ¦ 1QU LoRE | Non-Red Flag Warning - Small Fires | 2021 | Financial | 0.0015809 | 692.6276 | 2021 | Control | 0.053 | 3 | 0 | esc | 0.055966 | 8.8475e-05 | 0.055966 | 8.8475e-05 | 0 | 0 | 0 | 0
[79 empty] | WLDFR | HFTD - Distribution - Tier 3 - 3QU CoRE ¦ 1QU LoRE | Red Flag Warning - Small Fires | 2020 | 0 | 0 | 0 | 0 | 0.077901 | 0.036425 | 0.0015809 | 0.039895 | 0.0078847 | 0 | 0 | 0 | 0.0012359 |  | 0 | 9.7448e-06 | 9.7448e-06 | 0 | 0 | 0 | 0 | 0 | 0 | 0 | 0 | 0 | [40 empty] | All EPR in 2020WLDFRSafety | WLDFR | HFTD - Distribution - Tier 2 - 4QU CoRE ¦ 1QU LoRE | Non-Red Flag Warning - Small Fires | 2021 | Safety | 0.039895 | 692.6276 | 2021 | Control | 0.053 | 3 | 0 | esc | 0.055966 | 0.0022328 | 0.055966 | 0.0022328 | 0 | 0 | 0 | 0
[79 empty] | WLDFR | HFTD - Distribution - Tier 3 - 3QU CoRE ¦ 1QU LoRE | Red Flag Warning - Small Fires | 2021 | 0 | 0 | 0 | 0 | 0.077901 | 0.036425 | 0.0015809 | 0.039895 | 0.0078847 | 0.0078847 | 0 | 0 | 0.0012359 |  | 0 | 9.7448e-06 | 9.7448e-06 | 0 | 9.7448e-06 | 9.7448e-06 | 0 | 0 | 0 | 0 | 0 | 0 | [40 empty] | All EPR in 2020WLDFRElectric Reliability | WLDFR | HFTD - Distribution - Tier 2 - 4QU CoRE ¦ 1QU LoRE | Non-Red Flag Warning - Small Fires | 2022 | Electric Reliability | 0.036425 | 692.6276 | 2022 | Control | 0.1325 | 3 | 0 | esc | 0.15274 | 0.0055635 | 0.15274 | 0.0055635 | 0.15274 | 0.0055635 | 0 | 0
[79 empty] | WLDFR | HFTD - Distribution - Tier 3 - 3QU CoRE ¦ 1QU LoRE | Red Flag Warning - Small Fires | 2022 | 0 | 0 | 0 | 0 | 0.077901 | 0.036425 | 0.0015809 | 0.039895 | 0.0078847 | 0.0078847 | 0.0078847 | 0 | 0.0012359 |  | 0 | 9.7448e-06 | 9.7448e-06 | 0 | 9.7448e-06 | 9.7448e-06 | 0 | 9.7448e-06 | 9.7448e-06 | 0 | 0 | 0 | [40 empty] | All EPR in 2020WLDFRFinancial | WLDFR | HFTD - Distribution - Tier 2 - 4QU CoRE ¦ 1QU LoRE | Non-Red Flag Warning - Small Fires | 2022 | Financial | 0.0015809 | 692.6276 | 2022 | Control | 0.053 | 3 | 0 | esc | 0.055966 | 8.8475e-05 | 0.055966 | 8.8475e-05 | 0.055966 | 8.8475e-05 | 0 | 0
[79 empty] | WLDFR | HFTD - Distribution - Tier 3 - 3QU CoRE ¦ 1QU LoRE | Red Flag Warning - Small Fires | 2023 | 0 | 0 | 0 | 0 | 0.080408 | 0.03759 | 0.0016314 | 0.041187 | 0 | 0.0081378 | 0.0081378 | 0.0081378 | 0.0012359 |  | 0 | 0 | 0 | 0 | 1.0058e-05 | 1.0058e-05 | 0 | 1.0058e-05 | 1.0058e-05 | 0 | 1.0058e-05 | 1.0058e-05 | [40 empty] | All EPR in 2020WLDFRSafety | WLDFR | HFTD - Distribution - Tier 2 - 4QU CoRE ¦ 1QU LoRE | Non-Red Flag Warning - Small Fires | 2022 | Safety | 0.039895 | 692.6276 | 2022 | Control | 0.053 | 3 | 0 | esc | 0.055966 | 0.0022328 | 0.055966 | 0.0022328 | 0.055966 | 0.0022328 | 0 | 0
[79 empty] | WLDFR | HFTD - Distribution - Tier 3 - 3QU CoRE ¦ 1QU LoRE | Red Flag Warning - Small Fires | 2024 | 0 | 0 | 0 | 0 | 0.080408 | 0.03759 | 0.0016314 | 0.041187 | 0 | 0 | 0.0081378 | 0.0081378 | 0.0012359 |  | 0 | 0 | 0 | 0 | 0 | 0 | 0 | 1.0058e-05 | 1.0058e-05 | 0 | 1.0058e-05 | 1.0058e-05 | [40 empty] | All EPR in 2020WLDFRElectric Reliability | WLDFR | HFTD - Distribution - Tier 2 - 4QU CoRE ¦ 1QU LoRE | Non-Red Flag Warning - Small Fires | 2023 | Electric Reliability | 0.03759 | 692.6276 | 2023 | Control | 0.1325 | 3 | 0 | esc | 0 | 0 | 0.15274 | 0.0057414 | 0.15274 | 0.0057414 | 0.15274 | 0.0057414
[79 empty] | WLDFR | HFTD - Distribution - Tier 3 - 3QU CoRE ¦ 1QU LoRE | Red Flag Warning - Small Fires | 2025 | 0 | 0 | 0 | 0 | 0.080408 | 0.03759 | 0.0016314 | 0.041187 | 0 | 0 | 0 | 0.0081378 | 0.0012359 |  | 0 | 0 | 0 | 0 | 0 | 0 | 0 | 0 | 0 | 0 | 1.0058e-05 | 1.0058e-05 | [40 empty] | All EPR in 2020WLDFRFinancial | WLDFR | HFTD - Distribution - Tier 2 - 4QU CoRE ¦ 1QU LoRE | Non-Red Flag Warning - Small Fires | 2023 | Financial | 0.0016314 | 692.6276 | 2023 | Control | 0.053 | 3 | 0 | esc | 0 | 0 | 0.055966 | 9.1305e-05 | 0.055966 | 9.1305e-05 | 0.055966 | 9.1305e-05
[79 empty] | WLDFR | HFTD - Distribution - Tier 3 - 3QU CoRE ¦ 1QU LoRE | Seismic - Non-Red Flag Warning - Catastrophic Fires | 2020 | 0 | 0 | 0 | 0 | 21083.8428 | 409.2237 | 13469.0878 | 7205.5313 | 1219.584 | 0 | 0 | 0 | 2.6321e-10 |  | 0 | 3.2101e-07 | 3.2101e-07 | 0 | 0 | 0 | 0 | 0 | 0 | 0 | 0 | 0 | [40 empty] | All EPR in 2020WLDFRSafety | WLDFR | HFTD - Distribution - Tier 2 - 4QU CoRE ¦ 1QU LoRE | Non-Red Flag Warning - Small Fires | 2023 | Safety | 0.041187 | 692.6276 | 2023 | Control | 0.053 | 3 | 0 | esc | 0 | 0 | 0.055966 | 0.0023051 | 0.055966 | 0.0023051 | 0.055966 | 0.0023051
[79 empty] | WLDFR | HFTD - Distribution - Tier 3 - 3QU CoRE ¦ 1QU LoRE | Seismic - Non-Red Flag Warning - Catastrophic Fires | 2021 | 0 | 0 | 0 | 0 | 21083.8428 | 409.2237 | 13469.0878 | 7205.5313 | 1219.584 | 1219.584 | 0 | 0 | 2.6321e-10 |  | 0 | 3.2101e-07 | 3.2101e-07 | 0 | 3.2101e-07 | 3.2101e-07 | 0 | 0 | 0 | 0 | 0 | 0 | [40 empty] | All EPR in 2020WLDFRElectric Reliability | WLDFR | HFTD - Distribution - Tier 2 - 4QU CoRE ¦ 1QU LoRE | Non-Red Flag Warning - Small Fires | 2024 | Electric Reliability | 0.03759 | 692.6276 | 2024 | Control | 0.1325 | 3 | 0 | esc | 0 | 0 | 0 | 0 | 0.15274 | 0.0057414 | 0.15274 | 0.0057414
[79 empty] | WLDFR | HFTD - Distribution - Tier 3 - 3QU CoRE ¦ 1QU LoRE | Seismic - Non-Red Flag Warning - Catastrophic Fires | 2022 | 0 | 0 | 0 | 0 | 21083.8428 | 409.2237 | 13469.0878 | 7205.5313 | 1219.584 | 1219.584 | 1219.584 | 0 | 2.6321e-10 |  | 0 | 3.2101e-07 | 3.2101e-07 | 0 | 3.2101e-07 | 3.2101e-07 | 0 | 3.2101e-07 | 3.2101e-07 | 0 | 0 | 0 | [40 empty] | All EPR in 2020WLDFRFinancial | WLDFR | HFTD - Distribution - Tier 2 - 4QU CoRE ¦ 1QU LoRE | Non-Red Flag Warning - Small Fires | 2024 | Financial | 0.0016314 | 692.6276 | 2024 | Control | 0.053 | 3 | 0 | esc | 0 | 0 | 0 | 0 | 0.055966 | 9.1305e-05 | 0.055966 | 9.1305e-05
[79 empty] | WLDFR | HFTD - Distribution - Tier 3 - 3QU CoRE ¦ 1QU LoRE | Seismic - Non-Red Flag Warning - Catastrophic Fires | 2023 | 0 | 0 | 0 | 0 | 21835.9781 | 428.6023 | 13939.561 | 7467.8148 | 0 | 1263.5534 | 1263.5534 | 1263.5534 | 2.6321e-10 |  | 0 | 0 | 0 | 0 | 3.3258e-07 | 3.3258e-07 | 0 | 3.3258e-07 | 3.3258e-07 | 0 | 3.3258e-07 | 3.3258e-07 | [40 empty] | All EPR in 2020WLDFRSafety | WLDFR | HFTD - Distribution - Tier 2 - 4QU CoRE ¦ 1QU LoRE | Non-Red Flag Warning - Small Fires | 2024 | Safety | 0.041187 | 692.6276 | 2024 | Control | 0.053 | 3 | 0 | esc | 0 | 0 | 0 | 0 | 0.055966 | 0.0023051 | 0.055966 | 0.0023051
[79 empty] | WLDFR | HFTD - Distribution - Tier 3 - 3QU CoRE ¦ 1QU LoRE | Seismic - Non-Red Flag Warning - Catastrophic Fires | 2024 | 0 | 0 | 0 | 0 | 21835.9781 | 428.6023 | 13939.561 | 7467.8148 | 0 | 0 | 1263.5534 | 1263.5534 | 2.6321e-10 |  | 0 | 0 | 0 | 0 | 0 | 0 | 0 | 3.3258e-07 | 3.3258e-07 | 0 | 3.3258e-07 | 3.3258e-07 | [40 empty] | All EPR in 2020WLDFRElectric Reliability | WLDFR | HFTD - Distribution - Tier 2 - 4QU CoRE ¦ 1QU LoRE | Non-Red Flag Warning - Small Fires | 2025 | Electric Reliability | 0.03759 | 692.6276 | 2025 | Control | 0.1325 | 3 | 0 | esc | 0 | 0 | 0 | 0 | 0 | 0 | 0.15274 | 0.0057414
[79 empty] | WLDFR | HFTD - Distribution - Tier 3 - 3QU CoRE ¦ 1QU LoRE | Seismic - Non-Red Flag Warning - Catastrophic Fires | 2025 | 0 | 0 | 0 | 0 | 21835.9781 | 428.6023 | 13939.561 | 7467.8148 | 0 | 0 | 0 | 1263.5534 | 2.6321e-10 |  | 0 | 0 | 0 | 0 | 0 | 0 | 0 | 0 | 0 | 0 | 3.3258e-07 | 3.3258e-07 | [40 empty] | All EPR in 2020WLDFRFinancial | WLDFR | HFTD - Distribution - Tier 2 - 4QU CoRE ¦ 1QU LoRE | Non-Red Flag Warning - Small Fires | 2025 | Financial | 0.0016314 | 692.6276 | 2025 | Control | 0.053 | 3 | 0 | esc | 0 | 0 | 0 | 0 | 0 | 0 | 0.055966 | 9.1305e-05
[79 empty] | WLDFR | HFTD - Distribution - Tier 3 - 3QU CoRE ¦ 1QU LoRE | Seismic - Red Flag Warning - Catastrophic Fires | 2020 | 0 | 0 | 0 | 0 | 21083.8428 | 409.2237 | 13469.0878 | 7205.5313 | 1219.584 | 0 | 0 | 0 | 1.1352e-08 |  | 0 | 1.3845e-05 | 1.3845e-05 | 0 | 0 | 0 | 0 | 0 | 0 | 0 | 0 | 0 | [40 empty] | All EPR in 2020WLDFRSafety | WLDFR | HFTD - Distribution - Tier 2 - 4QU CoRE ¦ 1QU LoRE | Non-Red Flag Warning - Small Fires | 2025 | Safety | 0.041187 | 692.6276 | 2025 | Control | 0.053 | 3 | 0 | esc | 0 | 0 | 0 | 0 | 0 | 0 | 0.055966 | 0.0023051
[79 empty] | WLDFR | HFTD - Distribution - Tier 3 - 3QU CoRE ¦ 1QU LoRE | Seismic - Red Flag Warning - Catastrophic Fires | 2021 | 0 | 0 | 0 | 0 | 21083.8428 | 409.2237 | 13469.0878 | 7205.5313 | 1219.584 | 1219.584 | 0 | 0 | 1.1352e-08 |  | 0 | 1.3845e-05 | 1.3845e-05 | 0 | 1.3845e-05 | 1.3845e-05 | 0 | 0 | 0 | 0 | 0 | 0 | [40 empty] | All EPR in 2020WLDFRElectric Reliability | WLDFR | HFTD - Distribution - Tier 2 - 4QU CoRE ¦ 1QU LoRE | Red Flag Warning - Catastrophic Fires | 2021 | Electric Reliability | 222.2294 | 692.6276 | 2021 | Control | 0.1325 | 3 | 0 | esc | 0.15274 | 33.9428 | 0.15274 | 33.9428 | 0 | 0 | 0 | 0
[79 empty] | WLDFR | HFTD - Distribution - Tier 3 - 3QU CoRE ¦ 1QU LoRE | Seismic - Red Flag Warning - Catastrophic Fires | 2022 | 0 | 0 | 0 | 0 | 21083.8428 | 409.2237 | 13469.0878 | 7205.5313 | 1219.584 | 1219.584 | 1219.584 | 0 | 1.1352e-08 |  | 0 | 1.3845e-05 | 1.3845e-05 | 0 | 1.3845e-05 | 1.3845e-05 | 0 | 1.3845e-05 | 1.3845e-05 | 0 | 0 | 0 | [40 empty] | All EPR in 2020WLDFRFinancial | WLDFR | HFTD - Distribution - Tier 2 - 4QU CoRE ¦ 1QU LoRE | Red Flag Warning - Catastrophic Fires | 2021 | Financial | 8585.7228 | 692.6276 | 2021 | Control | 0.053 | 3 | 0 | esc | 0.055966 | 480.5104 | 0.055966 | 480.5104 | 0 | 0 | 0 | 0
[79 empty] | WLDFR | HFTD - Distribution - Tier 3 - 3QU CoRE ¦ 1QU LoRE | Seismic - Red Flag Warning - Catastrophic Fires | 2023 | 0 | 0 | 0 | 0 | 21835.9781 | 428.6023 | 13939.561 | 7467.8148 | 0 | 1263.5534 | 1263.5534 | 1263.5534 | 1.1352e-08 |  | 0 | 0 | 0 | 0 | 1.4344e-05 | 1.4344e-05 | 0 | 1.4344e-05 | 1.4344e-05 | 0 | 1.4344e-05 | 1.4344e-05 | [40 empty] | All EPR in 2020WLDFRSafety | WLDFR | HFTD - Distribution - Tier 2 - 4QU CoRE ¦ 1QU LoRE | Red Flag Warning - Catastrophic Fires | 2021 | Safety | 5338.1784 | 692.6276 | 2021 | Control | 0.053 | 3 | 0 | esc | 0.055966 | 298.7576 | 0.055966 | 298.7576 | 0 | 0 | 0 | 0
[79 empty] | WLDFR | HFTD - Distribution - Tier 3 - 3QU CoRE ¦ 1QU LoRE | Seismic - Red Flag Warning - Catastrophic Fires | 2024 | 0 | 0 | 0 | 0 | 21835.9781 | 428.6023 | 13939.561 | 7467.8148 | 0 | 0 | 1263.5534 | 1263.5534 | 1.1352e-08 |  | 0 | 0 | 0 | 0 | 0 | 0 | 0 | 1.4344e-05 | 1.4344e-05 | 0 | 1.4344e-05 | 1.4344e-05 | [40 empty] | All EPR in 2020WLDFRElectric Reliability | WLDFR | HFTD - Distribution - Tier 2 - 4QU CoRE ¦ 1QU LoRE | Red Flag Warning - Catastrophic Fires | 2022 | Electric Reliability | 222.2294 | 692.6276 | 2022 | Control | 0.1325 | 3 | 0 | esc | 0.15274 | 33.9428 | 0.15274 | 33.9428 | 0.15274 | 33.9428 | 0 | 0
[79 empty] | WLDFR | HFTD - Distribution - Tier 3 - 3QU CoRE ¦ 1QU LoRE | Seismic - Red Flag Warning - Catastrophic Fires | 2025 | 0 | 0 | 0 | 0 | 21835.9781 | 428.6023 | 13939.561 | 7467.8148 | 0 | 0 | 0 | 1263.5534 | 1.1352e-08 |  | 0 | 0 | 0 | 0 | 0 | 0 | 0 | 0 | 0 | 0 | 1.4344e-05 | 1.4344e-05 | [40 empty] | All EPR in 2020WLDFRFinancial | WLDFR | HFTD - Distribution - Tier 2 - 4QU CoRE ¦ 1QU LoRE | Red Flag Warning - Catastrophic Fires | 2022 | Financial | 8585.7228 | 692.6276 | 2022 | Control | 0.053 | 3 | 0 | esc | 0.055966 | 480.5104 | 0.055966 | 480.5104 | 0.055966 | 480.5104 | 0 | 0
[79 empty] | WLDFR | HFTD - Distribution - Tier 3 - 3QU CoRE ¦ 2QU LoRE | Non-Red Flag Warning - Catastrophic Fires | 2020 | 0 | 0 | 0 | 0 | 14146.1306 | 222.2294 | 8585.7228 | 5338.1784 | 813.2108 | 0 | 0 | 0 | 1.3373e-06 |  | 0 | 0.0010875 | 0.0010875 | 0 | 0 | 0 | 0 | 0 | 0 | 0 | 0 | 0 | [40 empty] | All EPR in 2020WLDFRSafety | WLDFR | HFTD - Distribution - Tier 2 - 4QU CoRE ¦ 1QU LoRE | Red Flag Warning - Catastrophic Fires | 2022 | Safety | 5338.1784 | 692.6276 | 2022 | Control | 0.053 | 3 | 0 | esc | 0.055966 | 298.7576 | 0.055966 | 298.7576 | 0.055966 | 298.7576 | 0 | 0
[79 empty] | WLDFR | HFTD - Distribution - Tier 3 - 3QU CoRE ¦ 2QU LoRE | Non-Red Flag Warning - Catastrophic Fires | 2021 | 0 | 0 | 0 | 0 | 14146.1306 | 222.2294 | 8585.7228 | 5338.1784 | 813.2108 | 813.2108 | 0 | 0 | 1.3373e-06 |  | 0 | 0.0010875 | 0.0010875 | 0 | 0.0010875 | 0.0010875 | 0 | 0 | 0 | 0 | 0 | 0 | [40 empty] | All EPR in 2020WLDFRElectric Reliability | WLDFR | HFTD - Distribution - Tier 2 - 4QU CoRE ¦ 1QU LoRE | Red Flag Warning - Catastrophic Fires | 2023 | Electric Reliability | 233.2301 | 692.6276 | 2023 | Control | 0.1325 | 3 | 0 | esc | 0 | 0 | 0.15274 | 35.623 | 0.15274 | 35.623 | 0.15274 | 35.623
[79 empty] | WLDFR | HFTD - Distribution - Tier 3 - 3QU CoRE ¦ 2QU LoRE | Non-Red Flag Warning - Catastrophic Fires | 2022 | 0 | 0 | 0 | 0 | 14146.1306 | 222.2294 | 8585.7228 | 5338.1784 | 813.2108 | 813.2108 | 813.2108 | 0 | 1.3373e-06 |  | 0 | 0.0010875 | 0.0010875 | 0 | 0.0010875 | 0.0010875 | 0 | 0.0010875 | 0.0010875 | 0 | 0 | 0 | [40 empty] | All EPR in 2020WLDFRFinancial | WLDFR | HFTD - Distribution - Tier 2 - 4QU CoRE ¦ 1QU LoRE | Red Flag Warning - Catastrophic Fires | 2023 | Financial | 8896.516 | 692.6276 | 2023 | Control | 0.053 | 3 | 0 | esc | 0 | 0 | 0.055966 | 497.9043 | 0.055966 | 497.9043 | 0.055966 | 497.9043
[79 empty] | WLDFR | HFTD - Distribution - Tier 3 - 3QU CoRE ¦ 2QU LoRE | Non-Red Flag Warning - Catastrophic Fires | 2023 | 0 | 0 | 0 | 0 | 14664.6376 | 233.2301 | 8896.516 | 5534.8915 | 0 | 843.2942 | 843.2942 | 843.2942 | 1.3373e-06 |  | 0 | 0 | 0 | 0 | 0.0011277 | 0.0011277 | 0 | 0.0011277 | 0.0011277 | 0 | 0.0011277 | 0.0011277 | [40 empty] | All EPR in 2020WLDFRSafety | WLDFR | HFTD - Distribution - Tier 2 - 4QU CoRE ¦ 1QU LoRE | Red Flag Warning - Catastrophic Fires | 2023 | Safety | 5534.8915 | 692.6276 | 2023 | Control | 0.053 | 3 | 0 | esc | 0 | 0 | 0.055966 | 309.7669 | 0.055966 | 309.7669 | 0.055966 | 309.7669
[79 empty] | WLDFR | HFTD - Distribution - Tier 3 - 3QU CoRE ¦ 2QU LoRE | Non-Red Flag Warning - Catastrophic Fires | 2024 | 0 | 0 | 0 | 0 | 14664.6376 | 233.2301 | 8896.516 | 5534.8915 | 0 | 0 | 843.2942 | 843.2942 | 1.3373e-06 |  | 0 | 0 | 0 | 0 | 0 | 0 | 0 | 0.0011277 | 0.0011277 | 0 | 0.0011277 | 0.0011277 | [40 empty] | All EPR in 2020WLDFRElectric Reliability | WLDFR | HFTD - Distribution - Tier 2 - 4QU CoRE ¦ 1QU LoRE | Red Flag Warning - Catastrophic Fires | 2024 | Electric Reliability | 233.2301 | 692.6276 | 2024 | Control | 0.1325 | 3 | 0 | esc | 0 | 0 | 0 | 0 | 0.15274 | 35.623 | 0.15274 | 35.623
[79 empty] | WLDFR | HFTD - Distribution - Tier 3 - 3QU CoRE ¦ 2QU LoRE | Non-Red Flag Warning - Catastrophic Fires | 2025 | 0 | 0 | 0 | 0 | 14664.6376 | 233.2301 | 8896.516 | 5534.8915 | 0 | 0 | 0 | 843.2942 | 1.3373e-06 |  | 0 | 0 | 0 | 0 | 0 | 0 | 0 | 0 | 0 | 0 | 0.0011277 | 0.0011277 | [40 empty] | All EPR in 2020WLDFRFinancial | WLDFR | HFTD - Distribution - Tier 2 - 4QU CoRE ¦ 1QU LoRE | Red Flag Warning - Catastrophic Fires | 2024 | Financial | 8896.516 | 692.6276 | 2024 | Control | 0.053 | 3 | 0 | esc | 0 | 0 | 0 | 0 | 0.055966 | 497.9043 | 0.055966 | 497.9043
[79 empty] | WLDFR | HFTD - Distribution - Tier 3 - 3QU CoRE ¦ 2QU LoRE | Non-Red Flag Warning - Destructive Fires | 2020 | 0 | 0 | 0 | 0 | 8807.9522 | 222.2294 | 8585.7228 | 0 | 514.4532 | 0 | 0 | 0 | 1.7002e-06 |  | 0 | 0.00087469 | 0.00087469 | 0 | 0 | 0 | 0 | 0 | 0 | 0 | 0 | 0 | [40 empty] | All EPR in 2020WLDFRSafety | WLDFR | HFTD - Distribution - Tier 2 - 4QU CoRE ¦ 1QU LoRE | Red Flag Warning - Catastrophic Fires | 2024 | Safety | 5534.8915 | 692.6276 | 2024 | Control | 0.053 | 3 | 0 | esc | 0 | 0 | 0 | 0 | 0.055966 | 309.7669 | 0.055966 | 309.7669
[79 empty] | WLDFR | HFTD - Distribution - Tier 3 - 3QU CoRE ¦ 2QU LoRE | Non-Red Flag Warning - Destructive Fires | 2021 | 0 | 0 | 0 | 0 | 8807.9522 | 222.2294 | 8585.7228 | 0 | 514.4532 | 514.4532 | 0 | 0 | 1.7002e-06 |  | 0 | 0.00087469 | 0.00087469 | 0 | 0.00087469 | 0.00087469 | 0 | 0 | 0 | 0 | 0 | 0 | [40 empty] | All EPR in 2020WLDFRElectric Reliability | WLDFR | HFTD - Distribution - Tier 2 - 4QU CoRE ¦ 1QU LoRE | Red Flag Warning - Catastrophic Fires | 2025 | Electric Reliability | 233.2301 | 692.6276 | 2025 | Control | 0.1325 | 3 | 0 | esc | 0 | 0 | 0 | 0 | 0 | 0 | 0.15274 | 35.623
[79 empty] | WLDFR | HFTD - Distribution - Tier 3 - 3QU CoRE ¦ 2QU LoRE | Non-Red Flag Warning - Destructive Fires | 2022 | 0 | 0 | 0 | 0 | 8807.9522 | 222.2294 | 8585.7228 | 0 | 514.4532 | 514.4532 | 514.4532 | 0 | 1.7002e-06 |  | 0 | 0.00087469 | 0.00087469 | 0 | 0.00087469 | 0.00087469 | 0 | 0.00087469 | 0.00087469 | 0 | 0 | 0 | [40 empty] | All EPR in 2020WLDFRFinancial | WLDFR | HFTD - Distribution - Tier 2 - 4QU CoRE ¦ 1QU LoRE | Red Flag Warning - Catastrophic Fires | 2025 | Financial | 8896.516 | 692.6276 | 2025 | Control | 0.053 | 3 | 0 | esc | 0 | 0 | 0 | 0 | 0 | 0 | 0.055966 | 497.9043
[79 empty] | WLDFR | HFTD - Distribution - Tier 3 - 3QU CoRE ¦ 2QU LoRE | Non-Red Flag Warning - Destructive Fires | 2023 | 0 | 0 | 0 | 0 | 9129.7461 | 233.2301 | 8896.516 | 0 | 0 | 533.5273 | 533.5273 | 533.5273 | 1.7002e-06 |  | 0 | 0 | 0 | 0 | 0.00090712 | 0.00090712 | 0 | 0.00090712 | 0.00090712 | 0 | 0.00090712 | 0.00090712 | [40 empty] | All EPR in 2020WLDFRSafety | WLDFR | HFTD - Distribution - Tier 2 - 4QU CoRE ¦ 1QU LoRE | Red Flag Warning - Catastrophic Fires | 2025 | Safety | 5534.8915 | 692.6276 | 2025 | Control | 0.053 | 3 | 0 | esc | 0 | 0 | 0 | 0 | 0 | 0 | 0.055966 | 309.7669
[79 empty] | WLDFR | HFTD - Distribution - Tier 3 - 3QU CoRE ¦ 2QU LoRE | Non-Red Flag Warning - Destructive Fires | 2024 | 0 | 0 | 0 | 0 | 9129.7461 | 233.2301 | 8896.516 | 0 | 0 | 0 | 533.5273 | 533.5273 | 1.7002e-06 |  | 0 | 0 | 0 | 0 | 0 | 0 | 0 | 0.00090712 | 0.00090712 | 0 | 0.00090712 | 0.00090712 | [40 empty] | All EPR in 2020WLDFRElectric Reliability | WLDFR | HFTD - Distribution - Tier 2 - 4QU CoRE ¦ 1QU LoRE | Red Flag Warning - Destructive Fires | 2021 | Electric Reliability | 222.2294 | 692.6276 | 2021 | Control | 0.1325 | 3 | 0 | esc | 0.15274 | 33.9428 | 0.15274 | 33.9428 | 0 | 0 | 0 | 0
[79 empty] | WLDFR | HFTD - Distribution - Tier 3 - 3QU CoRE ¦ 2QU LoRE | Non-Red Flag Warning - Destructive Fires | 2025 | 0 | 0 | 0 | 0 | 9129.7461 | 233.2301 | 8896.516 | 0 | 0 | 0 | 0 | 533.5273 | 1.7002e-06 |  | 0 | 0 | 0 | 0 | 0 | 0 | 0 | 0 | 0 | 0 | 0.00090712 | 0.00090712 | [40 empty] | All EPR in 2020WLDFRFinancial | WLDFR | HFTD - Distribution - Tier 2 - 4QU CoRE ¦ 1QU LoRE | Red Flag Warning - Destructive Fires | 2021 | Financial | 8585.7228 | 692.6276 | 2021 | Control | 0.053 | 3 | 0 | esc | 0.055966 | 480.5104 | 0.055966 | 480.5104 | 0 | 0 | 0 | 0
[79 empty] | WLDFR | HFTD - Distribution - Tier 3 - 3QU CoRE ¦ 2QU LoRE | Non-Red Flag Warning - Large Fires | 2020 | 0 | 0 | 0 | 0 | 5.2406 | 0.69642 | 2.942 | 1.6022 | 0.36069 | 0 | 0 | 0 | 1.8351e-05 |  | 0 | 6.6191e-06 | 6.6191e-06 | 0 | 0 | 0 | 0 | 0 | 0 | 0 | 0 | 0 | [40 empty] | All EPR in 2020WLDFRElectric Reliability | WLDFR | HFTD - Distribution - Tier 2 - 4QU CoRE ¦ 1QU LoRE | Red Flag Warning - Destructive Fires | 2022 | Electric Reliability | 222.2294 | 692.6276 | 2022 | Control | 0.1325 | 3 | 0 | esc | 0.15274 | 33.9428 | 0.15274 | 33.9428 | 0.15274 | 33.9428 | 0 | 0
[79 empty] | WLDFR | HFTD - Distribution - Tier 3 - 3QU CoRE ¦ 2QU LoRE | Non-Red Flag Warning - Large Fires | 2021 | 0 | 0 | 0 | 0 | 5.2406 | 0.69642 | 2.942 | 1.6022 | 0.36069 | 0.36069 | 0 | 0 | 1.8351e-05 |  | 0 | 6.6191e-06 | 6.6191e-06 | 0 | 6.6191e-06 | 6.6191e-06 | 0 | 0 | 0 | 0 | 0 | 0 | [40 empty] | All EPR in 2020WLDFRFinancial | WLDFR | HFTD - Distribution - Tier 2 - 4QU CoRE ¦ 1QU LoRE | Red Flag Warning - Destructive Fires | 2022 | Financial | 8585.7228 | 692.6276 | 2022 | Control | 0.053 | 3 | 0 | esc | 0.055966 | 480.5104 | 0.055966 | 480.5104 | 0.055966 | 480.5104 | 0 | 0
[79 empty] | WLDFR | HFTD - Distribution - Tier 3 - 3QU CoRE ¦ 2QU LoRE | Non-Red Flag Warning - Large Fires | 2022 | 0 | 0 | 0 | 0 | 5.2406 | 0.69642 | 2.942 | 1.6022 | 0.36069 | 0.36069 | 0.36069 | 0 | 1.8351e-05 |  | 0 | 6.6191e-06 | 6.6191e-06 | 0 | 6.6191e-06 | 6.6191e-06 | 0 | 6.6191e-06 | 6.6191e-06 | 0 | 0 | 0 | [40 empty] | All EPR in 2020WLDFRElectric Reliability | WLDFR | HFTD - Distribution - Tier 2 - 4QU CoRE ¦ 1QU LoRE | Red Flag Warning - Destructive Fires | 2023 | Electric Reliability | 233.2301 | 692.6276 | 2023 | Control | 0.1325 | 3 | 0 | esc | 0 | 0 | 0.15274 | 35.623 | 0.15274 | 35.623 | 0.15274 | 35.623
[79 empty] | WLDFR | HFTD - Distribution - Tier 3 - 3QU CoRE ¦ 2QU LoRE | Non-Red Flag Warning - Large Fires | 2023 | 0 | 0 | 0 | 0 | 5.475 | 0.71896 | 3.0715 | 1.6846 | 0 | 0.37599 | 0.37599 | 0.37599 | 1.8351e-05 |  | 0 | 0 | 0 | 0 | 6.8999e-06 | 6.8999e-06 | 0 | 6.8999e-06 | 6.8999e-06 | 0 | 6.8999e-06 | 6.8999e-06 | [40 empty] | All EPR in 2020WLDFRFinancial | WLDFR | HFTD - Distribution - Tier 2 - 4QU CoRE ¦ 1QU LoRE | Red Flag Warning - Destructive Fires | 2023 | Financial | 8896.516 | 692.6276 | 2023 | Control | 0.053 | 3 | 0 | esc | 0 | 0 | 0.055966 | 497.9043 | 0.055966 | 497.9043 | 0.055966 | 497.9043
[79 empty] | WLDFR | HFTD - Distribution - Tier 3 - 3QU CoRE ¦ 2QU LoRE | Non-Red Flag Warning - Large Fires | 2024 | 0 | 0 | 0 | 0 | 5.475 | 0.71896 | 3.0715 | 1.6846 | 0 | 0 | 0.37599 | 0.37599 | 1.8351e-05 |  | 0 | 0 | 0 | 0 | 0 | 0 | 0 | 6.8999e-06 | 6.8999e-06 | 0 | 6.8999e-06 | 6.8999e-06 | [40 empty] | All EPR in 2020WLDFRElectric Reliability | WLDFR | HFTD - Distribution - Tier 2 - 4QU CoRE ¦ 1QU LoRE | Red Flag Warning - Destructive Fires | 2024 | Electric Reliability | 233.2301 | 692.6276 | 2024 | Control | 0.1325 | 3 | 0 | esc | 0 | 0 | 0 | 0 | 0.15274 | 35.623 | 0.15274 | 35.623
[79 empty] | WLDFR | HFTD - Distribution - Tier 3 - 3QU CoRE ¦ 2QU LoRE | Non-Red Flag Warning - Large Fires | 2025 | 0 | 0 | 0 | 0 | 5.475 | 0.71896 | 3.0715 | 1.6846 | 0 | 0 | 0 | 0.37599 | 1.8351e-05 |  | 0 | 0 | 0 | 0 | 0 | 0 | 0 | 0 | 0 | 0 | 6.8999e-06 | 6.8999e-06 | [40 empty] | All EPR in 2020WLDFRFinancial | WLDFR | HFTD - Distribution - Tier 2 - 4QU CoRE ¦ 1QU LoRE | Red Flag Warning - Destructive Fires | 2024 | Financial | 8896.516 | 692.6276 | 2024 | Control | 0.053 | 3 | 0 | esc | 0 | 0 | 0 | 0 | 0.055966 | 497.9043 | 0.055966 | 497.9043
[79 empty] | WLDFR | HFTD - Distribution - Tier 3 - 3QU CoRE ¦ 2QU LoRE | Non-Red Flag Warning - Small Fires | 2020 | 0 | 0 | 0 | 0 | 0.077901 | 0.036425 | 0.0015809 | 0.039895 | 0.0078847 | 0 | 0 | 0 | 0.0057562 |  | 0 | 4.5386e-05 | 4.5386e-05 | 0 | 0 | 0 | 0 | 0 | 0 | 0 | 0 | 0 | [40 empty] | All EPR in 2020WLDFRElectric Reliability | WLDFR | HFTD - Distribution - Tier 2 - 4QU CoRE ¦ 1QU LoRE | Red Flag Warning - Destructive Fires | 2025 | Electric Reliability | 233.2301 | 692.6276 | 2025 | Control | 0.1325 | 3 | 0 | esc | 0 | 0 | 0 | 0 | 0 | 0 | 0.15274 | 35.623
[79 empty] | WLDFR | HFTD - Distribution - Tier 3 - 3QU CoRE ¦ 2QU LoRE | Non-Red Flag Warning - Small Fires | 2021 | 0 | 0 | 0 | 0 | 0.077901 | 0.036425 | 0.0015809 | 0.039895 | 0.0078847 | 0.0078847 | 0 | 0 | 0.0057562 |  | 0 | 4.5386e-05 | 4.5386e-05 | 0 | 4.5386e-05 | 4.5386e-05 | 0 | 0 | 0 | 0 | 0 | 0 | [40 empty] | All EPR in 2020WLDFRFinancial | WLDFR | HFTD - Distribution - Tier 2 - 4QU CoRE ¦ 1QU LoRE | Red Flag Warning - Destructive Fires | 2025 | Financial | 8896.516 | 692.6276 | 2025 | Control | 0.053 | 3 | 0 | esc | 0 | 0 | 0 | 0 | 0 | 0 | 0.055966 | 497.9043
[79 empty] | WLDFR | HFTD - Distribution - Tier 3 - 3QU CoRE ¦ 2QU LoRE | Non-Red Flag Warning - Small Fires | 2022 | 0 | 0 | 0 | 0 | 0.077901 | 0.036425 | 0.0015809 | 0.039895 | 0.0078847 | 0.0078847 | 0.0078847 | 0 | 0.0057562 |  | 0 | 4.5386e-05 | 4.5386e-05 | 0 | 4.5386e-05 | 4.5386e-05 | 0 | 4.5386e-05 | 4.5386e-05 | 0 | 0 | 0 | [40 empty] | All EPR in 2020WLDFRElectric Reliability | WLDFR | HFTD - Distribution - Tier 2 - 4QU CoRE ¦ 1QU LoRE | Red Flag Warning - Large Fires | 2021 | Electric Reliability | 0.69642 | 692.6276 | 2021 | Control | 0.1325 | 3 | 0 | esc | 0.15274 | 0.10637 | 0.15274 | 0.10637 | 0 | 0 | 0 | 0
[79 empty] | WLDFR | HFTD - Distribution - Tier 3 - 3QU CoRE ¦ 2QU LoRE | Non-Red Flag Warning - Small Fires | 2023 | 0 | 0 | 0 | 0 | 0.080408 | 0.03759 | 0.0016314 | 0.041187 | 0 | 0.0081378 | 0.0081378 | 0.0081378 | 0.0057562 |  | 0 | 0 | 0 | 0 | 4.6842e-05 | 4.6842e-05 | 0 | 4.6842e-05 | 4.6842e-05 | 0 | 4.6842e-05 | 4.6842e-05 | [40 empty] | All EPR in 2020WLDFRFinancial | WLDFR | HFTD - Distribution - Tier 2 - 4QU CoRE ¦ 1QU LoRE | Red Flag Warning - Large Fires | 2021 | Financial | 2.942 | 692.6276 | 2021 | Control | 0.053 | 3 | 0 | esc | 0.055966 | 0.16465 | 0.055966 | 0.16465 | 0 | 0 | 0 | 0
[79 empty] | WLDFR | HFTD - Distribution - Tier 3 - 3QU CoRE ¦ 2QU LoRE | Non-Red Flag Warning - Small Fires | 2024 | 0 | 0 | 0 | 0 | 0.080408 | 0.03759 | 0.0016314 | 0.041187 | 0 | 0 | 0.0081378 | 0.0081378 | 0.0057562 |  | 0 | 0 | 0 | 0 | 0 | 0 | 0 | 4.6842e-05 | 4.6842e-05 | 0 | 4.6842e-05 | 4.6842e-05 | [40 empty] | All EPR in 2020WLDFRSafety | WLDFR | HFTD - Distribution - Tier 2 - 4QU CoRE ¦ 1QU LoRE | Red Flag Warning - Large Fires | 2021 | Safety | 1.6022 | 692.6276 | 2021 | Control | 0.053 | 3 | 0 | esc | 0.055966 | 0.089668 | 0.055966 | 0.089668 | 0 | 0 | 0 | 0
[79 empty] | WLDFR | HFTD - Distribution - Tier 3 - 3QU CoRE ¦ 2QU LoRE | Non-Red Flag Warning - Small Fires | 2025 | 0 | 0 | 0 | 0 | 0.080408 | 0.03759 | 0.0016314 | 0.041187 | 0 | 0 | 0 | 0.0081378 | 0.0057562 |  | 0 | 0 | 0 | 0 | 0 | 0 | 0 | 0 | 0 | 0 | 4.6842e-05 | 4.6842e-05 | [40 empty] | All EPR in 2020WLDFRElectric Reliability | WLDFR | HFTD - Distribution - Tier 2 - 4QU CoRE ¦ 1QU LoRE | Red Flag Warning - Large Fires | 2022 | Electric Reliability | 0.69642 | 692.6276 | 2022 | Control | 0.1325 | 3 | 0 | esc | 0.15274 | 0.10637 | 0.15274 | 0.10637 | 0.15274 | 0.10637 | 0 | 0
[79 empty] | WLDFR | HFTD - Distribution - Tier 3 - 3QU CoRE ¦ 2QU LoRE | Red Flag Warning - Catastrophic Fires | 2020 | 0 | 0 | 0 | 0 | 14146.1306 | 222.2294 | 8585.7228 | 5338.1784 | 813.2108 | 0 | 0 | 0 | 4.1655e-05 |  | 0 | 0.033874 | 0.033874 | 0 | 0 | 0 | 0 | 0 | 0 | 0 | 0 | 0 | [40 empty] | All EPR in 2020WLDFRFinancial | WLDFR | HFTD - Distribution - Tier 2 - 4QU CoRE ¦ 1QU LoRE | Red Flag Warning - Large Fires | 2022 | Financial | 2.942 | 692.6276 | 2022 | Control | 0.053 | 3 | 0 | esc | 0.055966 | 0.16465 | 0.055966 | 0.16465 | 0.055966 | 0.16465 | 0 | 0
[79 empty] | WLDFR | HFTD - Distribution - Tier 3 - 3QU CoRE ¦ 2QU LoRE | Red Flag Warning - Catastrophic Fires | 2021 | 0 | 0 | 0 | 0 | 14146.1306 | 222.2294 | 8585.7228 | 5338.1784 | 813.2108 | 813.2108 | 0 | 0 | 4.1655e-05 |  | 0 | 0.033874 | 0.033874 | 0 | 0.033874 | 0.033874 | 0 | 0 | 0 | 0 | 0 | 0 | [40 empty] | All EPR in 2020WLDFRSafety | WLDFR | HFTD - Distribution - Tier 2 - 4QU CoRE ¦ 1QU LoRE | Red Flag Warning - Large Fires | 2022 | Safety | 1.6022 | 692.6276 | 2022 | Control | 0.053 | 3 | 0 | esc | 0.055966 | 0.089668 | 0.055966 | 0.089668 | 0.055966 | 0.089668 | 0 | 0
[79 empty] | WLDFR | HFTD - Distribution - Tier 3 - 3QU CoRE ¦ 2QU LoRE | Red Flag Warning - Catastrophic Fires | 2022 | 0 | 0 | 0 | 0 | 14146.1306 | 222.2294 | 8585.7228 | 5338.1784 | 813.2108 | 813.2108 | 813.2108 | 0 | 4.1655e-05 |  | 0 | 0.033874 | 0.033874 | 0 | 0.033874 | 0.033874 | 0 | 0.033874 | 0.033874 | 0 | 0 | 0 | [40 empty] | All EPR in 2020WLDFRElectric Reliability | WLDFR | HFTD - Distribution - Tier 2 - 4QU CoRE ¦ 1QU LoRE | Red Flag Warning - Large Fires | 2023 | Electric Reliability | 0.71896 | 692.6276 | 2023 | Control | 0.1325 | 3 | 0 | esc | 0 | 0 | 0.15274 | 0.10981 | 0.15274 | 0.10981 | 0.15274 | 0.10981
[79 empty] | WLDFR | HFTD - Distribution - Tier 3 - 3QU CoRE ¦ 2QU LoRE | Red Flag Warning - Catastrophic Fires | 2023 | 0 | 0 | 0 | 0 | 14664.6376 | 233.2301 | 8896.516 | 5534.8915 | 0 | 843.2942 | 843.2942 | 843.2942 | 4.1655e-05 |  | 0 | 0 | 0 | 0 | 0.035127 | 0.035127 | 0 | 0.035127 | 0.035127 | 0 | 0.035127 | 0.035127 | [40 empty] | All EPR in 2020WLDFRFinancial | WLDFR | HFTD - Distribution - Tier 2 - 4QU CoRE ¦ 1QU LoRE | Red Flag Warning - Large Fires | 2023 | Financial | 3.0715 | 692.6276 | 2023 | Control | 0.053 | 3 | 0 | esc | 0 | 0 | 0.055966 | 0.1719 | 0.055966 | 0.1719 | 0.055966 | 0.1719
[79 empty] | WLDFR | HFTD - Distribution - Tier 3 - 3QU CoRE ¦ 2QU LoRE | Red Flag Warning - Catastrophic Fires | 2024 | 0 | 0 | 0 | 0 | 14664.6376 | 233.2301 | 8896.516 | 5534.8915 | 0 | 0 | 843.2942 | 843.2942 | 4.1655e-05 |  | 0 | 0 | 0 | 0 | 0 | 0 | 0 | 0.035127 | 0.035127 | 0 | 0.035127 | 0.035127 | [40 empty] | All EPR in 2020WLDFRSafety | WLDFR | HFTD - Distribution - Tier 2 - 4QU CoRE ¦ 1QU LoRE | Red Flag Warning - Large Fires | 2023 | Safety | 1.6846 | 692.6276 | 2023 | Control | 0.053 | 3 | 0 | esc | 0 | 0 | 0.055966 | 0.094279 | 0.055966 | 0.094279 | 0.055966 | 0.094279
[79 empty] | WLDFR | HFTD - Distribution - Tier 3 - 3QU CoRE ¦ 2QU LoRE | Red Flag Warning - Catastrophic Fires | 2025 | 0 | 0 | 0 | 0 | 14664.6376 | 233.2301 | 8896.516 | 5534.8915 | 0 | 0 | 0 | 843.2942 | 4.1655e-05 |  | 0 | 0 | 0 | 0 | 0 | 0 | 0 | 0 | 0 | 0 | 0.035127 | 0.035127 | [40 empty] | All EPR in 2020WLDFRElectric Reliability | WLDFR | HFTD - Distribution - Tier 2 - 4QU CoRE ¦ 1QU LoRE | Red Flag Warning - Large Fires | 2024 | Electric Reliability | 0.71896 | 692.6276 | 2024 | Control | 0.1325 | 3 | 0 | esc | 0 | 0 | 0 | 0 | 0.15274 | 0.10981 | 0.15274 | 0.10981
[79 empty] | WLDFR | HFTD - Distribution - Tier 3 - 3QU CoRE ¦ 2QU LoRE | Red Flag Warning - Destructive Fires | 2020 | 0 | 0 | 0 | 0 | 8807.9522 | 222.2294 | 8585.7228 | 0 | 514.4532 | 0 | 0 | 0 | 5.5637e-06 |  | 0 | 0.0028622 | 0.0028622 | 0 | 0 | 0 | 0 | 0 | 0 | 0 | 0 | 0 | [40 empty] | All EPR in 2020WLDFRFinancial | WLDFR | HFTD - Distribution - Tier 2 - 4QU CoRE ¦ 1QU LoRE | Red Flag Warning - Large Fires | 2024 | Financial | 3.0715 | 692.6276 | 2024 | Control | 0.053 | 3 | 0 | esc | 0 | 0 | 0 | 0 | 0.055966 | 0.1719 | 0.055966 | 0.1719
[79 empty] | WLDFR | HFTD - Distribution - Tier 3 - 3QU CoRE ¦ 2QU LoRE | Red Flag Warning - Destructive Fires | 2021 | 0 | 0 | 0 | 0 | 8807.9522 | 222.2294 | 8585.7228 | 0 | 514.4532 | 514.4532 | 0 | 0 | 5.5637e-06 |  | 0 | 0.0028622 | 0.0028622 | 0 | 0.0028622 | 0.0028622 | 0 | 0 | 0 | 0 | 0 | 0 | [40 empty] | All EPR in 2020WLDFRSafety | WLDFR | HFTD - Distribution - Tier 2 - 4QU CoRE ¦ 1QU LoRE | Red Flag Warning - Large Fires | 2024 | Safety | 1.6846 | 692.6276 | 2024 | Control | 0.053 | 3 | 0 | esc | 0 | 0 | 0 | 0 | 0.055966 | 0.094279 | 0.055966 | 0.094279
[79 empty] | WLDFR | HFTD - Distribution - Tier 3 - 3QU CoRE ¦ 2QU LoRE | Red Flag Warning - Destructive Fires | 2022 | 0 | 0 | 0 | 0 | 8807.9522 | 222.2294 | 8585.7228 | 0 | 514.4532 | 514.4532 | 514.4532 | 0 | 5.5637e-06 |  | 0 | 0.0028622 | 0.0028622 | 0 | 0.0028622 | 0.0028622 | 0 | 0.0028622 | 0.0028622 | 0 | 0 | 0 | [40 empty] | All EPR in 2020WLDFRElectric Reliability | WLDFR | HFTD - Distribution - Tier 2 - 4QU CoRE ¦ 1QU LoRE | Red Flag Warning - Large Fires | 2025 | Electric Reliability | 0.71896 | 692.6276 | 2025 | Control | 0.1325 | 3 | 0 | esc | 0 | 0 | 0 | 0 | 0 | 0 | 0.15274 | 0.10981
[79 empty] | WLDFR | HFTD - Distribution - Tier 3 - 3QU CoRE ¦ 2QU LoRE | Red Flag Warning - Destructive Fires | 2023 | 0 | 0 | 0 | 0 | 9129.7461 | 233.2301 | 8896.516 | 0 | 0 | 533.5273 | 533.5273 | 533.5273 | 5.5637e-06 |  | 0 | 0 | 0 | 0 | 0.0029684 | 0.0029684 | 0 | 0.0029684 | 0.0029684 | 0 | 0.0029684 | 0.0029684 | [40 empty] | All EPR in 2020WLDFRFinancial | WLDFR | HFTD - Distribution - Tier 2 - 4QU CoRE ¦ 1QU LoRE | Red Flag Warning - Large Fires | 2025 | Financial | 3.0715 | 692.6276 | 2025 | Control | 0.053 | 3 | 0 | esc | 0 | 0 | 0 | 0 | 0 | 0 | 0.055966 | 0.1719
[79 empty] | WLDFR | HFTD - Distribution - Tier 3 - 3QU CoRE ¦ 2QU LoRE | Red Flag Warning - Destructive Fires | 2024 | 0 | 0 | 0 | 0 | 9129.7461 | 233.2301 | 8896.516 | 0 | 0 | 0 | 533.5273 | 533.5273 | 5.5637e-06 |  | 0 | 0 | 0 | 0 | 0 | 0 | 0 | 0.0029684 | 0.0029684 | 0 | 0.0029684 | 0.0029684 | [40 empty] | All EPR in 2020WLDFRSafety | WLDFR | HFTD - Distribution - Tier 2 - 4QU CoRE ¦ 1QU LoRE | Red Flag Warning - Large Fires | 2025 | Safety | 1.6846 | 692.6276 | 2025 | Control | 0.053 | 3 | 0 | esc | 0 | 0 | 0 | 0 | 0 | 0 | 0.055966 | 0.094279
[79 empty] | WLDFR | HFTD - Distribution - Tier 3 - 3QU CoRE ¦ 2QU LoRE | Red Flag Warning - Destructive Fires | 2025 | 0 | 0 | 0 | 0 | 9129.7461 | 233.2301 | 8896.516 | 0 | 0 | 0 | 0 | 533.5273 | 5.5637e-06 |  | 0 | 0 | 0 | 0 | 0 | 0 | 0 | 0 | 0 | 0 | 0.0029684 | 0.0029684 | [40 empty] | All EPR in 2020WLDFRElectric Reliability | WLDFR | HFTD - Distribution - Tier 2 - 4QU CoRE ¦ 1QU LoRE | Red Flag Warning - Small Fires | 2021 | Electric Reliability | 0.036425 | 692.6276 | 2021 | Control | 0.1325 | 3 | 0 | esc | 0.15274 | 0.0055635 | 0.15274 | 0.0055635 | 0 | 0 | 0 | 0
[79 empty] | WLDFR | HFTD - Distribution - Tier 3 - 3QU CoRE ¦ 2QU LoRE | Red Flag Warning - Large Fires | 2020 | 0 | 0 | 0 | 0 | 5.2406 | 0.69642 | 2.942 | 1.6022 | 0.36069 | 0 | 0 | 0 | 3.7881e-05 |  | 0 | 1.3663e-05 | 1.3663e-05 | 0 | 0 | 0 | 0 | 0 | 0 | 0 | 0 | 0 | [40 empty] | All EPR in 2020WLDFRFinancial | WLDFR | HFTD - Distribution - Tier 2 - 4QU CoRE ¦ 1QU LoRE | Red Flag Warning - Small Fires | 2021 | Financial | 0.0015809 | 692.6276 | 2021 | Control | 0.053 | 3 | 0 | esc | 0.055966 | 8.8475e-05 | 0.055966 | 8.8475e-05 | 0 | 0 | 0 | 0
[79 empty] | WLDFR | HFTD - Distribution - Tier 3 - 3QU CoRE ¦ 2QU LoRE | Red Flag Warning - Large Fires | 2021 | 0 | 0 | 0 | 0 | 5.2406 | 0.69642 | 2.942 | 1.6022 | 0.36069 | 0.36069 | 0 | 0 | 3.7881e-05 |  | 0 | 1.3663e-05 | 1.3663e-05 | 0 | 1.3663e-05 | 1.3663e-05 | 0 | 0 | 0 | 0 | 0 | 0 | [40 empty] | All EPR in 2020WLDFRSafety | WLDFR | HFTD - Distribution - Tier 2 - 4QU CoRE ¦ 1QU LoRE | Red Flag Warning - Small Fires | 2021 | Safety | 0.039895 | 692.6276 | 2021 | Control | 0.053 | 3 | 0 | esc | 0.055966 | 0.0022328 | 0.055966 | 0.0022328 | 0 | 0 | 0 | 0
[79 empty] | WLDFR | HFTD - Distribution - Tier 3 - 3QU CoRE ¦ 2QU LoRE | Red Flag Warning - Large Fires | 2022 | 0 | 0 | 0 | 0 | 5.2406 | 0.69642 | 2.942 | 1.6022 | 0.36069 | 0.36069 | 0.36069 | 0 | 3.7881e-05 |  | 0 | 1.3663e-05 | 1.3663e-05 | 0 | 1.3663e-05 | 1.3663e-05 | 0 | 1.3663e-05 | 1.3663e-05 | 0 | 0 | 0 | [40 empty] | All EPR in 2020WLDFRElectric Reliability | WLDFR | HFTD - Distribution - Tier 2 - 4QU CoRE ¦ 1QU LoRE | Red Flag Warning - Small Fires | 2022 | Electric Reliability | 0.036425 | 692.6276 | 2022 | Control | 0.1325 | 3 | 0 | esc | 0.15274 | 0.0055635 | 0.15274 | 0.0055635 | 0.15274 | 0.0055635 | 0 | 0
[79 empty] | WLDFR | HFTD - Distribution - Tier 3 - 3QU CoRE ¦ 2QU LoRE | Red Flag Warning - Large Fires | 2023 | 0 | 0 | 0 | 0 | 5.475 | 0.71896 | 3.0715 | 1.6846 | 0 | 0.37599 | 0.37599 | 0.37599 | 3.7881e-05 |  | 0 | 0 | 0 | 0 | 1.4243e-05 | 1.4243e-05 | 0 | 1.4243e-05 | 1.4243e-05 | 0 | 1.4243e-05 | 1.4243e-05 | [40 empty] | All EPR in 2020WLDFRFinancial | WLDFR | HFTD - Distribution - Tier 2 - 4QU CoRE ¦ 1QU LoRE | Red Flag Warning - Small Fires | 2022 | Financial | 0.0015809 | 692.6276 | 2022 | Control | 0.053 | 3 | 0 | esc | 0.055966 | 8.8475e-05 | 0.055966 | 8.8475e-05 | 0.055966 | 8.8475e-05 | 0 | 0
[79 empty] | WLDFR | HFTD - Distribution - Tier 3 - 3QU CoRE ¦ 2QU LoRE | Red Flag Warning - Large Fires | 2024 | 0 | 0 | 0 | 0 | 5.475 | 0.71896 | 3.0715 | 1.6846 | 0 | 0 | 0.37599 | 0.37599 | 3.7881e-05 |  | 0 | 0 | 0 | 0 | 0 | 0 | 0 | 1.4243e-05 | 1.4243e-05 | 0 | 1.4243e-05 | 1.4243e-05 | [40 empty] | All EPR in 2020WLDFRSafety | WLDFR | HFTD - Distribution - Tier 2 - 4QU CoRE ¦ 1QU LoRE | Red Flag Warning - Small Fires | 2022 | Safety | 0.039895 | 692.6276 | 2022 | Control | 0.053 | 3 | 0 | esc | 0.055966 | 0.0022328 | 0.055966 | 0.0022328 | 0.055966 | 0.0022328 | 0 | 0
[79 empty] | WLDFR | HFTD - Distribution - Tier 3 - 3QU CoRE ¦ 2QU LoRE | Red Flag Warning - Large Fires | 2025 | 0 | 0 | 0 | 0 | 5.475 | 0.71896 | 3.0715 | 1.6846 | 0 | 0 | 0 | 0.37599 | 3.7881e-05 |  | 0 | 0 | 0 | 0 | 0 | 0 | 0 | 0 | 0 | 0 | 1.4243e-05 | 1.4243e-05 | [40 empty] | All EPR in 2020WLDFRElectric Reliability | WLDFR | HFTD - Distribution - Tier 2 - 4QU CoRE ¦ 1QU LoRE | Red Flag Warning - Small Fires | 2023 | Electric Reliability | 0.03759 | 692.6276 | 2023 | Control | 0.1325 | 3 | 0 | esc | 0 | 0 | 0.15274 | 0.0057414 | 0.15274 | 0.0057414 | 0.15274 | 0.0057414
[79 empty] | WLDFR | HFTD - Distribution - Tier 3 - 3QU CoRE ¦ 2QU LoRE | Red Flag Warning - Small Fires | 2020 | 0 | 0 | 0 | 0 | 0.077901 | 0.036425 | 0.0015809 | 0.039895 | 0.0078847 | 0 | 0 | 0 | 0.00093819 |  | 0 | 7.3973e-06 | 7.3973e-06 | 0 | 0 | 0 | 0 | 0 | 0 | 0 | 0 | 0 | [40 empty] | All EPR in 2020WLDFRFinancial | WLDFR | HFTD - Distribution - Tier 2 - 4QU CoRE ¦ 1QU LoRE | Red Flag Warning - Small Fires | 2023 | Financial | 0.0016314 | 692.6276 | 2023 | Control | 0.053 | 3 | 0 | esc | 0 | 0 | 0.055966 | 9.1305e-05 | 0.055966 | 9.1305e-05 | 0.055966 | 9.1305e-05
[79 empty] | WLDFR | HFTD - Distribution - Tier 3 - 3QU CoRE ¦ 2QU LoRE | Red Flag Warning - Small Fires | 2021 | 0 | 0 | 0 | 0 | 0.077901 | 0.036425 | 0.0015809 | 0.039895 | 0.0078847 | 0.0078847 | 0 | 0 | 0.00093819 |  | 0 | 7.3973e-06 | 7.3973e-06 | 0 | 7.3973e-06 | 7.3973e-06 | 0 | 0 | 0 | 0 | 0 | 0 | [40 empty] | All EPR in 2020WLDFRSafety | WLDFR | HFTD - Distribution - Tier 2 - 4QU CoRE ¦ 1QU LoRE | Red Flag Warning - Small Fires | 2023 | Safety | 0.041187 | 692.6276 | 2023 | Control | 0.053 | 3 | 0 | esc | 0 | 0 | 0.055966 | 0.0023051 | 0.055966 | 0.0023051 | 0.055966 | 0.0023051
[79 empty] | WLDFR | HFTD - Distribution - Tier 3 - 3QU CoRE ¦ 2QU LoRE | Red Flag Warning - Small Fires | 2022 | 0 | 0 | 0 | 0 | 0.077901 | 0.036425 | 0.0015809 | 0.039895 | 0.0078847 | 0.0078847 | 0.0078847 | 0 | 0.00093819 |  | 0 | 7.3973e-06 | 7.3973e-06 | 0 | 7.3973e-06 | 7.3973e-06 | 0 | 7.3973e-06 | 7.3973e-06 | 0 | 0 | 0 | [40 empty] | All EPR in 2020WLDFRElectric Reliability | WLDFR | HFTD - Distribution - Tier 2 - 4QU CoRE ¦ 1QU LoRE | Red Flag Warning - Small Fires | 2024 | Electric Reliability | 0.03759 | 692.6276 | 2024 | Control | 0.1325 | 3 | 0 | esc | 0 | 0 | 0 | 0 | 0.15274 | 0.0057414 | 0.15274 | 0.0057414
[79 empty] | WLDFR | HFTD - Distribution - Tier 3 - 3QU CoRE ¦ 2QU LoRE | Red Flag Warning - Small Fires | 2023 | 0 | 0 | 0 | 0 | 0.080408 | 0.03759 | 0.0016314 | 0.041187 | 0 | 0.0081378 | 0.0081378 | 0.0081378 | 0.00093819 |  | 0 | 0 | 0 | 0 | 7.6348e-06 | 7.6348e-06 | 0 | 7.6348e-06 | 7.6348e-06 | 0 | 7.6348e-06 | 7.6348e-06 | [40 empty] | All EPR in 2020WLDFRFinancial | WLDFR | HFTD - Distribution - Tier 2 - 4QU CoRE ¦ 1QU LoRE | Red Flag Warning - Small Fires | 2024 | Financial | 0.0016314 | 692.6276 | 2024 | Control | 0.053 | 3 | 0 | esc | 0 | 0 | 0 | 0 | 0.055966 | 9.1305e-05 | 0.055966 | 9.1305e-05
[79 empty] | WLDFR | HFTD - Distribution - Tier 3 - 3QU CoRE ¦ 2QU LoRE | Red Flag Warning - Small Fires | 2024 | 0 | 0 | 0 | 0 | 0.080408 | 0.03759 | 0.0016314 | 0.041187 | 0 | 0 | 0.0081378 | 0.0081378 | 0.00093819 |  | 0 | 0 | 0 | 0 | 0 | 0 | 0 | 7.6348e-06 | 7.6348e-06 | 0 | 7.6348e-06 | 7.6348e-06 | [40 empty] | All EPR in 2020WLDFRSafety | WLDFR | HFTD - Distribution - Tier 2 - 4QU CoRE ¦ 1QU LoRE | Red Flag Warning - Small Fires | 2024 | Safety | 0.041187 | 692.6276 | 2024 | Control | 0.053 | 3 | 0 | esc | 0 | 0 | 0 | 0 | 0.055966 | 0.0023051 | 0.055966 | 0.0023051
[79 empty] | WLDFR | HFTD - Distribution - Tier 3 - 3QU CoRE ¦ 2QU LoRE | Red Flag Warning - Small Fires | 2025 | 0 | 0 | 0 | 0 | 0.080408 | 0.03759 | 0.0016314 | 0.041187 | 0 | 0 | 0 | 0.0081378 | 0.00093819 |  | 0 | 0 | 0 | 0 | 0 | 0 | 0 | 0 | 0 | 0 | 7.6348e-06 | 7.6348e-06 | [40 empty] | All EPR in 2020WLDFRElectric Reliability | WLDFR | HFTD - Distribution - Tier 2 - 4QU CoRE ¦ 1QU LoRE | Red Flag Warning - Small Fires | 2025 | Electric Reliability | 0.03759 | 692.6276 | 2025 | Control | 0.1325 | 3 | 0 | esc | 0 | 0 | 0 | 0 | 0 | 0 | 0.15274 | 0.0057414
[79 empty] | WLDFR | HFTD - Distribution - Tier 3 - 3QU CoRE ¦ 2QU LoRE | Seismic - Non-Red Flag Warning - Catastrophic Fires | 2020 | 0 | 0 | 0 | 0 | 21083.8428 | 409.2237 | 13469.0878 | 7205.5313 | 1219.584 | 0 | 0 | 0 | 6.9662e-11 |  | 0 | 8.4958e-08 | 8.4958e-08 | 0 | 0 | 0 | 0 | 0 | 0 | 0 | 0 | 0 | [40 empty] | All EPR in 2020WLDFRFinancial | WLDFR | HFTD - Distribution - Tier 2 - 4QU CoRE ¦ 1QU LoRE | Red Flag Warning - Small Fires | 2025 | Financial | 0.0016314 | 692.6276 | 2025 | Control | 0.053 | 3 | 0 | esc | 0 | 0 | 0 | 0 | 0 | 0 | 0.055966 | 9.1305e-05
[79 empty] | WLDFR | HFTD - Distribution - Tier 3 - 3QU CoRE ¦ 2QU LoRE | Seismic - Non-Red Flag Warning - Catastrophic Fires | 2021 | 0 | 0 | 0 | 0 | 21083.8428 | 409.2237 | 13469.0878 | 7205.5313 | 1219.584 | 1219.584 | 0 | 0 | 6.9662e-11 |  | 0 | 8.4958e-08 | 8.4958e-08 | 0 | 8.4958e-08 | 8.4958e-08 | 0 | 0 | 0 | 0 | 0 | 0 | [40 empty] | All EPR in 2020WLDFRSafety | WLDFR | HFTD - Distribution - Tier 2 - 4QU CoRE ¦ 1QU LoRE | Red Flag Warning - Small Fires | 2025 | Safety | 0.041187 | 692.6276 | 2025 | Control | 0.053 | 3 | 0 | esc | 0 | 0 | 0 | 0 | 0 | 0 | 0.055966 | 0.0023051
[79 empty] | WLDFR | HFTD - Distribution - Tier 3 - 3QU CoRE ¦ 2QU LoRE | Seismic - Non-Red Flag Warning - Catastrophic Fires | 2022 | 0 | 0 | 0 | 0 | 21083.8428 | 409.2237 | 13469.0878 | 7205.5313 | 1219.584 | 1219.584 | 1219.584 | 0 | 6.9662e-11 |  | 0 | 8.4958e-08 | 8.4958e-08 | 0 | 8.4958e-08 | 8.4958e-08 | 0 | 8.4958e-08 | 8.4958e-08 | 0 | 0 | 0 | [40 empty] | All EPR in 2020WLDFRElectric Reliability | WLDFR | HFTD - Distribution - Tier 2 - 4QU CoRE ¦ 1QU LoRE | Seismic - Non-Red Flag Warning - Catastrophic Fires | 2021 | Electric Reliability | 409.2237 | 692.6276 | 2021 | Control | 0.1325 | 3 | 0 | esc | 0.15274 | 62.5039 | 0.15274 | 62.5039 | 0 | 0 | 0 | 0
[79 empty] | WLDFR | HFTD - Distribution - Tier 3 - 3QU CoRE ¦ 2QU LoRE | Seismic - Non-Red Flag Warning - Catastrophic Fires | 2023 | 0 | 0 | 0 | 0 | 21835.9781 | 428.6023 | 13939.561 | 7467.8148 | 0 | 1263.5534 | 1263.5534 | 1263.5534 | 6.9662e-11 |  | 0 | 0 | 0 | 0 | 8.8021e-08 | 8.8021e-08 | 0 | 8.8021e-08 | 8.8021e-08 | 0 | 8.8021e-08 | 8.8021e-08 | [40 empty] | All EPR in 2020WLDFRFinancial | WLDFR | HFTD - Distribution - Tier 2 - 4QU CoRE ¦ 1QU LoRE | Seismic - Non-Red Flag Warning - Catastrophic Fires | 2021 | Financial | 13469.0878 | 692.6276 | 2021 | Control | 0.053 | 3 | 0 | esc | 0.055966 | 753.8138 | 0.055966 | 753.8138 | 0 | 0 | 0 | 0
[79 empty] | WLDFR | HFTD - Distribution - Tier 3 - 3QU CoRE ¦ 2QU LoRE | Seismic - Non-Red Flag Warning - Catastrophic Fires | 2024 | 0 | 0 | 0 | 0 | 21835.9781 | 428.6023 | 13939.561 | 7467.8148 | 0 | 0 | 1263.5534 | 1263.5534 | 6.9662e-11 |  | 0 | 0 | 0 | 0 | 0 | 0 | 0 | 8.8021e-08 | 8.8021e-08 | 0 | 8.8021e-08 | 8.8021e-08 | [40 empty] | All EPR in 2020WLDFRSafety | WLDFR | HFTD - Distribution - Tier 2 - 4QU CoRE ¦ 1QU LoRE | Seismic - Non-Red Flag Warning - Catastrophic Fires | 2021 | Safety | 7205.5313 | 692.6276 | 2021 | Control | 0.053 | 3 | 0 | esc | 0.055966 | 403.2663 | 0.055966 | 403.2663 | 0 | 0 | 0 | 0
[79 empty] | WLDFR | HFTD - Distribution - Tier 3 - 3QU CoRE ¦ 2QU LoRE | Seismic - Non-Red Flag Warning - Catastrophic Fires | 2025 | 0 | 0 | 0 | 0 | 21835.9781 | 428.6023 | 13939.561 | 7467.8148 | 0 | 0 | 0 | 1263.5534 | 6.9662e-11 |  | 0 | 0 | 0 | 0 | 0 | 0 | 0 | 0 | 0 | 0 | 8.8021e-08 | 8.8021e-08 | [40 empty] | All EPR in 2020WLDFRElectric Reliability | WLDFR | HFTD - Distribution - Tier 2 - 4QU CoRE ¦ 1QU LoRE | Seismic - Non-Red Flag Warning - Catastrophic Fires | 2022 | Electric Reliability | 409.2237 | 692.6276 | 2022 | Control | 0.1325 | 3 | 0 | esc | 0.15274 | 62.5039 | 0.15274 | 62.5039 | 0.15274 | 62.5039 | 0 | 0
[79 empty] | WLDFR | HFTD - Distribution - Tier 3 - 3QU CoRE ¦ 2QU LoRE | Seismic - Red Flag Warning - Catastrophic Fires | 2020 | 0 | 0 | 0 | 0 | 21083.8428 | 409.2237 | 13469.0878 | 7205.5313 | 1219.584 | 0 | 0 | 0 | 3.0044e-09 |  | 0 | 3.6641e-06 | 3.6641e-06 | 0 | 0 | 0 | 0 | 0 | 0 | 0 | 0 | 0 | [40 empty] | All EPR in 2020WLDFRFinancial | WLDFR | HFTD - Distribution - Tier 2 - 4QU CoRE ¦ 1QU LoRE | Seismic - Non-Red Flag Warning - Catastrophic Fires | 2022 | Financial | 13469.0878 | 692.6276 | 2022 | Control | 0.053 | 3 | 0 | esc | 0.055966 | 753.8138 | 0.055966 | 753.8138 | 0.055966 | 753.8138 | 0 | 0
[79 empty] | WLDFR | HFTD - Distribution - Tier 3 - 3QU CoRE ¦ 2QU LoRE | Seismic - Red Flag Warning - Catastrophic Fires | 2021 | 0 | 0 | 0 | 0 | 21083.8428 | 409.2237 | 13469.0878 | 7205.5313 | 1219.584 | 1219.584 | 0 | 0 | 3.0044e-09 |  | 0 | 3.6641e-06 | 3.6641e-06 | 0 | 3.6641e-06 | 3.6641e-06 | 0 | 0 | 0 | 0 | 0 | 0 | [40 empty] | All EPR in 2020WLDFRSafety | WLDFR | HFTD - Distribution - Tier 2 - 4QU CoRE ¦ 1QU LoRE | Seismic - Non-Red Flag Warning - Catastrophic Fires | 2022 | Safety | 7205.5313 | 692.6276 | 2022 | Control | 0.053 | 3 | 0 | esc | 0.055966 | 403.2663 | 0.055966 | 403.2663 | 0.055966 | 403.2663 | 0 | 0
[79 empty] | WLDFR | HFTD - Distribution - Tier 3 - 3QU CoRE ¦ 2QU LoRE | Seismic - Red Flag Warning - Catastrophic Fires | 2022 | 0 | 0 | 0 | 0 | 21083.8428 | 409.2237 | 13469.0878 | 7205.5313 | 1219.584 | 1219.584 | 1219.584 | 0 | 3.0044e-09 |  | 0 | 3.6641e-06 | 3.6641e-06 | 0 | 3.6641e-06 | 3.6641e-06 | 0 | 3.6641e-06 | 3.6641e-06 | 0 | 0 | 0 | [40 empty] | All EPR in 2020WLDFRElectric Reliability | WLDFR | HFTD - Distribution - Tier 2 - 4QU CoRE ¦ 1QU LoRE | Seismic - Non-Red Flag Warning - Catastrophic Fires | 2023 | Electric Reliability | 428.6023 | 692.6276 | 2023 | Control | 0.1325 | 3 | 0 | esc | 0 | 0 | 0.15274 | 65.4638 | 0.15274 | 65.4638 | 0.15274 | 65.4638
[79 empty] | WLDFR | HFTD - Distribution - Tier 3 - 3QU CoRE ¦ 2QU LoRE | Seismic - Red Flag Warning - Catastrophic Fires | 2023 | 0 | 0 | 0 | 0 | 21835.9781 | 428.6023 | 13939.561 | 7467.8148 | 0 | 1263.5534 | 1263.5534 | 1263.5534 | 3.0044e-09 |  | 0 | 0 | 0 | 0 | 3.7962e-06 | 3.7962e-06 | 0 | 3.7962e-06 | 3.7962e-06 | 0 | 3.7962e-06 | 3.7962e-06 | [40 empty] | All EPR in 2020WLDFRFinancial | WLDFR | HFTD - Distribution - Tier 2 - 4QU CoRE ¦ 1QU LoRE | Seismic - Non-Red Flag Warning - Catastrophic Fires | 2023 | Financial | 13939.561 | 692.6276 | 2023 | Control | 0.053 | 3 | 0 | esc | 0 | 0 | 0.055966 | 780.1444 | 0.055966 | 780.1444 | 0.055966 | 780.1444
[79 empty] | WLDFR | HFTD - Distribution - Tier 3 - 3QU CoRE ¦ 2QU LoRE | Seismic - Red Flag Warning - Catastrophic Fires | 2024 | 0 | 0 | 0 | 0 | 21835.9781 | 428.6023 | 13939.561 | 7467.8148 | 0 | 0 | 1263.5534 | 1263.5534 | 3.0044e-09 |  | 0 | 0 | 0 | 0 | 0 | 0 | 0 | 3.7962e-06 | 3.7962e-06 | 0 | 3.7962e-06 | 3.7962e-06 | [40 empty] | All EPR in 2020WLDFRSafety | WLDFR | HFTD - Distribution - Tier 2 - 4QU CoRE ¦ 1QU LoRE | Seismic - Non-Red Flag Warning - Catastrophic Fires | 2023 | Safety | 7467.8148 | 692.6276 | 2023 | Control | 0.053 | 3 | 0 | esc | 0 | 0 | 0.055966 | 417.9453 | 0.055966 | 417.9453 | 0.055966 | 417.9453
[79 empty] | WLDFR | HFTD - Distribution - Tier 3 - 3QU CoRE ¦ 2QU LoRE | Seismic - Red Flag Warning - Catastrophic Fires | 2025 | 0 | 0 | 0 | 0 | 21835.9781 | 428.6023 | 13939.561 | 7467.8148 | 0 | 0 | 0 | 1263.5534 | 3.0044e-09 |  | 0 | 0 | 0 | 0 | 0 | 0 | 0 | 0 | 0 | 0 | 3.7962e-06 | 3.7962e-06 | [40 empty] | All EPR in 2020WLDFRElectric Reliability | WLDFR | HFTD - Distribution - Tier 2 - 4QU CoRE ¦ 1QU LoRE | Seismic - Non-Red Flag Warning - Catastrophic Fires | 2024 | Electric Reliability | 428.6023 | 692.6276 | 2024 | Control | 0.1325 | 3 | 0 | esc | 0 | 0 | 0 | 0 | 0.15274 | 65.4638 | 0.15274 | 65.4638
[79 empty] | WLDFR | HFTD - Distribution - Tier 3 - 3QU CoRE ¦ 3QU LoRE | Non-Red Flag Warning - Catastrophic Fires | 2020 | 0 | 0 | 0 | 0 | 14146.1306 | 222.2294 | 8585.7228 | 5338.1784 | 813.2108 | 0 | 0 | 0 | 9.6341e-07 |  | 0 | 0.00078346 | 0.00078346 | 0 | 0 | 0 | 0 | 0 | 0 | 0 | 0 | 0 | [40 empty] | All EPR in 2020WLDFRFinancial | WLDFR | HFTD - Distribution - Tier 2 - 4QU CoRE ¦ 1QU LoRE | Seismic - Non-Red Flag Warning - Catastrophic Fires | 2024 | Financial | 13939.561 | 692.6276 | 2024 | Control | 0.053 | 3 | 0 | esc | 0 | 0 | 0 | 0 | 0.055966 | 780.1444 | 0.055966 | 780.1444
[79 empty] | WLDFR | HFTD - Distribution - Tier 3 - 3QU CoRE ¦ 3QU LoRE | Non-Red Flag Warning - Catastrophic Fires | 2021 | 0 | 0 | 0 | 0 | 14146.1306 | 222.2294 | 8585.7228 | 5338.1784 | 813.2108 | 813.2108 | 0 | 0 | 9.6341e-07 |  | 0 | 0.00078346 | 0.00078346 | 0 | 0.00078346 | 0.00078346 | 0 | 0 | 0 | 0 | 0 | 0 | [40 empty] | All EPR in 2020WLDFRSafety | WLDFR | HFTD - Distribution - Tier 2 - 4QU CoRE ¦ 1QU LoRE | Seismic - Non-Red Flag Warning - Catastrophic Fires | 2024 | Safety | 7467.8148 | 692.6276 | 2024 | Control | 0.053 | 3 | 0 | esc | 0 | 0 | 0 | 0 | 0.055966 | 417.9453 | 0.055966 | 417.9453
[79 empty] | WLDFR | HFTD - Distribution - Tier 3 - 3QU CoRE ¦ 3QU LoRE | Non-Red Flag Warning - Catastrophic Fires | 2022 | 0 | 0 | 0 | 0 | 14146.1306 | 222.2294 | 8585.7228 | 5338.1784 | 813.2108 | 813.2108 | 813.2108 | 0 | 9.6341e-07 |  | 0 | 0.00078346 | 0.00078346 | 0 | 0.00078346 | 0.00078346 | 0 | 0.00078346 | 0.00078346 | 0 | 0 | 0 | [40 empty] | All EPR in 2020WLDFRElectric Reliability | WLDFR | HFTD - Distribution - Tier 2 - 4QU CoRE ¦ 1QU LoRE | Seismic - Non-Red Flag Warning - Catastrophic Fires | 2025 | Electric Reliability | 428.6023 | 692.6276 | 2025 | Control | 0.1325 | 3 | 0 | esc | 0 | 0 | 0 | 0 | 0 | 0 | 0.15274 | 65.4638
[79 empty] | WLDFR | HFTD - Distribution - Tier 3 - 3QU CoRE ¦ 3QU LoRE | Non-Red Flag Warning - Catastrophic Fires | 2023 | 0 | 0 | 0 | 0 | 14664.6376 | 233.2301 | 8896.516 | 5534.8915 | 0 | 843.2942 | 843.2942 | 843.2942 | 9.6341e-07 |  | 0 | 0 | 0 | 0 | 0.00081244 | 0.00081244 | 0 | 0.00081244 | 0.00081244 | 0 | 0.00081244 | 0.00081244 | [40 empty] | All EPR in 2020WLDFRFinancial | WLDFR | HFTD - Distribution - Tier 2 - 4QU CoRE ¦ 1QU LoRE | Seismic - Non-Red Flag Warning - Catastrophic Fires | 2025 | Financial | 13939.561 | 692.6276 | 2025 | Control | 0.053 | 3 | 0 | esc | 0 | 0 | 0 | 0 | 0 | 0 | 0.055966 | 780.1444
[79 empty] | WLDFR | HFTD - Distribution - Tier 3 - 3QU CoRE ¦ 3QU LoRE | Non-Red Flag Warning - Catastrophic Fires | 2024 | 0 | 0 | 0 | 0 | 14664.6376 | 233.2301 | 8896.516 | 5534.8915 | 0 | 0 | 843.2942 | 843.2942 | 9.6341e-07 |  | 0 | 0 | 0 | 0 | 0 | 0 | 0 | 0.00081244 | 0.00081244 | 0 | 0.00081244 | 0.00081244 | [40 empty] | All EPR in 2020WLDFRSafety | WLDFR | HFTD - Distribution - Tier 2 - 4QU CoRE ¦ 1QU LoRE | Seismic - Non-Red Flag Warning - Catastrophic Fires | 2025 | Safety | 7467.8148 | 692.6276 | 2025 | Control | 0.053 | 3 | 0 | esc | 0 | 0 | 0 | 0 | 0 | 0 | 0.055966 | 417.9453
[79 empty] | WLDFR | HFTD - Distribution - Tier 3 - 3QU CoRE ¦ 3QU LoRE | Non-Red Flag Warning - Catastrophic Fires | 2025 | 0 | 0 | 0 | 0 | 14664.6376 | 233.2301 | 8896.516 | 5534.8915 | 0 | 0 | 0 | 843.2942 | 9.6341e-07 |  | 0 | 0 | 0 | 0 | 0 | 0 | 0 | 0 | 0 | 0 | 0.00081244 | 0.00081244 | [40 empty] | All EPR in 2020WLDFRElectric Reliability | WLDFR | HFTD - Distribution - Tier 2 - 4QU CoRE ¦ 1QU LoRE | Seismic - Red Flag Warning - Catastrophic Fires | 2021 | Electric Reliability | 409.2237 | 692.6276 | 2021 | Control | 0.1325 | 3 | 0 | esc | 0.15274 | 62.5039 | 0.15274 | 62.5039 | 0 | 0 | 0 | 0
[79 empty] | WLDFR | HFTD - Distribution - Tier 3 - 3QU CoRE ¦ 3QU LoRE | Non-Red Flag Warning - Destructive Fires | 2020 | 0 | 0 | 0 | 0 | 8807.9522 | 222.2294 | 8585.7228 | 0 | 514.4532 | 0 | 0 | 0 | 1.25e-06 |  | 0 | 0.00064304 | 0.00064304 | 0 | 0 | 0 | 0 | 0 | 0 | 0 | 0 | 0 | [40 empty] | All EPR in 2020WLDFRFinancial | WLDFR | HFTD - Distribution - Tier 2 - 4QU CoRE ¦ 1QU LoRE | Seismic - Red Flag Warning - Catastrophic Fires | 2021 | Financial | 13469.0878 | 692.6276 | 2021 | Control | 0.053 | 3 | 0 | esc | 0.055966 | 753.8138 | 0.055966 | 753.8138 | 0 | 0 | 0 | 0
[79 empty] | WLDFR | HFTD - Distribution - Tier 3 - 3QU CoRE ¦ 3QU LoRE | Non-Red Flag Warning - Destructive Fires | 2021 | 0 | 0 | 0 | 0 | 8807.9522 | 222.2294 | 8585.7228 | 0 | 514.4532 | 514.4532 | 0 | 0 | 1.25e-06 |  | 0 | 0.00064304 | 0.00064304 | 0 | 0.00064304 | 0.00064304 | 0 | 0 | 0 | 0 | 0 | 0 | [40 empty] | All EPR in 2020WLDFRSafety | WLDFR | HFTD - Distribution - Tier 2 - 4QU CoRE ¦ 1QU LoRE | Seismic - Red Flag Warning - Catastrophic Fires | 2021 | Safety | 7205.5313 | 692.6276 | 2021 | Control | 0.053 | 3 | 0 | esc | 0.055966 | 403.2663 | 0.055966 | 403.2663 | 0 | 0 | 0 | 0
[79 empty] | WLDFR | HFTD - Distribution - Tier 3 - 3QU CoRE ¦ 3QU LoRE | Non-Red Flag Warning - Destructive Fires | 2022 | 0 | 0 | 0 | 0 | 8807.9522 | 222.2294 | 8585.7228 | 0 | 514.4532 | 514.4532 | 514.4532 | 0 | 1.25e-06 |  | 0 | 0.00064304 | 0.00064304 | 0 | 0.00064304 | 0.00064304 | 0 | 0.00064304 | 0.00064304 | 0 | 0 | 0 | [40 empty] | All EPR in 2020WLDFRElectric Reliability | WLDFR | HFTD - Distribution - Tier 2 - 4QU CoRE ¦ 1QU LoRE | Seismic - Red Flag Warning - Catastrophic Fires | 2022 | Electric Reliability | 409.2237 | 692.6276 | 2022 | Control | 0.1325 | 3 | 0 | esc | 0.15274 | 62.5039 | 0.15274 | 62.5039 | 0.15274 | 62.5039 | 0 | 0
[79 empty] | WLDFR | HFTD - Distribution - Tier 3 - 3QU CoRE ¦ 3QU LoRE | Non-Red Flag Warning - Destructive Fires | 2023 | 0 | 0 | 0 | 0 | 9129.7461 | 233.2301 | 8896.516 | 0 | 0 | 533.5273 | 533.5273 | 533.5273 | 1.25e-06 |  | 0 | 0 | 0 | 0 | 0.00066688 | 0.00066688 | 0 | 0.00066688 | 0.00066688 | 0 | 0.00066688 | 0.00066688 | [40 empty] | All EPR in 2020WLDFRFinancial | WLDFR | HFTD - Distribution - Tier 2 - 4QU CoRE ¦ 1QU LoRE | Seismic - Red Flag Warning - Catastrophic Fires | 2022 | Financial | 13469.0878 | 692.6276 | 2022 | Control | 0.053 | 3 | 0 | esc | 0.055966 | 753.8138 | 0.055966 | 753.8138 | 0.055966 | 753.8138 | 0 | 0
[79 empty] | WLDFR | HFTD - Distribution - Tier 3 - 3QU CoRE ¦ 3QU LoRE | Non-Red Flag Warning - Destructive Fires | 2024 | 0 | 0 | 0 | 0 | 9129.7461 | 233.2301 | 8896.516 | 0 | 0 | 0 | 533.5273 | 533.5273 | 1.25e-06 |  | 0 | 0 | 0 | 0 | 0 | 0 | 0 | 0.00066688 | 0.00066688 | 0 | 0.00066688 | 0.00066688 | [40 empty] | All EPR in 2020WLDFRSafety | WLDFR | HFTD - Distribution - Tier 2 - 4QU CoRE ¦ 1QU LoRE | Seismic - Red Flag Warning - Catastrophic Fires | 2022 | Safety | 7205.5313 | 692.6276 | 2022 | Control | 0.053 | 3 | 0 | esc | 0.055966 | 403.2663 | 0.055966 | 403.2663 | 0.055966 | 403.2663 | 0 | 0
[79 empty] | WLDFR | HFTD - Distribution - Tier 3 - 3QU CoRE ¦ 3QU LoRE | Non-Red Flag Warning - Destructive Fires | 2025 | 0 | 0 | 0 | 0 | 9129.7461 | 233.2301 | 8896.516 | 0 | 0 | 0 | 0 | 533.5273 | 1.25e-06 |  | 0 | 0 | 0 | 0 | 0 | 0 | 0 | 0 | 0 | 0 | 0.00066688 | 0.00066688 | [40 empty] | All EPR in 2020WLDFRElectric Reliability | WLDFR | HFTD - Distribution - Tier 2 - 4QU CoRE ¦ 1QU LoRE | Seismic - Red Flag Warning - Catastrophic Fires | 2023 | Electric Reliability | 428.6023 | 692.6276 | 2023 | Control | 0.1325 | 3 | 0 | esc | 0 | 0 | 0.15274 | 65.4638 | 0.15274 | 65.4638 | 0.15274 | 65.4638
[79 empty] | WLDFR | HFTD - Distribution - Tier 3 - 3QU CoRE ¦ 3QU LoRE | Non-Red Flag Warning - Large Fires | 2020 | 0 | 0 | 0 | 0 | 5.2406 | 0.69642 | 2.942 | 1.6022 | 0.36069 | 0 | 0 | 0 | 2.0991e-05 |  | 0 | 7.5713e-06 | 7.5713e-06 | 0 | 0 | 0 | 0 | 0 | 0 | 0 | 0 | 0 | [40 empty] | All EPR in 2020WLDFRFinancial | WLDFR | HFTD - Distribution - Tier 2 - 4QU CoRE ¦ 1QU LoRE | Seismic - Red Flag Warning - Catastrophic Fires | 2023 | Financial | 13939.561 | 692.6276 | 2023 | Control | 0.053 | 3 | 0 | esc | 0 | 0 | 0.055966 | 780.1444 | 0.055966 | 780.1444 | 0.055966 | 780.1444
[79 empty] | WLDFR | HFTD - Distribution - Tier 3 - 3QU CoRE ¦ 3QU LoRE | Non-Red Flag Warning - Large Fires | 2021 | 0 | 0 | 0 | 0 | 5.2406 | 0.69642 | 2.942 | 1.6022 | 0.36069 | 0.36069 | 0 | 0 | 2.0991e-05 |  | 0 | 7.5713e-06 | 7.5713e-06 | 0 | 7.5713e-06 | 7.5713e-06 | 0 | 0 | 0 | 0 | 0 | 0 | [40 empty] | All EPR in 2020WLDFRSafety | WLDFR | HFTD - Distribution - Tier 2 - 4QU CoRE ¦ 1QU LoRE | Seismic - Red Flag Warning - Catastrophic Fires | 2023 | Safety | 7467.8148 | 692.6276 | 2023 | Control | 0.053 | 3 | 0 | esc | 0 | 0 | 0.055966 | 417.9453 | 0.055966 | 417.9453 | 0.055966 | 417.9453
[79 empty] | WLDFR | HFTD - Distribution - Tier 3 - 3QU CoRE ¦ 3QU LoRE | Non-Red Flag Warning - Large Fires | 2022 | 0 | 0 | 0 | 0 | 5.2406 | 0.69642 | 2.942 | 1.6022 | 0.36069 | 0.36069 | 0.36069 | 0 | 2.0991e-05 |  | 0 | 7.5713e-06 | 7.5713e-06 | 0 | 7.5713e-06 | 7.5713e-06 | 0 | 7.5713e-06 | 7.5713e-06 | 0 | 0 | 0 | [40 empty] | All EPR in 2020WLDFRElectric Reliability | WLDFR | HFTD - Distribution - Tier 2 - 4QU CoRE ¦ 1QU LoRE | Seismic - Red Flag Warning - Catastrophic Fires | 2024 | Electric Reliability | 428.6023 | 692.6276 | 2024 | Control | 0.1325 | 3 | 0 | esc | 0 | 0 | 0 | 0 | 0.15274 | 65.4638 | 0.15274 | 65.4638
[79 empty] | WLDFR | HFTD - Distribution - Tier 3 - 3QU CoRE ¦ 3QU LoRE | Non-Red Flag Warning - Large Fires | 2023 | 0 | 0 | 0 | 0 | 5.475 | 0.71896 | 3.0715 | 1.6846 | 0 | 0.37599 | 0.37599 | 0.37599 | 2.0991e-05 |  | 0 | 0 | 0 | 0 | 7.8925e-06 | 7.8925e-06 | 0 | 7.8925e-06 | 7.8925e-06 | 0 | 7.8925e-06 | 7.8925e-06 | [40 empty] | All EPR in 2020WLDFRFinancial | WLDFR | HFTD - Distribution - Tier 2 - 4QU CoRE ¦ 1QU LoRE | Seismic - Red Flag Warning - Catastrophic Fires | 2024 | Financial | 13939.561 | 692.6276 | 2024 | Control | 0.053 | 3 | 0 | esc | 0 | 0 | 0 | 0 | 0.055966 | 780.1444 | 0.055966 | 780.1444
[79 empty] | WLDFR | HFTD - Distribution - Tier 3 - 3QU CoRE ¦ 3QU LoRE | Non-Red Flag Warning - Large Fires | 2024 | 0 | 0 | 0 | 0 | 5.475 | 0.71896 | 3.0715 | 1.6846 | 0 | 0 | 0.37599 | 0.37599 | 2.0991e-05 |  | 0 | 0 | 0 | 0 | 0 | 0 | 0 | 7.8925e-06 | 7.8925e-06 | 0 | 7.8925e-06 | 7.8925e-06 | [40 empty] | All EPR in 2020WLDFRSafety | WLDFR | HFTD - Distribution - Tier 2 - 4QU CoRE ¦ 1QU LoRE | Seismic - Red Flag Warning - Catastrophic Fires | 2024 | Safety | 7467.8148 | 692.6276 | 2024 | Control | 0.053 | 3 | 0 | esc | 0 | 0 | 0 | 0 | 0.055966 | 417.9453 | 0.055966 | 417.9453
[79 empty] | WLDFR | HFTD - Distribution - Tier 3 - 3QU CoRE ¦ 3QU LoRE | Non-Red Flag Warning - Large Fires | 2025 | 0 | 0 | 0 | 0 | 5.475 | 0.71896 | 3.0715 | 1.6846 | 0 | 0 | 0 | 0.37599 | 2.0991e-05 |  | 0 | 0 | 0 | 0 | 0 | 0 | 0 | 0 | 0 | 0 | 7.8925e-06 | 7.8925e-06 | [40 empty] | All EPR in 2020WLDFRElectric Reliability | WLDFR | HFTD - Distribution - Tier 2 - 4QU CoRE ¦ 1QU LoRE | Seismic - Red Flag Warning - Catastrophic Fires | 2025 | Electric Reliability | 428.6023 | 692.6276 | 2025 | Control | 0.1325 | 3 | 0 | esc | 0 | 0 | 0 | 0 | 0 | 0 | 0.15274 | 65.4638
[79 empty] | WLDFR | HFTD - Distribution - Tier 3 - 3QU CoRE ¦ 3QU LoRE | Non-Red Flag Warning - Small Fires | 2020 | 0 | 0 | 0 | 0 | 0.077901 | 0.036425 | 0.0015809 | 0.039895 | 0.0078847 | 0 | 0 | 0 | 0.0043018 |  | 0 | 3.3918e-05 | 3.3918e-05 | 0 | 0 | 0 | 0 | 0 | 0 | 0 | 0 | 0 | [40 empty] | All EPR in 2020WLDFRFinancial | WLDFR | HFTD - Distribution - Tier 2 - 4QU CoRE ¦ 1QU LoRE | Seismic - Red Flag Warning - Catastrophic Fires | 2025 | Financial | 13939.561 | 692.6276 | 2025 | Control | 0.053 | 3 | 0 | esc | 0 | 0 | 0 | 0 | 0 | 0 | 0.055966 | 780.1444
[79 empty] | WLDFR | HFTD - Distribution - Tier 3 - 3QU CoRE ¦ 3QU LoRE | Non-Red Flag Warning - Small Fires | 2021 | 0 | 0 | 0 | 0 | 0.077901 | 0.036425 | 0.0015809 | 0.039895 | 0.0078847 | 0.0078847 | 0 | 0 | 0.0043018 |  | 0 | 3.3918e-05 | 3.3918e-05 | 0 | 3.3918e-05 | 3.3918e-05 | 0 | 0 | 0 | 0 | 0 | 0 | [40 empty] | All EPR in 2020WLDFRSafety | WLDFR | HFTD - Distribution - Tier 2 - 4QU CoRE ¦ 1QU LoRE | Seismic - Red Flag Warning - Catastrophic Fires | 2025 | Safety | 7467.8148 | 692.6276 | 2025 | Control | 0.053 | 3 | 0 | esc | 0 | 0 | 0 | 0 | 0 | 0 | 0.055966 | 417.9453
[79 empty] | WLDFR | HFTD - Distribution - Tier 3 - 3QU CoRE ¦ 3QU LoRE | Non-Red Flag Warning - Small Fires | 2022 | 0 | 0 | 0 | 0 | 0.077901 | 0.036425 | 0.0015809 | 0.039895 | 0.0078847 | 0.0078847 | 0.0078847 | 0 | 0.0043018 |  | 0 | 3.3918e-05 | 3.3918e-05 | 0 | 3.3918e-05 | 3.3918e-05 | 0 | 3.3918e-05 | 3.3918e-05 | 0 | 0 | 0 | [40 empty] | All EPR in 2020WLDFRElectric Reliability | WLDFR | HFTD - Distribution - Tier 2 - 4QU CoRE ¦ 2QU LoRE | Non-Red Flag Warning - Catastrophic Fires | 2021 | Electric Reliability | 222.2294 | 574.6424 | 2021 | Control | 0.1325 | 3 | 0 | esc | 0.15274 | 33.9428 | 0.15274 | 33.9428 | 0 | 0 | 0 | 0
[79 empty] | WLDFR | HFTD - Distribution - Tier 3 - 3QU CoRE ¦ 3QU LoRE | Non-Red Flag Warning - Small Fires | 2023 | 0 | 0 | 0 | 0 | 0.080408 | 0.03759 | 0.0016314 | 0.041187 | 0 | 0.0081378 | 0.0081378 | 0.0081378 | 0.0043018 |  | 0 | 0 | 0 | 0 | 3.5007e-05 | 3.5007e-05 | 0 | 3.5007e-05 | 3.5007e-05 | 0 | 3.5007e-05 | 3.5007e-05 | [40 empty] | All EPR in 2020WLDFRFinancial | WLDFR | HFTD - Distribution - Tier 2 - 4QU CoRE ¦ 2QU LoRE | Non-Red Flag Warning - Catastrophic Fires | 2021 | Financial | 8585.7228 | 574.6424 | 2021 | Control | 0.053 | 3 | 0 | esc | 0.055966 | 480.5104 | 0.055966 | 480.5104 | 0 | 0 | 0 | 0
[79 empty] | WLDFR | HFTD - Distribution - Tier 3 - 3QU CoRE ¦ 3QU LoRE | Non-Red Flag Warning - Small Fires | 2024 | 0 | 0 | 0 | 0 | 0.080408 | 0.03759 | 0.0016314 | 0.041187 | 0 | 0 | 0.0081378 | 0.0081378 | 0.0043018 |  | 0 | 0 | 0 | 0 | 0 | 0 | 0 | 3.5007e-05 | 3.5007e-05 | 0 | 3.5007e-05 | 3.5007e-05 | [40 empty] | All EPR in 2020WLDFRSafety | WLDFR | HFTD - Distribution - Tier 2 - 4QU CoRE ¦ 2QU LoRE | Non-Red Flag Warning - Catastrophic Fires | 2021 | Safety | 5338.1784 | 574.6424 | 2021 | Control | 0.053 | 3 | 0 | esc | 0.055966 | 298.7576 | 0.055966 | 298.7576 | 0 | 0 | 0 | 0
[79 empty] | WLDFR | HFTD - Distribution - Tier 3 - 3QU CoRE ¦ 3QU LoRE | Non-Red Flag Warning - Small Fires | 2025 | 0 | 0 | 0 | 0 | 0.080408 | 0.03759 | 0.0016314 | 0.041187 | 0 | 0 | 0 | 0.0081378 | 0.0043018 |  | 0 | 0 | 0 | 0 | 0 | 0 | 0 | 0 | 0 | 0 | 3.5007e-05 | 3.5007e-05 | [40 empty] | All EPR in 2020WLDFRElectric Reliability | WLDFR | HFTD - Distribution - Tier 2 - 4QU CoRE ¦ 2QU LoRE | Non-Red Flag Warning - Catastrophic Fires | 2022 | Electric Reliability | 222.2294 | 574.6424 | 2022 | Control | 0.1325 | 3 | 0 | esc | 0.15274 | 33.9428 | 0.15274 | 33.9428 | 0.15274 | 33.9428 | 0 | 0
[79 empty] | WLDFR | HFTD - Distribution - Tier 3 - 3QU CoRE ¦ 3QU LoRE | Red Flag Warning - Catastrophic Fires | 2020 | 0 | 0 | 0 | 0 | 14146.1306 | 222.2294 | 8585.7228 | 5338.1784 | 813.2108 | 0 | 0 | 0 | 2.9774e-05 |  | 0 | 0.024213 | 0.024213 | 0 | 0 | 0 | 0 | 0 | 0 | 0 | 0 | 0 | [40 empty] | All EPR in 2020WLDFRFinancial | WLDFR | HFTD - Distribution - Tier 2 - 4QU CoRE ¦ 2QU LoRE | Non-Red Flag Warning - Catastrophic Fires | 2022 | Financial | 8585.7228 | 574.6424 | 2022 | Control | 0.053 | 3 | 0 | esc | 0.055966 | 480.5104 | 0.055966 | 480.5104 | 0.055966 | 480.5104 | 0 | 0
[79 empty] | WLDFR | HFTD - Distribution - Tier 3 - 3QU CoRE ¦ 3QU LoRE | Red Flag Warning - Catastrophic Fires | 2021 | 0 | 0 | 0 | 0 | 14146.1306 | 222.2294 | 8585.7228 | 5338.1784 | 813.2108 | 813.2108 | 0 | 0 | 2.9774e-05 |  | 0 | 0.024213 | 0.024213 | 0 | 0.024213 | 0.024213 | 0 | 0 | 0 | 0 | 0 | 0 | [40 empty] | All EPR in 2020WLDFRSafety | WLDFR | HFTD - Distribution - Tier 2 - 4QU CoRE ¦ 2QU LoRE | Non-Red Flag Warning - Catastrophic Fires | 2022 | Safety | 5338.1784 | 574.6424 | 2022 | Control | 0.053 | 3 | 0 | esc | 0.055966 | 298.7576 | 0.055966 | 298.7576 | 0.055966 | 298.7576 | 0 | 0
[79 empty] | WLDFR | HFTD - Distribution - Tier 3 - 3QU CoRE ¦ 3QU LoRE | Red Flag Warning - Catastrophic Fires | 2022 | 0 | 0 | 0 | 0 | 14146.1306 | 222.2294 | 8585.7228 | 5338.1784 | 813.2108 | 813.2108 | 813.2108 | 0 | 2.9774e-05 |  | 0 | 0.024213 | 0.024213 | 0 | 0.024213 | 0.024213 | 0 | 0.024213 | 0.024213 | 0 | 0 | 0 | [40 empty] | All EPR in 2020WLDFRElectric Reliability | WLDFR | HFTD - Distribution - Tier 2 - 4QU CoRE ¦ 2QU LoRE | Non-Red Flag Warning - Catastrophic Fires | 2023 | Electric Reliability | 233.2301 | 574.6424 | 2023 | Control | 0.1325 | 3 | 0 | esc | 0 | 0 | 0.15274 | 35.623 | 0.15274 | 35.623 | 0.15274 | 35.623
[79 empty] | WLDFR | HFTD - Distribution - Tier 3 - 3QU CoRE ¦ 3QU LoRE | Red Flag Warning - Catastrophic Fires | 2023 | 0 | 0 | 0 | 0 | 14664.6376 | 233.2301 | 8896.516 | 5534.8915 | 0 | 843.2942 | 843.2942 | 843.2942 | 2.9774e-05 |  | 0 | 0 | 0 | 0 | 0.025109 | 0.025109 | 0 | 0.025109 | 0.025109 | 0 | 0.025109 | 0.025109 | [40 empty] | All EPR in 2020WLDFRFinancial | WLDFR | HFTD - Distribution - Tier 2 - 4QU CoRE ¦ 2QU LoRE | Non-Red Flag Warning - Catastrophic Fires | 2023 | Financial | 8896.516 | 574.6424 | 2023 | Control | 0.053 | 3 | 0 | esc | 0 | 0 | 0.055966 | 497.9043 | 0.055966 | 497.9043 | 0.055966 | 497.9043
[79 empty] | WLDFR | HFTD - Distribution - Tier 3 - 3QU CoRE ¦ 3QU LoRE | Red Flag Warning - Catastrophic Fires | 2024 | 0 | 0 | 0 | 0 | 14664.6376 | 233.2301 | 8896.516 | 5534.8915 | 0 | 0 | 843.2942 | 843.2942 | 2.9774e-05 |  | 0 | 0 | 0 | 0 | 0 | 0 | 0 | 0.025109 | 0.025109 | 0 | 0.025109 | 0.025109 | [40 empty] | All EPR in 2020WLDFRSafety | WLDFR | HFTD - Distribution - Tier 2 - 4QU CoRE ¦ 2QU LoRE | Non-Red Flag Warning - Catastrophic Fires | 2023 | Safety | 5534.8915 | 574.6424 | 2023 | Control | 0.053 | 3 | 0 | esc | 0 | 0 | 0.055966 | 309.7669 | 0.055966 | 309.7669 | 0.055966 | 309.7669
[79 empty] | WLDFR | HFTD - Distribution - Tier 3 - 3QU CoRE ¦ 3QU LoRE | Red Flag Warning - Catastrophic Fires | 2025 | 0 | 0 | 0 | 0 | 14664.6376 | 233.2301 | 8896.516 | 5534.8915 | 0 | 0 | 0 | 843.2942 | 2.9774e-05 |  | 0 | 0 | 0 | 0 | 0 | 0 | 0 | 0 | 0 | 0 | 0.025109 | 0.025109 | [40 empty] | All EPR in 2020WLDFRElectric Reliability | WLDFR | HFTD - Distribution - Tier 2 - 4QU CoRE ¦ 2QU LoRE | Non-Red Flag Warning - Catastrophic Fires | 2024 | Electric Reliability | 233.2301 | 574.6424 | 2024 | Control | 0.1325 | 3 | 0 | esc | 0 | 0 | 0 | 0 | 0.15274 | 35.623 | 0.15274 | 35.623
[79 empty] | WLDFR | HFTD - Distribution - Tier 3 - 3QU CoRE ¦ 3QU LoRE | Red Flag Warning - Destructive Fires | 2020 | 0 | 0 | 0 | 0 | 8807.9522 | 222.2294 | 8585.7228 | 0 | 514.4532 | 0 | 0 | 0 | 4.1234e-06 |  | 0 | 0.0021213 | 0.0021213 | 0 | 0 | 0 | 0 | 0 | 0 | 0 | 0 | 0 | [40 empty] | All EPR in 2020WLDFRFinancial | WLDFR | HFTD - Distribution - Tier 2 - 4QU CoRE ¦ 2QU LoRE | Non-Red Flag Warning - Catastrophic Fires | 2024 | Financial | 8896.516 | 574.6424 | 2024 | Control | 0.053 | 3 | 0 | esc | 0 | 0 | 0 | 0 | 0.055966 | 497.9043 | 0.055966 | 497.9043
[79 empty] | WLDFR | HFTD - Distribution - Tier 3 - 3QU CoRE ¦ 3QU LoRE | Red Flag Warning - Destructive Fires | 2021 | 0 | 0 | 0 | 0 | 8807.9522 | 222.2294 | 8585.7228 | 0 | 514.4532 | 514.4532 | 0 | 0 | 4.1234e-06 |  | 0 | 0.0021213 | 0.0021213 | 0 | 0.0021213 | 0.0021213 | 0 | 0 | 0 | 0 | 0 | 0 | [40 empty] | All EPR in 2020WLDFRSafety | WLDFR | HFTD - Distribution - Tier 2 - 4QU CoRE ¦ 2QU LoRE | Non-Red Flag Warning - Catastrophic Fires | 2024 | Safety | 5534.8915 | 574.6424 | 2024 | Control | 0.053 | 3 | 0 | esc | 0 | 0 | 0 | 0 | 0.055966 | 309.7669 | 0.055966 | 309.7669
[79 empty] | WLDFR | HFTD - Distribution - Tier 3 - 3QU CoRE ¦ 3QU LoRE | Red Flag Warning - Destructive Fires | 2022 | 0 | 0 | 0 | 0 | 8807.9522 | 222.2294 | 8585.7228 | 0 | 514.4532 | 514.4532 | 514.4532 | 0 | 4.1234e-06 |  | 0 | 0.0021213 | 0.0021213 | 0 | 0.0021213 | 0.0021213 | 0 | 0.0021213 | 0.0021213 | 0 | 0 | 0 | [40 empty] | All EPR in 2020WLDFRElectric Reliability | WLDFR | HFTD - Distribution - Tier 2 - 4QU CoRE ¦ 2QU LoRE | Non-Red Flag Warning - Catastrophic Fires | 2025 | Electric Reliability | 233.2301 | 574.6424 | 2025 | Control | 0.1325 | 3 | 0 | esc | 0 | 0 | 0 | 0 | 0 | 0 | 0.15274 | 35.623
[79 empty] | WLDFR | HFTD - Distribution - Tier 3 - 3QU CoRE ¦ 3QU LoRE | Red Flag Warning - Destructive Fires | 2023 | 0 | 0 | 0 | 0 | 9129.7461 | 233.2301 | 8896.516 | 0 | 0 | 533.5273 | 533.5273 | 533.5273 | 4.1234e-06 |  | 0 | 0 | 0 | 0 | 0.0022 | 0.0022 | 0 | 0.0022 | 0.0022 | 0 | 0.0022 | 0.0022 | [40 empty] | All EPR in 2020WLDFRFinancial | WLDFR | HFTD - Distribution - Tier 2 - 4QU CoRE ¦ 2QU LoRE | Non-Red Flag Warning - Catastrophic Fires | 2025 | Financial | 8896.516 | 574.6424 | 2025 | Control | 0.053 | 3 | 0 | esc | 0 | 0 | 0 | 0 | 0 | 0 | 0.055966 | 497.9043
[79 empty] | WLDFR | HFTD - Distribution - Tier 3 - 3QU CoRE ¦ 3QU LoRE | Red Flag Warning - Destructive Fires | 2024 | 0 | 0 | 0 | 0 | 9129.7461 | 233.2301 | 8896.516 | 0 | 0 | 0 | 533.5273 | 533.5273 | 4.1234e-06 |  | 0 | 0 | 0 | 0 | 0 | 0 | 0 | 0.0022 | 0.0022 | 0 | 0.0022 | 0.0022 | [40 empty] | All EPR in 2020WLDFRSafety | WLDFR | HFTD - Distribution - Tier 2 - 4QU CoRE ¦ 2QU LoRE | Non-Red Flag Warning - Catastrophic Fires | 2025 | Safety | 5534.8915 | 574.6424 | 2025 | Control | 0.053 | 3 | 0 | esc | 0 | 0 | 0 | 0 | 0 | 0 | 0.055966 | 309.7669
[79 empty] | WLDFR | HFTD - Distribution - Tier 3 - 3QU CoRE ¦ 3QU LoRE | Red Flag Warning - Destructive Fires | 2025 | 0 | 0 | 0 | 0 | 9129.7461 | 233.2301 | 8896.516 | 0 | 0 | 0 | 0 | 533.5273 | 4.1234e-06 |  | 0 | 0 | 0 | 0 | 0 | 0 | 0 | 0 | 0 | 0 | 0.0022 | 0.0022 | [40 empty] | All EPR in 2020WLDFRElectric Reliability | WLDFR | HFTD - Distribution - Tier 2 - 4QU CoRE ¦ 2QU LoRE | Non-Red Flag Warning - Destructive Fires | 2021 | Electric Reliability | 222.2294 | 574.6424 | 2021 | Control | 0.1325 | 3 | 0 | esc | 0.15274 | 33.9428 | 0.15274 | 33.9428 | 0 | 0 | 0 | 0
[79 empty] | WLDFR | HFTD - Distribution - Tier 3 - 3QU CoRE ¦ 3QU LoRE | Red Flag Warning - Large Fires | 2020 | 0 | 0 | 0 | 0 | 5.2406 | 0.69642 | 2.942 | 1.6022 | 0.36069 | 0 | 0 | 0 | 4.2417e-05 |  | 0 | 1.5299e-05 | 1.5299e-05 | 0 | 0 | 0 | 0 | 0 | 0 | 0 | 0 | 0 | [40 empty] | All EPR in 2020WLDFRFinancial | WLDFR | HFTD - Distribution - Tier 2 - 4QU CoRE ¦ 2QU LoRE | Non-Red Flag Warning - Destructive Fires | 2021 | Financial | 8585.7228 | 574.6424 | 2021 | Control | 0.053 | 3 | 0 | esc | 0.055966 | 480.5104 | 0.055966 | 480.5104 | 0 | 0 | 0 | 0
[79 empty] | WLDFR | HFTD - Distribution - Tier 3 - 3QU CoRE ¦ 3QU LoRE | Red Flag Warning - Large Fires | 2021 | 0 | 0 | 0 | 0 | 5.2406 | 0.69642 | 2.942 | 1.6022 | 0.36069 | 0.36069 | 0 | 0 | 4.2417e-05 |  | 0 | 1.5299e-05 | 1.5299e-05 | 0 | 1.5299e-05 | 1.5299e-05 | 0 | 0 | 0 | 0 | 0 | 0 | [40 empty] | All EPR in 2020WLDFRElectric Reliability | WLDFR | HFTD - Distribution - Tier 2 - 4QU CoRE ¦ 2QU LoRE | Non-Red Flag Warning - Destructive Fires | 2022 | Electric Reliability | 222.2294 | 574.6424 | 2022 | Control | 0.1325 | 3 | 0 | esc | 0.15274 | 33.9428 | 0.15274 | 33.9428 | 0.15274 | 33.9428 | 0 | 0
[79 empty] | WLDFR | HFTD - Distribution - Tier 3 - 3QU CoRE ¦ 3QU LoRE | Red Flag Warning - Large Fires | 2022 | 0 | 0 | 0 | 0 | 5.2406 | 0.69642 | 2.942 | 1.6022 | 0.36069 | 0.36069 | 0.36069 | 0 | 4.2417e-05 |  | 0 | 1.5299e-05 | 1.5299e-05 | 0 | 1.5299e-05 | 1.5299e-05 | 0 | 1.5299e-05 | 1.5299e-05 | 0 | 0 | 0 | [40 empty] | All EPR in 2020WLDFRFinancial | WLDFR | HFTD - Distribution - Tier 2 - 4QU CoRE ¦ 2QU LoRE | Non-Red Flag Warning - Destructive Fires | 2022 | Financial | 8585.7228 | 574.6424 | 2022 | Control | 0.053 | 3 | 0 | esc | 0.055966 | 480.5104 | 0.055966 | 480.5104 | 0.055966 | 480.5104 | 0 | 0
[79 empty] | WLDFR | HFTD - Distribution - Tier 3 - 3QU CoRE ¦ 3QU LoRE | Red Flag Warning - Large Fires | 2023 | 0 | 0 | 0 | 0 | 5.475 | 0.71896 | 3.0715 | 1.6846 | 0 | 0.37599 | 0.37599 | 0.37599 | 4.2417e-05 |  | 0 | 0 | 0 | 0 | 1.5949e-05 | 1.5949e-05 | 0 | 1.5949e-05 | 1.5949e-05 | 0 | 1.5949e-05 | 1.5949e-05 | [40 empty] | All EPR in 2020WLDFRElectric Reliability | WLDFR | HFTD - Distribution - Tier 2 - 4QU CoRE ¦ 2QU LoRE | Non-Red Flag Warning - Destructive Fires | 2023 | Electric Reliability | 233.2301 | 574.6424 | 2023 | Control | 0.1325 | 3 | 0 | esc | 0 | 0 | 0.15274 | 35.623 | 0.15274 | 35.623 | 0.15274 | 35.623
[79 empty] | WLDFR | HFTD - Distribution - Tier 3 - 3QU CoRE ¦ 3QU LoRE | Red Flag Warning - Large Fires | 2024 | 0 | 0 | 0 | 0 | 5.475 | 0.71896 | 3.0715 | 1.6846 | 0 | 0 | 0.37599 | 0.37599 | 4.2417e-05 |  | 0 | 0 | 0 | 0 | 0 | 0 | 0 | 1.5949e-05 | 1.5949e-05 | 0 | 1.5949e-05 | 1.5949e-05 | [40 empty] | All EPR in 2020WLDFRFinancial | WLDFR | HFTD - Distribution - Tier 2 - 4QU CoRE ¦ 2QU LoRE | Non-Red Flag Warning - Destructive Fires | 2023 | Financial | 8896.516 | 574.6424 | 2023 | Control | 0.053 | 3 | 0 | esc | 0 | 0 | 0.055966 | 497.9043 | 0.055966 | 497.9043 | 0.055966 | 497.9043
[79 empty] | WLDFR | HFTD - Distribution - Tier 3 - 3QU CoRE ¦ 3QU LoRE | Red Flag Warning - Large Fires | 2025 | 0 | 0 | 0 | 0 | 5.475 | 0.71896 | 3.0715 | 1.6846 | 0 | 0 | 0 | 0.37599 | 4.2417e-05 |  | 0 | 0 | 0 | 0 | 0 | 0 | 0 | 0 | 0 | 0 | 1.5949e-05 | 1.5949e-05 | [40 empty] | All EPR in 2020WLDFRElectric Reliability | WLDFR | HFTD - Distribution - Tier 2 - 4QU CoRE ¦ 2QU LoRE | Non-Red Flag Warning - Destructive Fires | 2024 | Electric Reliability | 233.2301 | 574.6424 | 2024 | Control | 0.1325 | 3 | 0 | esc | 0 | 0 | 0 | 0 | 0.15274 | 35.623 | 0.15274 | 35.623
[79 empty] | WLDFR | HFTD - Distribution - Tier 3 - 3QU CoRE ¦ 3QU LoRE | Red Flag Warning - Small Fires | 2020 | 0 | 0 | 0 | 0 | 0.077901 | 0.036425 | 0.0015809 | 0.039895 | 0.0078847 | 0 | 0 | 0 | 0.00069188 |  | 0 | 5.4553e-06 | 5.4553e-06 | 0 | 0 | 0 | 0 | 0 | 0 | 0 | 0 | 0 | [40 empty] | All EPR in 2020WLDFRFinancial | WLDFR | HFTD - Distribution - Tier 2 - 4QU CoRE ¦ 2QU LoRE | Non-Red Flag Warning - Destructive Fires | 2024 | Financial | 8896.516 | 574.6424 | 2024 | Control | 0.053 | 3 | 0 | esc | 0 | 0 | 0 | 0 | 0.055966 | 497.9043 | 0.055966 | 497.9043
[79 empty] | WLDFR | HFTD - Distribution - Tier 3 - 3QU CoRE ¦ 3QU LoRE | Red Flag Warning - Small Fires | 2021 | 0 | 0 | 0 | 0 | 0.077901 | 0.036425 | 0.0015809 | 0.039895 | 0.0078847 | 0.0078847 | 0 | 0 | 0.00069188 |  | 0 | 5.4553e-06 | 5.4553e-06 | 0 | 5.4553e-06 | 5.4553e-06 | 0 | 0 | 0 | 0 | 0 | 0 | [40 empty] | All EPR in 2020WLDFRElectric Reliability | WLDFR | HFTD - Distribution - Tier 2 - 4QU CoRE ¦ 2QU LoRE | Non-Red Flag Warning - Destructive Fires | 2025 | Electric Reliability | 233.2301 | 574.6424 | 2025 | Control | 0.1325 | 3 | 0 | esc | 0 | 0 | 0 | 0 | 0 | 0 | 0.15274 | 35.623
[79 empty] | WLDFR | HFTD - Distribution - Tier 3 - 3QU CoRE ¦ 3QU LoRE | Red Flag Warning - Small Fires | 2022 | 0 | 0 | 0 | 0 | 0.077901 | 0.036425 | 0.0015809 | 0.039895 | 0.0078847 | 0.0078847 | 0.0078847 | 0 | 0.00069188 |  | 0 | 5.4553e-06 | 5.4553e-06 | 0 | 5.4553e-06 | 5.4553e-06 | 0 | 5.4553e-06 | 5.4553e-06 | 0 | 0 | 0 | [40 empty] | All EPR in 2020WLDFRFinancial | WLDFR | HFTD - Distribution - Tier 2 - 4QU CoRE ¦ 2QU LoRE | Non-Red Flag Warning - Destructive Fires | 2025 | Financial | 8896.516 | 574.6424 | 2025 | Control | 0.053 | 3 | 0 | esc | 0 | 0 | 0 | 0 | 0 | 0 | 0.055966 | 497.9043
[79 empty] | WLDFR | HFTD - Distribution - Tier 3 - 3QU CoRE ¦ 3QU LoRE | Red Flag Warning - Small Fires | 2023 | 0 | 0 | 0 | 0 | 0.080408 | 0.03759 | 0.0016314 | 0.041187 | 0 | 0.0081378 | 0.0081378 | 0.0081378 | 0.00069188 |  | 0 | 0 | 0 | 0 | 5.6304e-06 | 5.6304e-06 | 0 | 5.6304e-06 | 5.6304e-06 | 0 | 5.6304e-06 | 5.6304e-06 | [40 empty] | All EPR in 2020WLDFRElectric Reliability | WLDFR | HFTD - Distribution - Tier 2 - 4QU CoRE ¦ 2QU LoRE | Non-Red Flag Warning - Large Fires | 2021 | Electric Reliability | 0.69642 | 574.6424 | 2021 | Control | 0.1325 | 3 | 0 | esc | 0.15274 | 0.10637 | 0.15274 | 0.10637 | 0 | 0 | 0 | 0
[79 empty] | WLDFR | HFTD - Distribution - Tier 3 - 3QU CoRE ¦ 3QU LoRE | Red Flag Warning - Small Fires | 2024 | 0 | 0 | 0 | 0 | 0.080408 | 0.03759 | 0.0016314 | 0.041187 | 0 | 0 | 0.0081378 | 0.0081378 | 0.00069188 |  | 0 | 0 | 0 | 0 | 0 | 0 | 0 | 5.6304e-06 | 5.6304e-06 | 0 | 5.6304e-06 | 5.6304e-06 | [40 empty] | All EPR in 2020WLDFRFinancial | WLDFR | HFTD - Distribution - Tier 2 - 4QU CoRE ¦ 2QU LoRE | Non-Red Flag Warning - Large Fires | 2021 | Financial | 2.942 | 574.6424 | 2021 | Control | 0.053 | 3 | 0 | esc | 0.055966 | 0.16465 | 0.055966 | 0.16465 | 0 | 0 | 0 | 0
[79 empty] | WLDFR | HFTD - Distribution - Tier 3 - 3QU CoRE ¦ 3QU LoRE | Red Flag Warning - Small Fires | 2025 | 0 | 0 | 0 | 0 | 0.080408 | 0.03759 | 0.0016314 | 0.041187 | 0 | 0 | 0 | 0.0081378 | 0.00069188 |  | 0 | 0 | 0 | 0 | 0 | 0 | 0 | 0 | 0 | 0 | 5.6304e-06 | 5.6304e-06 | [40 empty] | All EPR in 2020WLDFRSafety | WLDFR | HFTD - Distribution - Tier 2 - 4QU CoRE ¦ 2QU LoRE | Non-Red Flag Warning - Large Fires | 2021 | Safety | 1.6022 | 574.6424 | 2021 | Control | 0.053 | 3 | 0 | esc | 0.055966 | 0.089668 | 0.055966 | 0.089668 | 0 | 0 | 0 | 0
[79 empty] | WLDFR | HFTD - Distribution - Tier 3 - 3QU CoRE ¦ 3QU LoRE | Seismic - Non-Red Flag Warning - Catastrophic Fires | 2020 | 0 | 0 | 0 | 0 | 21083.8428 | 409.2237 | 13469.0878 | 7205.5313 | 1219.584 | 0 | 0 | 0 | 1.0405e-10 |  | 0 | 1.269e-07 | 1.269e-07 | 0 | 0 | 0 | 0 | 0 | 0 | 0 | 0 | 0 | [40 empty] | All EPR in 2020WLDFRElectric Reliability | WLDFR | HFTD - Distribution - Tier 2 - 4QU CoRE ¦ 2QU LoRE | Non-Red Flag Warning - Large Fires | 2022 | Electric Reliability | 0.69642 | 574.6424 | 2022 | Control | 0.1325 | 3 | 0 | esc | 0.15274 | 0.10637 | 0.15274 | 0.10637 | 0.15274 | 0.10637 | 0 | 0
[79 empty] | WLDFR | HFTD - Distribution - Tier 3 - 3QU CoRE ¦ 3QU LoRE | Seismic - Non-Red Flag Warning - Catastrophic Fires | 2021 | 0 | 0 | 0 | 0 | 21083.8428 | 409.2237 | 13469.0878 | 7205.5313 | 1219.584 | 1219.584 | 0 | 0 | 1.0405e-10 |  | 0 | 1.269e-07 | 1.269e-07 | 0 | 1.269e-07 | 1.269e-07 | 0 | 0 | 0 | 0 | 0 | 0 | [40 empty] | All EPR in 2020WLDFRFinancial | WLDFR | HFTD - Distribution - Tier 2 - 4QU CoRE ¦ 2QU LoRE | Non-Red Flag Warning - Large Fires | 2022 | Financial | 2.942 | 574.6424 | 2022 | Control | 0.053 | 3 | 0 | esc | 0.055966 | 0.16465 | 0.055966 | 0.16465 | 0.055966 | 0.16465 | 0 | 0
[79 empty] | WLDFR | HFTD - Distribution - Tier 3 - 3QU CoRE ¦ 3QU LoRE | Seismic - Non-Red Flag Warning - Catastrophic Fires | 2022 | 0 | 0 | 0 | 0 | 21083.8428 | 409.2237 | 13469.0878 | 7205.5313 | 1219.584 | 1219.584 | 1219.584 | 0 | 1.0405e-10 |  | 0 | 1.269e-07 | 1.269e-07 | 0 | 1.269e-07 | 1.269e-07 | 0 | 1.269e-07 | 1.269e-07 | 0 | 0 | 0 | [40 empty] | All EPR in 2020WLDFRSafety | WLDFR | HFTD - Distribution - Tier 2 - 4QU CoRE ¦ 2QU LoRE | Non-Red Flag Warning - Large Fires | 2022 | Safety | 1.6022 | 574.6424 | 2022 | Control | 0.053 | 3 | 0 | esc | 0.055966 | 0.089668 | 0.055966 | 0.089668 | 0.055966 | 0.089668 | 0 | 0
[79 empty] | WLDFR | HFTD - Distribution - Tier 3 - 3QU CoRE ¦ 3QU LoRE | Seismic - Non-Red Flag Warning - Catastrophic Fires | 2023 | 0 | 0 | 0 | 0 | 21835.9781 | 428.6023 | 13939.561 | 7467.8148 | 0 | 1263.5534 | 1263.5534 | 1263.5534 | 1.0405e-10 |  | 0 | 0 | 0 | 0 | 1.3147e-07 | 1.3147e-07 | 0 | 1.3147e-07 | 1.3147e-07 | 0 | 1.3147e-07 | 1.3147e-07 | [40 empty] | All EPR in 2020WLDFRElectric Reliability | WLDFR | HFTD - Distribution - Tier 2 - 4QU CoRE ¦ 2QU LoRE | Non-Red Flag Warning - Large Fires | 2023 | Electric Reliability | 0.71896 | 574.6424 | 2023 | Control | 0.1325 | 3 | 0 | esc | 0 | 0 | 0.15274 | 0.10981 | 0.15274 | 0.10981 | 0.15274 | 0.10981
[79 empty] | WLDFR | HFTD - Distribution - Tier 3 - 3QU CoRE ¦ 3QU LoRE | Seismic - Non-Red Flag Warning - Catastrophic Fires | 2024 | 0 | 0 | 0 | 0 | 21835.9781 | 428.6023 | 13939.561 | 7467.8148 | 0 | 0 | 1263.5534 | 1263.5534 | 1.0405e-10 |  | 0 | 0 | 0 | 0 | 0 | 0 | 0 | 1.3147e-07 | 1.3147e-07 | 0 | 1.3147e-07 | 1.3147e-07 | [40 empty] | All EPR in 2020WLDFRFinancial | WLDFR | HFTD - Distribution - Tier 2 - 4QU CoRE ¦ 2QU LoRE | Non-Red Flag Warning - Large Fires | 2023 | Financial | 3.0715 | 574.6424 | 2023 | Control | 0.053 | 3 | 0 | esc | 0 | 0 | 0.055966 | 0.1719 | 0.055966 | 0.1719 | 0.055966 | 0.1719
[79 empty] | WLDFR | HFTD - Distribution - Tier 3 - 3QU CoRE ¦ 3QU LoRE | Seismic - Non-Red Flag Warning - Catastrophic Fires | 2025 | 0 | 0 | 0 | 0 | 21835.9781 | 428.6023 | 13939.561 | 7467.8148 | 0 | 0 | 0 | 1263.5534 | 1.0405e-10 |  | 0 | 0 | 0 | 0 | 0 | 0 | 0 | 0 | 0 | 0 | 1.3147e-07 | 1.3147e-07 | [40 empty] | All EPR in 2020WLDFRSafety | WLDFR | HFTD - Distribution - Tier 2 - 4QU CoRE ¦ 2QU LoRE | Non-Red Flag Warning - Large Fires | 2023 | Safety | 1.6846 | 574.6424 | 2023 | Control | 0.053 | 3 | 0 | esc | 0 | 0 | 0.055966 | 0.094279 | 0.055966 | 0.094279 | 0.055966 | 0.094279
[79 empty] | WLDFR | HFTD - Distribution - Tier 3 - 3QU CoRE ¦ 3QU LoRE | Seismic - Red Flag Warning - Catastrophic Fires | 2020 | 0 | 0 | 0 | 0 | 21083.8428 | 409.2237 | 13469.0878 | 7205.5313 | 1219.584 | 0 | 0 | 0 | 4.4876e-09 |  | 0 | 5.473e-06 | 5.473e-06 | 0 | 0 | 0 | 0 | 0 | 0 | 0 | 0 | 0 | [40 empty] | All EPR in 2020WLDFRElectric Reliability | WLDFR | HFTD - Distribution - Tier 2 - 4QU CoRE ¦ 2QU LoRE | Non-Red Flag Warning - Large Fires | 2024 | Electric Reliability | 0.71896 | 574.6424 | 2024 | Control | 0.1325 | 3 | 0 | esc | 0 | 0 | 0 | 0 | 0.15274 | 0.10981 | 0.15274 | 0.10981
[79 empty] | WLDFR | HFTD - Distribution - Tier 3 - 3QU CoRE ¦ 3QU LoRE | Seismic - Red Flag Warning - Catastrophic Fires | 2021 | 0 | 0 | 0 | 0 | 21083.8428 | 409.2237 | 13469.0878 | 7205.5313 | 1219.584 | 1219.584 | 0 | 0 | 4.4876e-09 |  | 0 | 5.473e-06 | 5.473e-06 | 0 | 5.473e-06 | 5.473e-06 | 0 | 0 | 0 | 0 | 0 | 0 | [40 empty] | All EPR in 2020WLDFRFinancial | WLDFR | HFTD - Distribution - Tier 2 - 4QU CoRE ¦ 2QU LoRE | Non-Red Flag Warning - Large Fires | 2024 | Financial | 3.0715 | 574.6424 | 2024 | Control | 0.053 | 3 | 0 | esc | 0 | 0 | 0 | 0 | 0.055966 | 0.1719 | 0.055966 | 0.1719
[79 empty] | WLDFR | HFTD - Distribution - Tier 3 - 3QU CoRE ¦ 3QU LoRE | Seismic - Red Flag Warning - Catastrophic Fires | 2022 | 0 | 0 | 0 | 0 | 21083.8428 | 409.2237 | 13469.0878 | 7205.5313 | 1219.584 | 1219.584 | 1219.584 | 0 | 4.4876e-09 |  | 0 | 5.473e-06 | 5.473e-06 | 0 | 5.473e-06 | 5.473e-06 | 0 | 5.473e-06 | 5.473e-06 | 0 | 0 | 0 | [40 empty] | All EPR in 2020WLDFRSafety | WLDFR | HFTD - Distribution - Tier 2 - 4QU CoRE ¦ 2QU LoRE | Non-Red Flag Warning - Large Fires | 2024 | Safety | 1.6846 | 574.6424 | 2024 | Control | 0.053 | 3 | 0 | esc | 0 | 0 | 0 | 0 | 0.055966 | 0.094279 | 0.055966 | 0.094279
[79 empty] | WLDFR | HFTD - Distribution - Tier 3 - 3QU CoRE ¦ 3QU LoRE | Seismic - Red Flag Warning - Catastrophic Fires | 2023 | 0 | 0 | 0 | 0 | 21835.9781 | 428.6023 | 13939.561 | 7467.8148 | 0 | 1263.5534 | 1263.5534 | 1263.5534 | 4.4876e-09 |  | 0 | 0 | 0 | 0 | 5.6703e-06 | 5.6703e-06 | 0 | 5.6703e-06 | 5.6703e-06 | 0 | 5.6703e-06 | 5.6703e-06 | [40 empty] | All EPR in 2020WLDFRElectric Reliability | WLDFR | HFTD - Distribution - Tier 2 - 4QU CoRE ¦ 2QU LoRE | Non-Red Flag Warning - Large Fires | 2025 | Electric Reliability | 0.71896 | 574.6424 | 2025 | Control | 0.1325 | 3 | 0 | esc | 0 | 0 | 0 | 0 | 0 | 0 | 0.15274 | 0.10981
[79 empty] | WLDFR | HFTD - Distribution - Tier 3 - 3QU CoRE ¦ 3QU LoRE | Seismic - Red Flag Warning - Catastrophic Fires | 2024 | 0 | 0 | 0 | 0 | 21835.9781 | 428.6023 | 13939.561 | 7467.8148 | 0 | 0 | 1263.5534 | 1263.5534 | 4.4876e-09 |  | 0 | 0 | 0 | 0 | 0 | 0 | 0 | 5.6703e-06 | 5.6703e-06 | 0 | 5.6703e-06 | 5.6703e-06 | [40 empty] | All EPR in 2020WLDFRFinancial | WLDFR | HFTD - Distribution - Tier 2 - 4QU CoRE ¦ 2QU LoRE | Non-Red Flag Warning - Large Fires | 2025 | Financial | 3.0715 | 574.6424 | 2025 | Control | 0.053 | 3 | 0 | esc | 0 | 0 | 0 | 0 | 0 | 0 | 0.055966 | 0.1719
[79 empty] | WLDFR | HFTD - Distribution - Tier 3 - 3QU CoRE ¦ 3QU LoRE | Seismic - Red Flag Warning - Catastrophic Fires | 2025 | 0 | 0 | 0 | 0 | 21835.9781 | 428.6023 | 13939.561 | 7467.8148 | 0 | 0 | 0 | 1263.5534 | 4.4876e-09 |  | 0 | 0 | 0 | 0 | 0 | 0 | 0 | 0 | 0 | 0 | 5.6703e-06 | 5.6703e-06 | [40 empty] | All EPR in 2020WLDFRSafety | WLDFR | HFTD - Distribution - Tier 2 - 4QU CoRE ¦ 2QU LoRE | Non-Red Flag Warning - Large Fires | 2025 | Safety | 1.6846 | 574.6424 | 2025 | Control | 0.053 | 3 | 0 | esc | 0 | 0 | 0 | 0 | 0 | 0 | 0.055966 | 0.094279
[79 empty] | WLDFR | HFTD - Distribution - Tier 3 - 3QU CoRE ¦ 4QU LoRE | Non-Red Flag Warning - Catastrophic Fires | 2020 | 0 | 0 | 0 | 0 | 14146.1306 | 222.2294 | 8585.7228 | 5338.1784 | 813.2108 | 0 | 0 | 0 | 8.6819e-07 |  | 0 | 0.00070602 | 0.00070602 | 0 | 0 | 0 | 0 | 0 | 0 | 0 | 0 | 0 | [40 empty] | All EPR in 2020WLDFRElectric Reliability | WLDFR | HFTD - Distribution - Tier 2 - 4QU CoRE ¦ 2QU LoRE | Non-Red Flag Warning - Small Fires | 2021 | Electric Reliability | 0.036425 | 574.6424 | 2021 | Control | 0.1325 | 3 | 0 | esc | 0.15274 | 0.0055635 | 0.15274 | 0.0055635 | 0 | 0 | 0 | 0
[79 empty] | WLDFR | HFTD - Distribution - Tier 3 - 3QU CoRE ¦ 4QU LoRE | Non-Red Flag Warning - Catastrophic Fires | 2021 | 0 | 0 | 0 | 0 | 14146.1306 | 222.2294 | 8585.7228 | 5338.1784 | 813.2108 | 813.2108 | 0 | 0 | 8.6819e-07 |  | 0 | 0.00070602 | 0.00070602 | 0 | 0.00070602 | 0.00070602 | 0 | 0 | 0 | 0 | 0 | 0 | [40 empty] | All EPR in 2020WLDFRFinancial | WLDFR | HFTD - Distribution - Tier 2 - 4QU CoRE ¦ 2QU LoRE | Non-Red Flag Warning - Small Fires | 2021 | Financial | 0.0015809 | 574.6424 | 2021 | Control | 0.053 | 3 | 0 | esc | 0.055966 | 8.8475e-05 | 0.055966 | 8.8475e-05 | 0 | 0 | 0 | 0
[79 empty] | WLDFR | HFTD - Distribution - Tier 3 - 3QU CoRE ¦ 4QU LoRE | Non-Red Flag Warning - Catastrophic Fires | 2022 | 0 | 0 | 0 | 0 | 14146.1306 | 222.2294 | 8585.7228 | 5338.1784 | 813.2108 | 813.2108 | 813.2108 | 0 | 8.6819e-07 |  | 0 | 0.00070602 | 0.00070602 | 0 | 0.00070602 | 0.00070602 | 0 | 0.00070602 | 0.00070602 | 0 | 0 | 0 | [40 empty] | All EPR in 2020WLDFRSafety | WLDFR | HFTD - Distribution - Tier 2 - 4QU CoRE ¦ 2QU LoRE | Non-Red Flag Warning - Small Fires | 2021 | Safety | 0.039895 | 574.6424 | 2021 | Control | 0.053 | 3 | 0 | esc | 0.055966 | 0.0022328 | 0.055966 | 0.0022328 | 0 | 0 | 0 | 0
[79 empty] | WLDFR | HFTD - Distribution - Tier 3 - 3QU CoRE ¦ 4QU LoRE | Non-Red Flag Warning - Catastrophic Fires | 2023 | 0 | 0 | 0 | 0 | 14664.6376 | 233.2301 | 8896.516 | 5534.8915 | 0 | 843.2942 | 843.2942 | 843.2942 | 8.6819e-07 |  | 0 | 0 | 0 | 0 | 0.00073214 | 0.00073214 | 0 | 0.00073214 | 0.00073214 | 0 | 0.00073214 | 0.00073214 | [40 empty] | All EPR in 2020WLDFRElectric Reliability | WLDFR | HFTD - Distribution - Tier 2 - 4QU CoRE ¦ 2QU LoRE | Non-Red Flag Warning - Small Fires | 2022 | Electric Reliability | 0.036425 | 574.6424 | 2022 | Control | 0.1325 | 3 | 0 | esc | 0.15274 | 0.0055635 | 0.15274 | 0.0055635 | 0.15274 | 0.0055635 | 0 | 0
[79 empty] | WLDFR | HFTD - Distribution - Tier 3 - 3QU CoRE ¦ 4QU LoRE | Non-Red Flag Warning - Catastrophic Fires | 2024 | 0 | 0 | 0 | 0 | 14664.6376 | 233.2301 | 8896.516 | 5534.8915 | 0 | 0 | 843.2942 | 843.2942 | 8.6819e-07 |  | 0 | 0 | 0 | 0 | 0 | 0 | 0 | 0.00073214 | 0.00073214 | 0 | 0.00073214 | 0.00073214 | [40 empty] | All EPR in 2020WLDFRFinancial | WLDFR | HFTD - Distribution - Tier 2 - 4QU CoRE ¦ 2QU LoRE | Non-Red Flag Warning - Small Fires | 2022 | Financial | 0.0015809 | 574.6424 | 2022 | Control | 0.053 | 3 | 0 | esc | 0.055966 | 8.8475e-05 | 0.055966 | 8.8475e-05 | 0.055966 | 8.8475e-05 | 0 | 0
[79 empty] | WLDFR | HFTD - Distribution - Tier 3 - 3QU CoRE ¦ 4QU LoRE | Non-Red Flag Warning - Catastrophic Fires | 2025 | 0 | 0 | 0 | 0 | 14664.6376 | 233.2301 | 8896.516 | 5534.8915 | 0 | 0 | 0 | 843.2942 | 8.6819e-07 |  | 0 | 0 | 0 | 0 | 0 | 0 | 0 | 0 | 0 | 0 | 0.00073214 | 0.00073214 | [40 empty] | All EPR in 2020WLDFRSafety | WLDFR | HFTD - Distribution - Tier 2 - 4QU CoRE ¦ 2QU LoRE | Non-Red Flag Warning - Small Fires | 2022 | Safety | 0.039895 | 574.6424 | 2022 | Control | 0.053 | 3 | 0 | esc | 0.055966 | 0.0022328 | 0.055966 | 0.0022328 | 0.055966 | 0.0022328 | 0 | 0
[79 empty] | WLDFR | HFTD - Distribution - Tier 3 - 3QU CoRE ¦ 4QU LoRE | Non-Red Flag Warning - Destructive Fires | 2020 | 0 | 0 | 0 | 0 | 8807.9522 | 222.2294 | 8585.7228 | 0 | 514.4532 | 0 | 0 | 0 | 1.0571e-06 |  | 0 | 0.00054382 | 0.00054382 | 0 | 0 | 0 | 0 | 0 | 0 | 0 | 0 | 0 | [40 empty] | All EPR in 2020WLDFRElectric Reliability | WLDFR | HFTD - Distribution - Tier 2 - 4QU CoRE ¦ 2QU LoRE | Non-Red Flag Warning - Small Fires | 2023 | Electric Reliability | 0.03759 | 574.6424 | 2023 | Control | 0.1325 | 3 | 0 | esc | 0 | 0 | 0.15274 | 0.0057414 | 0.15274 | 0.0057414 | 0.15274 | 0.0057414
[79 empty] | WLDFR | HFTD - Distribution - Tier 3 - 3QU CoRE ¦ 4QU LoRE | Non-Red Flag Warning - Destructive Fires | 2021 | 0 | 0 | 0 | 0 | 8807.9522 | 222.2294 | 8585.7228 | 0 | 514.4532 | 514.4532 | 0 | 0 | 1.0571e-06 |  | 0 | 0.00054382 | 0.00054382 | 0 | 0.00054382 | 0.00054382 | 0 | 0 | 0 | 0 | 0 | 0 | [40 empty] | All EPR in 2020WLDFRFinancial | WLDFR | HFTD - Distribution - Tier 2 - 4QU CoRE ¦ 2QU LoRE | Non-Red Flag Warning - Small Fires | 2023 | Financial | 0.0016314 | 574.6424 | 2023 | Control | 0.053 | 3 | 0 | esc | 0 | 0 | 0.055966 | 9.1305e-05 | 0.055966 | 9.1305e-05 | 0.055966 | 9.1305e-05
[79 empty] | WLDFR | HFTD - Distribution - Tier 3 - 3QU CoRE ¦ 4QU LoRE | Non-Red Flag Warning - Destructive Fires | 2022 | 0 | 0 | 0 | 0 | 8807.9522 | 222.2294 | 8585.7228 | 0 | 514.4532 | 514.4532 | 514.4532 | 0 | 1.0571e-06 |  | 0 | 0.00054382 | 0.00054382 | 0 | 0.00054382 | 0.00054382 | 0 | 0.00054382 | 0.00054382 | 0 | 0 | 0 | [40 empty] | All EPR in 2020WLDFRSafety | WLDFR | HFTD - Distribution - Tier 2 - 4QU CoRE ¦ 2QU LoRE | Non-Red Flag Warning - Small Fires | 2023 | Safety | 0.041187 | 574.6424 | 2023 | Control | 0.053 | 3 | 0 | esc | 0 | 0 | 0.055966 | 0.0023051 | 0.055966 | 0.0023051 | 0.055966 | 0.0023051
[79 empty] | WLDFR | HFTD - Distribution - Tier 3 - 3QU CoRE ¦ 4QU LoRE | Non-Red Flag Warning - Destructive Fires | 2023 | 0 | 0 | 0 | 0 | 9129.7461 | 233.2301 | 8896.516 | 0 | 0 | 533.5273 | 533.5273 | 533.5273 | 1.0571e-06 |  | 0 | 0 | 0 | 0 | 0.00056399 | 0.00056399 | 0 | 0.00056399 | 0.00056399 | 0 | 0.00056399 | 0.00056399 | [40 empty] | All EPR in 2020WLDFRElectric Reliability | WLDFR | HFTD - Distribution - Tier 2 - 4QU CoRE ¦ 2QU LoRE | Non-Red Flag Warning - Small Fires | 2024 | Electric Reliability | 0.03759 | 574.6424 | 2024 | Control | 0.1325 | 3 | 0 | esc | 0 | 0 | 0 | 0 | 0.15274 | 0.0057414 | 0.15274 | 0.0057414
[79 empty] | WLDFR | HFTD - Distribution - Tier 3 - 3QU CoRE ¦ 4QU LoRE | Non-Red Flag Warning - Destructive Fires | 2024 | 0 | 0 | 0 | 0 | 9129.7461 | 233.2301 | 8896.516 | 0 | 0 | 0 | 533.5273 | 533.5273 | 1.0571e-06 |  | 0 | 0 | 0 | 0 | 0 | 0 | 0 | 0.00056399 | 0.00056399 | 0 | 0.00056399 | 0.00056399 | [40 empty] | All EPR in 2020WLDFRFinancial | WLDFR | HFTD - Distribution - Tier 2 - 4QU CoRE ¦ 2QU LoRE | Non-Red Flag Warning - Small Fires | 2024 | Financial | 0.0016314 | 574.6424 | 2024 | Control | 0.053 | 3 | 0 | esc | 0 | 0 | 0 | 0 | 0.055966 | 9.1305e-05 | 0.055966 | 9.1305e-05
[79 empty] | WLDFR | HFTD - Distribution - Tier 3 - 3QU CoRE ¦ 4QU LoRE | Non-Red Flag Warning - Destructive Fires | 2025 | 0 | 0 | 0 | 0 | 9129.7461 | 233.2301 | 8896.516 | 0 | 0 | 0 | 0 | 533.5273 | 1.0571e-06 |  | 0 | 0 | 0 | 0 | 0 | 0 | 0 | 0 | 0 | 0 | 0.00056399 | 0.00056399 | [40 empty] | All EPR in 2020WLDFRSafety | WLDFR | HFTD - Distribution - Tier 2 - 4QU CoRE ¦ 2QU LoRE | Non-Red Flag Warning - Small Fires | 2024 | Safety | 0.041187 | 574.6424 | 2024 | Control | 0.053 | 3 | 0 | esc | 0 | 0 | 0 | 0 | 0.055966 | 0.0023051 | 0.055966 | 0.0023051
[79 empty] | WLDFR | HFTD - Distribution - Tier 3 - 3QU CoRE ¦ 4QU LoRE | Non-Red Flag Warning - Large Fires | 2020 | 0 | 0 | 0 | 0 | 5.2406 | 0.69642 | 2.942 | 1.6022 | 0.36069 | 0 | 0 | 0 | 1.2014e-05 |  | 0 | 4.3333e-06 | 4.3333e-06 | 0 | 0 | 0 | 0 | 0 | 0 | 0 | 0 | 0 | [40 empty] | All EPR in 2020WLDFRElectric Reliability | WLDFR | HFTD - Distribution - Tier 2 - 4QU CoRE ¦ 2QU LoRE | Non-Red Flag Warning - Small Fires | 2025 | Electric Reliability | 0.03759 | 574.6424 | 2025 | Control | 0.1325 | 3 | 0 | esc | 0 | 0 | 0 | 0 | 0 | 0 | 0.15274 | 0.0057414
[79 empty] | WLDFR | HFTD - Distribution - Tier 3 - 3QU CoRE ¦ 4QU LoRE | Non-Red Flag Warning - Large Fires | 2021 | 0 | 0 | 0 | 0 | 5.2406 | 0.69642 | 2.942 | 1.6022 | 0.36069 | 0.36069 | 0 | 0 | 1.2014e-05 |  | 0 | 4.3333e-06 | 4.3333e-06 | 0 | 4.3333e-06 | 4.3333e-06 | 0 | 0 | 0 | 0 | 0 | 0 | [40 empty] | All EPR in 2020WLDFRFinancial | WLDFR | HFTD - Distribution - Tier 2 - 4QU CoRE ¦ 2QU LoRE | Non-Red Flag Warning - Small Fires | 2025 | Financial | 0.0016314 | 574.6424 | 2025 | Control | 0.053 | 3 | 0 | esc | 0 | 0 | 0 | 0 | 0 | 0 | 0.055966 | 9.1305e-05
[79 empty] | WLDFR | HFTD - Distribution - Tier 3 - 3QU CoRE ¦ 4QU LoRE | Non-Red Flag Warning - Large Fires | 2022 | 0 | 0 | 0 | 0 | 5.2406 | 0.69642 | 2.942 | 1.6022 | 0.36069 | 0.36069 | 0.36069 | 0 | 1.2014e-05 |  | 0 | 4.3333e-06 | 4.3333e-06 | 0 | 4.3333e-06 | 4.3333e-06 | 0 | 4.3333e-06 | 4.3333e-06 | 0 | 0 | 0 | [40 empty] | All EPR in 2020WLDFRSafety | WLDFR | HFTD - Distribution - Tier 2 - 4QU CoRE ¦ 2QU LoRE | Non-Red Flag Warning - Small Fires | 2025 | Safety | 0.041187 | 574.6424 | 2025 | Control | 0.053 | 3 | 0 | esc | 0 | 0 | 0 | 0 | 0 | 0 | 0.055966 | 0.0023051
[79 empty] | WLDFR | HFTD - Distribution - Tier 3 - 3QU CoRE ¦ 4QU LoRE | Non-Red Flag Warning - Large Fires | 2023 | 0 | 0 | 0 | 0 | 5.475 | 0.71896 | 3.0715 | 1.6846 | 0 | 0.37599 | 0.37599 | 0.37599 | 1.2014e-05 |  | 0 | 0 | 0 | 0 | 4.5172e-06 | 4.5172e-06 | 0 | 4.5172e-06 | 4.5172e-06 | 0 | 4.5172e-06 | 4.5172e-06 | [40 empty] | All EPR in 2020WLDFRElectric Reliability | WLDFR | HFTD - Distribution - Tier 2 - 4QU CoRE ¦ 2QU LoRE | Red Flag Warning - Catastrophic Fires | 2021 | Electric Reliability | 222.2294 | 574.6424 | 2021 | Control | 0.1325 | 3 | 0 | esc | 0.15274 | 33.9428 | 0.15274 | 33.9428 | 0 | 0 | 0 | 0
[79 empty] | WLDFR | HFTD - Distribution - Tier 3 - 3QU CoRE ¦ 4QU LoRE | Non-Red Flag Warning - Large Fires | 2024 | 0 | 0 | 0 | 0 | 5.475 | 0.71896 | 3.0715 | 1.6846 | 0 | 0 | 0.37599 | 0.37599 | 1.2014e-05 |  | 0 | 0 | 0 | 0 | 0 | 0 | 0 | 4.5172e-06 | 4.5172e-06 | 0 | 4.5172e-06 | 4.5172e-06 | [40 empty] | All EPR in 2020WLDFRFinancial | WLDFR | HFTD - Distribution - Tier 2 - 4QU CoRE ¦ 2QU LoRE | Red Flag Warning - Catastrophic Fires | 2021 | Financial | 8585.7228 | 574.6424 | 2021 | Control | 0.053 | 3 | 0 | esc | 0.055966 | 480.5104 | 0.055966 | 480.5104 | 0 | 0 | 0 | 0
[79 empty] | WLDFR | HFTD - Distribution - Tier 3 - 3QU CoRE ¦ 4QU LoRE | Non-Red Flag Warning - Large Fires | 2025 | 0 | 0 | 0 | 0 | 5.475 | 0.71896 | 3.0715 | 1.6846 | 0 | 0 | 0 | 0.37599 | 1.2014e-05 |  | 0 | 0 | 0 | 0 | 0 | 0 | 0 | 0 | 0 | 0 | 4.5172e-06 | 4.5172e-06 | [40 empty] | All EPR in 2020WLDFRSafety | WLDFR | HFTD - Distribution - Tier 2 - 4QU CoRE ¦ 2QU LoRE | Red Flag Warning - Catastrophic Fires | 2021 | Safety | 5338.1784 | 574.6424 | 2021 | Control | 0.053 | 3 | 0 | esc | 0.055966 | 298.7576 | 0.055966 | 298.7576 | 0 | 0 | 0 | 0
[79 empty] | WLDFR | HFTD - Distribution - Tier 3 - 3QU CoRE ¦ 4QU LoRE | Non-Red Flag Warning - Small Fires | 2020 | 0 | 0 | 0 | 0 | 0.077901 | 0.036425 | 0.0015809 | 0.039895 | 0.0078847 | 0 | 0 | 0 | 0.0034251 |  | 0 | 2.7006e-05 | 2.7006e-05 | 0 | 0 | 0 | 0 | 0 | 0 | 0 | 0 | 0 | [40 empty] | All EPR in 2020WLDFRElectric Reliability | WLDFR | HFTD - Distribution - Tier 2 - 4QU CoRE ¦ 2QU LoRE | Red Flag Warning - Catastrophic Fires | 2022 | Electric Reliability | 222.2294 | 574.6424 | 2022 | Control | 0.1325 | 3 | 0 | esc | 0.15274 | 33.9428 | 0.15274 | 33.9428 | 0.15274 | 33.9428 | 0 | 0
[79 empty] | WLDFR | HFTD - Distribution - Tier 3 - 3QU CoRE ¦ 4QU LoRE | Non-Red Flag Warning - Small Fires | 2021 | 0 | 0 | 0 | 0 | 0.077901 | 0.036425 | 0.0015809 | 0.039895 | 0.0078847 | 0.0078847 | 0 | 0 | 0.0034251 |  | 0 | 2.7006e-05 | 2.7006e-05 | 0 | 2.7006e-05 | 2.7006e-05 | 0 | 0 | 0 | 0 | 0 | 0 | [40 empty] | All EPR in 2020WLDFRFinancial | WLDFR | HFTD - Distribution - Tier 2 - 4QU CoRE ¦ 2QU LoRE | Red Flag Warning - Catastrophic Fires | 2022 | Financial | 8585.7228 | 574.6424 | 2022 | Control | 0.053 | 3 | 0 | esc | 0.055966 | 480.5104 | 0.055966 | 480.5104 | 0.055966 | 480.5104 | 0 | 0
[79 empty] | WLDFR | HFTD - Distribution - Tier 3 - 3QU CoRE ¦ 4QU LoRE | Non-Red Flag Warning - Small Fires | 2022 | 0 | 0 | 0 | 0 | 0.077901 | 0.036425 | 0.0015809 | 0.039895 | 0.0078847 | 0.0078847 | 0.0078847 | 0 | 0.0034251 |  | 0 | 2.7006e-05 | 2.7006e-05 | 0 | 2.7006e-05 | 2.7006e-05 | 0 | 2.7006e-05 | 2.7006e-05 | 0 | 0 | 0 | [40 empty] | All EPR in 2020WLDFRSafety | WLDFR | HFTD - Distribution - Tier 2 - 4QU CoRE ¦ 2QU LoRE | Red Flag Warning - Catastrophic Fires | 2022 | Safety | 5338.1784 | 574.6424 | 2022 | Control | 0.053 | 3 | 0 | esc | 0.055966 | 298.7576 | 0.055966 | 298.7576 | 0.055966 | 298.7576 | 0 | 0
[79 empty] | WLDFR | HFTD - Distribution - Tier 3 - 3QU CoRE ¦ 4QU LoRE | Non-Red Flag Warning - Small Fires | 2023 | 0 | 0 | 0 | 0 | 0.080408 | 0.03759 | 0.0016314 | 0.041187 | 0 | 0.0081378 | 0.0081378 | 0.0081378 | 0.0034251 |  | 0 | 0 | 0 | 0 | 2.7873e-05 | 2.7873e-05 | 0 | 2.7873e-05 | 2.7873e-05 | 0 | 2.7873e-05 | 2.7873e-05 | [40 empty] | All EPR in 2020WLDFRElectric Reliability | WLDFR | HFTD - Distribution - Tier 2 - 4QU CoRE ¦ 2QU LoRE | Red Flag Warning - Catastrophic Fires | 2023 | Electric Reliability | 233.2301 | 574.6424 | 2023 | Control | 0.1325 | 3 | 0 | esc | 0 | 0 | 0.15274 | 35.623 | 0.15274 | 35.623 | 0.15274 | 35.623
[79 empty] | WLDFR | HFTD - Distribution - Tier 3 - 3QU CoRE ¦ 4QU LoRE | Non-Red Flag Warning - Small Fires | 2024 | 0 | 0 | 0 | 0 | 0.080408 | 0.03759 | 0.0016314 | 0.041187 | 0 | 0 | 0.0081378 | 0.0081378 | 0.0034251 |  | 0 | 0 | 0 | 0 | 0 | 0 | 0 | 2.7873e-05 | 2.7873e-05 | 0 | 2.7873e-05 | 2.7873e-05 | [40 empty] | All EPR in 2020WLDFRFinancial | WLDFR | HFTD - Distribution - Tier 2 - 4QU CoRE ¦ 2QU LoRE | Red Flag Warning - Catastrophic Fires | 2023 | Financial | 8896.516 | 574.6424 | 2023 | Control | 0.053 | 3 | 0 | esc | 0 | 0 | 0.055966 | 497.9043 | 0.055966 | 497.9043 | 0.055966 | 497.9043
[79 empty] | WLDFR | HFTD - Distribution - Tier 3 - 3QU CoRE ¦ 4QU LoRE | Non-Red Flag Warning - Small Fires | 2025 | 0 | 0 | 0 | 0 | 0.080408 | 0.03759 | 0.0016314 | 0.041187 | 0 | 0 | 0 | 0.0081378 | 0.0034251 |  | 0 | 0 | 0 | 0 | 0 | 0 | 0 | 0 | 0 | 0 | 2.7873e-05 | 2.7873e-05 | [40 empty] | All EPR in 2020WLDFRSafety | WLDFR | HFTD - Distribution - Tier 2 - 4QU CoRE ¦ 2QU LoRE | Red Flag Warning - Catastrophic Fires | 2023 | Safety | 5534.8915 | 574.6424 | 2023 | Control | 0.053 | 3 | 0 | esc | 0 | 0 | 0.055966 | 309.7669 | 0.055966 | 309.7669 | 0.055966 | 309.7669
[79 empty] | WLDFR | HFTD - Distribution - Tier 3 - 3QU CoRE ¦ 4QU LoRE | Red Flag Warning - Catastrophic Fires | 2020 | 0 | 0 | 0 | 0 | 14146.1306 | 222.2294 | 8585.7228 | 5338.1784 | 813.2108 | 0 | 0 | 0 | 2.3415e-05 |  | 0 | 0.019042 | 0.019042 | 0 | 0 | 0 | 0 | 0 | 0 | 0 | 0 | 0 | [40 empty] | All EPR in 2020WLDFRElectric Reliability | WLDFR | HFTD - Distribution - Tier 2 - 4QU CoRE ¦ 2QU LoRE | Red Flag Warning - Catastrophic Fires | 2024 | Electric Reliability | 233.2301 | 574.6424 | 2024 | Control | 0.1325 | 3 | 0 | esc | 0 | 0 | 0 | 0 | 0.15274 | 35.623 | 0.15274 | 35.623
[79 empty] | WLDFR | HFTD - Distribution - Tier 3 - 3QU CoRE ¦ 4QU LoRE | Red Flag Warning - Catastrophic Fires | 2021 | 0 | 0 | 0 | 0 | 14146.1306 | 222.2294 | 8585.7228 | 5338.1784 | 813.2108 | 813.2108 | 0 | 0 | 2.3415e-05 |  | 0 | 0.019042 | 0.019042 | 0 | 0.019042 | 0.019042 | 0 | 0 | 0 | 0 | 0 | 0 | [40 empty] | All EPR in 2020WLDFRFinancial | WLDFR | HFTD - Distribution - Tier 2 - 4QU CoRE ¦ 2QU LoRE | Red Flag Warning - Catastrophic Fires | 2024 | Financial | 8896.516 | 574.6424 | 2024 | Control | 0.053 | 3 | 0 | esc | 0 | 0 | 0 | 0 | 0.055966 | 497.9043 | 0.055966 | 497.9043
[79 empty] | WLDFR | HFTD - Distribution - Tier 3 - 3QU CoRE ¦ 4QU LoRE | Red Flag Warning - Catastrophic Fires | 2022 | 0 | 0 | 0 | 0 | 14146.1306 | 222.2294 | 8585.7228 | 5338.1784 | 813.2108 | 813.2108 | 813.2108 | 0 | 2.3415e-05 |  | 0 | 0.019042 | 0.019042 | 0 | 0.019042 | 0.019042 | 0 | 0.019042 | 0.019042 | 0 | 0 | 0 | [40 empty] | All EPR in 2020WLDFRSafety | WLDFR | HFTD - Distribution - Tier 2 - 4QU CoRE ¦ 2QU LoRE | Red Flag Warning - Catastrophic Fires | 2024 | Safety | 5534.8915 | 574.6424 | 2024 | Control | 0.053 | 3 | 0 | esc | 0 | 0 | 0 | 0 | 0.055966 | 309.7669 | 0.055966 | 309.7669
[79 empty] | WLDFR | HFTD - Distribution - Tier 3 - 3QU CoRE ¦ 4QU LoRE | Red Flag Warning - Catastrophic Fires | 2023 | 0 | 0 | 0 | 0 | 14664.6376 | 233.2301 | 8896.516 | 5534.8915 | 0 | 843.2942 | 843.2942 | 843.2942 | 2.3415e-05 |  | 0 | 0 | 0 | 0 | 0.019746 | 0.019746 | 0 | 0.019746 | 0.019746 | 0 | 0.019746 | 0.019746 | [40 empty] | All EPR in 2020WLDFRElectric Reliability | WLDFR | HFTD - Distribution - Tier 2 - 4QU CoRE ¦ 2QU LoRE | Red Flag Warning - Catastrophic Fires | 2025 | Electric Reliability | 233.2301 | 574.6424 | 2025 | Control | 0.1325 | 3 | 0 | esc | 0 | 0 | 0 | 0 | 0 | 0 | 0.15274 | 35.623
[79 empty] | WLDFR | HFTD - Distribution - Tier 3 - 3QU CoRE ¦ 4QU LoRE | Red Flag Warning - Catastrophic Fires | 2024 | 0 | 0 | 0 | 0 | 14664.6376 | 233.2301 | 8896.516 | 5534.8915 | 0 | 0 | 843.2942 | 843.2942 | 2.3415e-05 |  | 0 | 0 | 0 | 0 | 0 | 0 | 0 | 0.019746 | 0.019746 | 0 | 0.019746 | 0.019746 | [40 empty] | All EPR in 2020WLDFRFinancial | WLDFR | HFTD - Distribution - Tier 2 - 4QU CoRE ¦ 2QU LoRE | Red Flag Warning - Catastrophic Fires | 2025 | Financial | 8896.516 | 574.6424 | 2025 | Control | 0.053 | 3 | 0 | esc | 0 | 0 | 0 | 0 | 0 | 0 | 0.055966 | 497.9043
[79 empty] | WLDFR | HFTD - Distribution - Tier 3 - 3QU CoRE ¦ 4QU LoRE | Red Flag Warning - Catastrophic Fires | 2025 | 0 | 0 | 0 | 0 | 14664.6376 | 233.2301 | 8896.516 | 5534.8915 | 0 | 0 | 0 | 843.2942 | 2.3415e-05 |  | 0 | 0 | 0 | 0 | 0 | 0 | 0 | 0 | 0 | 0 | 0.019746 | 0.019746 | [40 empty] | All EPR in 2020WLDFRSafety | WLDFR | HFTD - Distribution - Tier 2 - 4QU CoRE ¦ 2QU LoRE | Red Flag Warning - Catastrophic Fires | 2025 | Safety | 5534.8915 | 574.6424 | 2025 | Control | 0.053 | 3 | 0 | esc | 0 | 0 | 0 | 0 | 0 | 0 | 0.055966 | 309.7669
[79 empty] | WLDFR | HFTD - Distribution - Tier 3 - 3QU CoRE ¦ 4QU LoRE | Red Flag Warning - Destructive Fires | 2020 | 0 | 0 | 0 | 0 | 8807.9522 | 222.2294 | 8585.7228 | 0 | 514.4532 | 0 | 0 | 0 | 3.4913e-06 |  | 0 | 0.0017961 | 0.0017961 | 0 | 0 | 0 | 0 | 0 | 0 | 0 | 0 | 0 | [40 empty] | All EPR in 2020WLDFRElectric Reliability | WLDFR | HFTD - Distribution - Tier 2 - 4QU CoRE ¦ 2QU LoRE | Red Flag Warning - Destructive Fires | 2021 | Electric Reliability | 222.2294 | 574.6424 | 2021 | Control | 0.1325 | 3 | 0 | esc | 0.15274 | 33.9428 | 0.15274 | 33.9428 | 0 | 0 | 0 | 0
[79 empty] | WLDFR | HFTD - Distribution - Tier 3 - 3QU CoRE ¦ 4QU LoRE | Red Flag Warning - Destructive Fires | 2021 | 0 | 0 | 0 | 0 | 8807.9522 | 222.2294 | 8585.7228 | 0 | 514.4532 | 514.4532 | 0 | 0 | 3.4913e-06 |  | 0 | 0.0017961 | 0.0017961 | 0 | 0.0017961 | 0.0017961 | 0 | 0 | 0 | 0 | 0 | 0 | [40 empty] | All EPR in 2020WLDFRFinancial | WLDFR | HFTD - Distribution - Tier 2 - 4QU CoRE ¦ 2QU LoRE | Red Flag Warning - Destructive Fires | 2021 | Financial | 8585.7228 | 574.6424 | 2021 | Control | 0.053 | 3 | 0 | esc | 0.055966 | 480.5104 | 0.055966 | 480.5104 | 0 | 0 | 0 | 0
[79 empty] | WLDFR | HFTD - Distribution - Tier 3 - 3QU CoRE ¦ 4QU LoRE | Red Flag Warning - Destructive Fires | 2022 | 0 | 0 | 0 | 0 | 8807.9522 | 222.2294 | 8585.7228 | 0 | 514.4532 | 514.4532 | 514.4532 | 0 | 3.4913e-06 |  | 0 | 0.0017961 | 0.0017961 | 0 | 0.0017961 | 0.0017961 | 0 | 0.0017961 | 0.0017961 | 0 | 0 | 0 | [40 empty] | All EPR in 2020WLDFRElectric Reliability | WLDFR | HFTD - Distribution - Tier 2 - 4QU CoRE ¦ 2QU LoRE | Red Flag Warning - Destructive Fires | 2022 | Electric Reliability | 222.2294 | 574.6424 | 2022 | Control | 0.1325 | 3 | 0 | esc | 0.15274 | 33.9428 | 0.15274 | 33.9428 | 0.15274 | 33.9428 | 0 | 0
[79 empty] | WLDFR | HFTD - Distribution - Tier 3 - 3QU CoRE ¦ 4QU LoRE | Red Flag Warning - Destructive Fires | 2023 | 0 | 0 | 0 | 0 | 9129.7461 | 233.2301 | 8896.516 | 0 | 0 | 533.5273 | 533.5273 | 533.5273 | 3.4913e-06 |  | 0 | 0 | 0 | 0 | 0.0018627 | 0.0018627 | 0 | 0.0018627 | 0.0018627 | 0 | 0.0018627 | 0.0018627 | [40 empty] | All EPR in 2020WLDFRFinancial | WLDFR | HFTD - Distribution - Tier 2 - 4QU CoRE ¦ 2QU LoRE | Red Flag Warning - Destructive Fires | 2022 | Financial | 8585.7228 | 574.6424 | 2022 | Control | 0.053 | 3 | 0 | esc | 0.055966 | 480.5104 | 0.055966 | 480.5104 | 0.055966 | 480.5104 | 0 | 0
[79 empty] | WLDFR | HFTD - Distribution - Tier 3 - 3QU CoRE ¦ 4QU LoRE | Red Flag Warning - Destructive Fires | 2024 | 0 | 0 | 0 | 0 | 9129.7461 | 233.2301 | 8896.516 | 0 | 0 | 0 | 533.5273 | 533.5273 | 3.4913e-06 |  | 0 | 0 | 0 | 0 | 0 | 0 | 0 | 0.0018627 | 0.0018627 | 0 | 0.0018627 | 0.0018627 | [40 empty] | All EPR in 2020WLDFRElectric Reliability | WLDFR | HFTD - Distribution - Tier 2 - 4QU CoRE ¦ 2QU LoRE | Red Flag Warning - Destructive Fires | 2023 | Electric Reliability | 233.2301 | 574.6424 | 2023 | Control | 0.1325 | 3 | 0 | esc | 0 | 0 | 0.15274 | 35.623 | 0.15274 | 35.623 | 0.15274 | 35.623
[79 empty] | WLDFR | HFTD - Distribution - Tier 3 - 3QU CoRE ¦ 4QU LoRE | Red Flag Warning - Destructive Fires | 2025 | 0 | 0 | 0 | 0 | 9129.7461 | 233.2301 | 8896.516 | 0 | 0 | 0 | 0 | 533.5273 | 3.4913e-06 |  | 0 | 0 | 0 | 0 | 0 | 0 | 0 | 0 | 0 | 0 | 0.0018627 | 0.0018627 | [40 empty] | All EPR in 2020WLDFRFinancial | WLDFR | HFTD - Distribution - Tier 2 - 4QU CoRE ¦ 2QU LoRE | Red Flag Warning - Destructive Fires | 2023 | Financial | 8896.516 | 574.6424 | 2023 | Control | 0.053 | 3 | 0 | esc | 0 | 0 | 0.055966 | 497.9043 | 0.055966 | 497.9043 | 0.055966 | 497.9043
[79 empty] | WLDFR | HFTD - Distribution - Tier 3 - 3QU CoRE ¦ 4QU LoRE | Red Flag Warning - Large Fires | 2020 | 0 | 0 | 0 | 0 | 5.2406 | 0.69642 | 2.942 | 1.6022 | 0.36069 | 0 | 0 | 0 | 2.5503e-05 |  | 0 | 9.1986e-06 | 9.1986e-06 | 0 | 0 | 0 | 0 | 0 | 0 | 0 | 0 | 0 | [40 empty] | All EPR in 2020WLDFRElectric Reliability | WLDFR | HFTD - Distribution - Tier 2 - 4QU CoRE ¦ 2QU LoRE | Red Flag Warning - Destructive Fires | 2024 | Electric Reliability | 233.2301 | 574.6424 | 2024 | Control | 0.1325 | 3 | 0 | esc | 0 | 0 | 0 | 0 | 0.15274 | 35.623 | 0.15274 | 35.623
[79 empty] | WLDFR | HFTD - Distribution - Tier 3 - 3QU CoRE ¦ 4QU LoRE | Red Flag Warning - Large Fires | 2021 | 0 | 0 | 0 | 0 | 5.2406 | 0.69642 | 2.942 | 1.6022 | 0.36069 | 0.36069 | 0 | 0 | 2.5503e-05 |  | 0 | 9.1986e-06 | 9.1986e-06 | 0 | 9.1986e-06 | 9.1986e-06 | 0 | 0 | 0 | 0 | 0 | 0 | [40 empty] | All EPR in 2020WLDFRFinancial | WLDFR | HFTD - Distribution - Tier 2 - 4QU CoRE ¦ 2QU LoRE | Red Flag Warning - Destructive Fires | 2024 | Financial | 8896.516 | 574.6424 | 2024 | Control | 0.053 | 3 | 0 | esc | 0 | 0 | 0 | 0 | 0.055966 | 497.9043 | 0.055966 | 497.9043
[79 empty] | WLDFR | HFTD - Distribution - Tier 3 - 3QU CoRE ¦ 4QU LoRE | Red Flag Warning - Large Fires | 2022 | 0 | 0 | 0 | 0 | 5.2406 | 0.69642 | 2.942 | 1.6022 | 0.36069 | 0.36069 | 0.36069 | 0 | 2.5503e-05 |  | 0 | 9.1986e-06 | 9.1986e-06 | 0 | 9.1986e-06 | 9.1986e-06 | 0 | 9.1986e-06 | 9.1986e-06 | 0 | 0 | 0 | [40 empty] | All EPR in 2020WLDFRElectric Reliability | WLDFR | HFTD - Distribution - Tier 2 - 4QU CoRE ¦ 2QU LoRE | Red Flag Warning - Destructive Fires | 2025 | Electric Reliability | 233.2301 | 574.6424 | 2025 | Control | 0.1325 | 3 | 0 | esc | 0 | 0 | 0 | 0 | 0 | 0 | 0.15274 | 35.623
[79 empty] | WLDFR | HFTD - Distribution - Tier 3 - 3QU CoRE ¦ 4QU LoRE | Red Flag Warning - Large Fires | 2023 | 0 | 0 | 0 | 0 | 5.475 | 0.71896 | 3.0715 | 1.6846 | 0 | 0.37599 | 0.37599 | 0.37599 | 2.5503e-05 |  | 0 | 0 | 0 | 0 | 9.5889e-06 | 9.5889e-06 | 0 | 9.5889e-06 | 9.5889e-06 | 0 | 9.5889e-06 | 9.5889e-06 | [40 empty] | All EPR in 2020WLDFRFinancial | WLDFR | HFTD - Distribution - Tier 2 - 4QU CoRE ¦ 2QU LoRE | Red Flag Warning - Destructive Fires | 2025 | Financial | 8896.516 | 574.6424 | 2025 | Control | 0.053 | 3 | 0 | esc | 0 | 0 | 0 | 0 | 0 | 0 | 0.055966 | 497.9043
[79 empty] | WLDFR | HFTD - Distribution - Tier 3 - 3QU CoRE ¦ 4QU LoRE | Red Flag Warning - Large Fires | 2024 | 0 | 0 | 0 | 0 | 5.475 | 0.71896 | 3.0715 | 1.6846 | 0 | 0 | 0.37599 | 0.37599 | 2.5503e-05 |  | 0 | 0 | 0 | 0 | 0 | 0 | 0 | 9.5889e-06 | 9.5889e-06 | 0 | 9.5889e-06 | 9.5889e-06 | [40 empty] | All EPR in 2020WLDFRElectric Reliability | WLDFR | HFTD - Distribution - Tier 2 - 4QU CoRE ¦ 2QU LoRE | Red Flag Warning - Large Fires | 2021 | Electric Reliability | 0.69642 | 574.6424 | 2021 | Control | 0.1325 | 3 | 0 | esc | 0.15274 | 0.10637 | 0.15274 | 0.10637 | 0 | 0 | 0 | 0
[79 empty] | WLDFR | HFTD - Distribution - Tier 3 - 3QU CoRE ¦ 4QU LoRE | Red Flag Warning - Large Fires | 2025 | 0 | 0 | 0 | 0 | 5.475 | 0.71896 | 3.0715 | 1.6846 | 0 | 0 | 0 | 0.37599 | 2.5503e-05 |  | 0 | 0 | 0 | 0 | 0 | 0 | 0 | 0 | 0 | 0 | 9.5889e-06 | 9.5889e-06 | [40 empty] | All EPR in 2020WLDFRFinancial | WLDFR | HFTD - Distribution - Tier 2 - 4QU CoRE ¦ 2QU LoRE | Red Flag Warning - Large Fires | 2021 | Financial | 2.942 | 574.6424 | 2021 | Control | 0.053 | 3 | 0 | esc | 0.055966 | 0.16465 | 0.055966 | 0.16465 | 0 | 0 | 0 | 0
[79 empty] | WLDFR | HFTD - Distribution - Tier 3 - 3QU CoRE ¦ 4QU LoRE | Red Flag Warning - Small Fires | 2020 | 0 | 0 | 0 | 0 | 0.077901 | 0.036425 | 0.0015809 | 0.039895 | 0.0078847 | 0 | 0 | 0 | 0.00051581 |  | 0 | 4.067e-06 | 4.067e-06 | 0 | 0 | 0 | 0 | 0 | 0 | 0 | 0 | 0 | [40 empty] | All EPR in 2020WLDFRSafety | WLDFR | HFTD - Distribution - Tier 2 - 4QU CoRE ¦ 2QU LoRE | Red Flag Warning - Large Fires | 2021 | Safety | 1.6022 | 574.6424 | 2021 | Control | 0.053 | 3 | 0 | esc | 0.055966 | 0.089668 | 0.055966 | 0.089668 | 0 | 0 | 0 | 0
[79 empty] | WLDFR | HFTD - Distribution - Tier 3 - 3QU CoRE ¦ 4QU LoRE | Red Flag Warning - Small Fires | 2021 | 0 | 0 | 0 | 0 | 0.077901 | 0.036425 | 0.0015809 | 0.039895 | 0.0078847 | 0.0078847 | 0 | 0 | 0.00051581 |  | 0 | 4.067e-06 | 4.067e-06 | 0 | 4.067e-06 | 4.067e-06 | 0 | 0 | 0 | 0 | 0 | 0 | [40 empty] | All EPR in 2020WLDFRElectric Reliability | WLDFR | HFTD - Distribution - Tier 2 - 4QU CoRE ¦ 2QU LoRE | Red Flag Warning - Large Fires | 2022 | Electric Reliability | 0.69642 | 574.6424 | 2022 | Control | 0.1325 | 3 | 0 | esc | 0.15274 | 0.10637 | 0.15274 | 0.10637 | 0.15274 | 0.10637 | 0 | 0
[79 empty] | WLDFR | HFTD - Distribution - Tier 3 - 3QU CoRE ¦ 4QU LoRE | Red Flag Warning - Small Fires | 2022 | 0 | 0 | 0 | 0 | 0.077901 | 0.036425 | 0.0015809 | 0.039895 | 0.0078847 | 0.0078847 | 0.0078847 | 0 | 0.00051581 |  | 0 | 4.067e-06 | 4.067e-06 | 0 | 4.067e-06 | 4.067e-06 | 0 | 4.067e-06 | 4.067e-06 | 0 | 0 | 0 | [40 empty] | All EPR in 2020WLDFRFinancial | WLDFR | HFTD - Distribution - Tier 2 - 4QU CoRE ¦ 2QU LoRE | Red Flag Warning - Large Fires | 2022 | Financial | 2.942 | 574.6424 | 2022 | Control | 0.053 | 3 | 0 | esc | 0.055966 | 0.16465 | 0.055966 | 0.16465 | 0.055966 | 0.16465 | 0 | 0
[79 empty] | WLDFR | HFTD - Distribution - Tier 3 - 3QU CoRE ¦ 4QU LoRE | Red Flag Warning - Small Fires | 2023 | 0 | 0 | 0 | 0 | 0.080408 | 0.03759 | 0.0016314 | 0.041187 | 0 | 0.0081378 | 0.0081378 | 0.0081378 | 0.00051581 |  | 0 | 0 | 0 | 0 | 4.1975e-06 | 4.1975e-06 | 0 | 4.1975e-06 | 4.1975e-06 | 0 | 4.1975e-06 | 4.1975e-06 | [40 empty] | All EPR in 2020WLDFRSafety | WLDFR | HFTD - Distribution - Tier 2 - 4QU CoRE ¦ 2QU LoRE | Red Flag Warning - Large Fires | 2022 | Safety | 1.6022 | 574.6424 | 2022 | Control | 0.053 | 3 | 0 | esc | 0.055966 | 0.089668 | 0.055966 | 0.089668 | 0.055966 | 0.089668 | 0 | 0
[79 empty] | WLDFR | HFTD - Distribution - Tier 3 - 3QU CoRE ¦ 4QU LoRE | Red Flag Warning - Small Fires | 2024 | 0 | 0 | 0 | 0 | 0.080408 | 0.03759 | 0.0016314 | 0.041187 | 0 | 0 | 0.0081378 | 0.0081378 | 0.00051581 |  | 0 | 0 | 0 | 0 | 0 | 0 | 0 | 4.1975e-06 | 4.1975e-06 | 0 | 4.1975e-06 | 4.1975e-06 | [40 empty] | All EPR in 2020WLDFRElectric Reliability | WLDFR | HFTD - Distribution - Tier 2 - 4QU CoRE ¦ 2QU LoRE | Red Flag Warning - Large Fires | 2023 | Electric Reliability | 0.71896 | 574.6424 | 2023 | Control | 0.1325 | 3 | 0 | esc | 0 | 0 | 0.15274 | 0.10981 | 0.15274 | 0.10981 | 0.15274 | 0.10981
[79 empty] | WLDFR | HFTD - Distribution - Tier 3 - 3QU CoRE ¦ 4QU LoRE | Red Flag Warning - Small Fires | 2025 | 0 | 0 | 0 | 0 | 0.080408 | 0.03759 | 0.0016314 | 0.041187 | 0 | 0 | 0 | 0.0081378 | 0.00051581 |  | 0 | 0 | 0 | 0 | 0 | 0 | 0 | 0 | 0 | 0 | 4.1975e-06 | 4.1975e-06 | [40 empty] | All EPR in 2020WLDFRFinancial | WLDFR | HFTD - Distribution - Tier 2 - 4QU CoRE ¦ 2QU LoRE | Red Flag Warning - Large Fires | 2023 | Financial | 3.0715 | 574.6424 | 2023 | Control | 0.053 | 3 | 0 | esc | 0 | 0 | 0.055966 | 0.1719 | 0.055966 | 0.1719 | 0.055966 | 0.1719
[79 empty] | WLDFR | HFTD - Distribution - Tier 3 - 3QU CoRE ¦ 4QU LoRE | Seismic - Non-Red Flag Warning - Catastrophic Fires | 2020 | 0 | 0 | 0 | 0 | 21083.8428 | 409.2237 | 13469.0878 | 7205.5313 | 1219.584 | 0 | 0 | 0 | 1.9898e-10 |  | 0 | 2.4267e-07 | 2.4267e-07 | 0 | 0 | 0 | 0 | 0 | 0 | 0 | 0 | 0 | [40 empty] | All EPR in 2020WLDFRSafety | WLDFR | HFTD - Distribution - Tier 2 - 4QU CoRE ¦ 2QU LoRE | Red Flag Warning - Large Fires | 2023 | Safety | 1.6846 | 574.6424 | 2023 | Control | 0.053 | 3 | 0 | esc | 0 | 0 | 0.055966 | 0.094279 | 0.055966 | 0.094279 | 0.055966 | 0.094279
[79 empty] | WLDFR | HFTD - Distribution - Tier 3 - 3QU CoRE ¦ 4QU LoRE | Seismic - Non-Red Flag Warning - Catastrophic Fires | 2021 | 0 | 0 | 0 | 0 | 21083.8428 | 409.2237 | 13469.0878 | 7205.5313 | 1219.584 | 1219.584 | 0 | 0 | 1.9898e-10 |  | 0 | 2.4267e-07 | 2.4267e-07 | 0 | 2.4267e-07 | 2.4267e-07 | 0 | 0 | 0 | 0 | 0 | 0 | [40 empty] | All EPR in 2020WLDFRElectric Reliability | WLDFR | HFTD - Distribution - Tier 2 - 4QU CoRE ¦ 2QU LoRE | Red Flag Warning - Large Fires | 2024 | Electric Reliability | 0.71896 | 574.6424 | 2024 | Control | 0.1325 | 3 | 0 | esc | 0 | 0 | 0 | 0 | 0.15274 | 0.10981 | 0.15274 | 0.10981
[79 empty] | WLDFR | HFTD - Distribution - Tier 3 - 3QU CoRE ¦ 4QU LoRE | Seismic - Non-Red Flag Warning - Catastrophic Fires | 2022 | 0 | 0 | 0 | 0 | 21083.8428 | 409.2237 | 13469.0878 | 7205.5313 | 1219.584 | 1219.584 | 1219.584 | 0 | 1.9898e-10 |  | 0 | 2.4267e-07 | 2.4267e-07 | 0 | 2.4267e-07 | 2.4267e-07 | 0 | 2.4267e-07 | 2.4267e-07 | 0 | 0 | 0 | [40 empty] | All EPR in 2020WLDFRFinancial | WLDFR | HFTD - Distribution - Tier 2 - 4QU CoRE ¦ 2QU LoRE | Red Flag Warning - Large Fires | 2024 | Financial | 3.0715 | 574.6424 | 2024 | Control | 0.053 | 3 | 0 | esc | 0 | 0 | 0 | 0 | 0.055966 | 0.1719 | 0.055966 | 0.1719
[79 empty] | WLDFR | HFTD - Distribution - Tier 3 - 3QU CoRE ¦ 4QU LoRE | Seismic - Non-Red Flag Warning - Catastrophic Fires | 2023 | 0 | 0 | 0 | 0 | 21835.9781 | 428.6023 | 13939.561 | 7467.8148 | 0 | 1263.5534 | 1263.5534 | 1263.5534 | 1.9898e-10 |  | 0 | 0 | 0 | 0 | 2.5142e-07 | 2.5142e-07 | 0 | 2.5142e-07 | 2.5142e-07 | 0 | 2.5142e-07 | 2.5142e-07 | [40 empty] | All EPR in 2020WLDFRSafety | WLDFR | HFTD - Distribution - Tier 2 - 4QU CoRE ¦ 2QU LoRE | Red Flag Warning - Large Fires | 2024 | Safety | 1.6846 | 574.6424 | 2024 | Control | 0.053 | 3 | 0 | esc | 0 | 0 | 0 | 0 | 0.055966 | 0.094279 | 0.055966 | 0.094279
[79 empty] | WLDFR | HFTD - Distribution - Tier 3 - 3QU CoRE ¦ 4QU LoRE | Seismic - Non-Red Flag Warning - Catastrophic Fires | 2024 | 0 | 0 | 0 | 0 | 21835.9781 | 428.6023 | 13939.561 | 7467.8148 | 0 | 0 | 1263.5534 | 1263.5534 | 1.9898e-10 |  | 0 | 0 | 0 | 0 | 0 | 0 | 0 | 2.5142e-07 | 2.5142e-07 | 0 | 2.5142e-07 | 2.5142e-07 | [40 empty] | All EPR in 2020WLDFRElectric Reliability | WLDFR | HFTD - Distribution - Tier 2 - 4QU CoRE ¦ 2QU LoRE | Red Flag Warning - Large Fires | 2025 | Electric Reliability | 0.71896 | 574.6424 | 2025 | Control | 0.1325 | 3 | 0 | esc | 0 | 0 | 0 | 0 | 0 | 0 | 0.15274 | 0.10981
[79 empty] | WLDFR | HFTD - Distribution - Tier 3 - 3QU CoRE ¦ 4QU LoRE | Seismic - Non-Red Flag Warning - Catastrophic Fires | 2025 | 0 | 0 | 0 | 0 | 21835.9781 | 428.6023 | 13939.561 | 7467.8148 | 0 | 0 | 0 | 1263.5534 | 1.9898e-10 |  | 0 | 0 | 0 | 0 | 0 | 0 | 0 | 0 | 0 | 0 | 2.5142e-07 | 2.5142e-07 | [40 empty] | All EPR in 2020WLDFRFinancial | WLDFR | HFTD - Distribution - Tier 2 - 4QU CoRE ¦ 2QU LoRE | Red Flag Warning - Large Fires | 2025 | Financial | 3.0715 | 574.6424 | 2025 | Control | 0.053 | 3 | 0 | esc | 0 | 0 | 0 | 0 | 0 | 0 | 0.055966 | 0.1719
[79 empty] | WLDFR | HFTD - Distribution - Tier 3 - 3QU CoRE ¦ 4QU LoRE | Seismic - Red Flag Warning - Catastrophic Fires | 2020 | 0 | 0 | 0 | 0 | 21083.8428 | 409.2237 | 13469.0878 | 7205.5313 | 1219.584 | 0 | 0 | 0 | 8.5816e-09 |  | 0 | 1.0466e-05 | 1.0466e-05 | 0 | 0 | 0 | 0 | 0 | 0 | 0 | 0 | 0 | [40 empty] | All EPR in 2020WLDFRSafety | WLDFR | HFTD - Distribution - Tier 2 - 4QU CoRE ¦ 2QU LoRE | Red Flag Warning - Large Fires | 2025 | Safety | 1.6846 | 574.6424 | 2025 | Control | 0.053 | 3 | 0 | esc | 0 | 0 | 0 | 0 | 0 | 0 | 0.055966 | 0.094279
[79 empty] | WLDFR | HFTD - Distribution - Tier 3 - 3QU CoRE ¦ 4QU LoRE | Seismic - Red Flag Warning - Catastrophic Fires | 2021 | 0 | 0 | 0 | 0 | 21083.8428 | 409.2237 | 13469.0878 | 7205.5313 | 1219.584 | 1219.584 | 0 | 0 | 8.5816e-09 |  | 0 | 1.0466e-05 | 1.0466e-05 | 0 | 1.0466e-05 | 1.0466e-05 | 0 | 0 | 0 | 0 | 0 | 0 | [40 empty] | All EPR in 2020WLDFRElectric Reliability | WLDFR | HFTD - Distribution - Tier 2 - 4QU CoRE ¦ 2QU LoRE | Red Flag Warning - Small Fires | 2021 | Electric Reliability | 0.036425 | 574.6424 | 2021 | Control | 0.1325 | 3 | 0 | esc | 0.15274 | 0.0055635 | 0.15274 | 0.0055635 | 0 | 0 | 0 | 0
[79 empty] | WLDFR | HFTD - Distribution - Tier 3 - 3QU CoRE ¦ 4QU LoRE | Seismic - Red Flag Warning - Catastrophic Fires | 2022 | 0 | 0 | 0 | 0 | 21083.8428 | 409.2237 | 13469.0878 | 7205.5313 | 1219.584 | 1219.584 | 1219.584 | 0 | 8.5816e-09 |  | 0 | 1.0466e-05 | 1.0466e-05 | 0 | 1.0466e-05 | 1.0466e-05 | 0 | 1.0466e-05 | 1.0466e-05 | 0 | 0 | 0 | [40 empty] | All EPR in 2020WLDFRFinancial | WLDFR | HFTD - Distribution - Tier 2 - 4QU CoRE ¦ 2QU LoRE | Red Flag Warning - Small Fires | 2021 | Financial | 0.0015809 | 574.6424 | 2021 | Control | 0.053 | 3 | 0 | esc | 0.055966 | 8.8475e-05 | 0.055966 | 8.8475e-05 | 0 | 0 | 0 | 0
[79 empty] | WLDFR | HFTD - Distribution - Tier 3 - 3QU CoRE ¦ 4QU LoRE | Seismic - Red Flag Warning - Catastrophic Fires | 2023 | 0 | 0 | 0 | 0 | 21835.9781 | 428.6023 | 13939.561 | 7467.8148 | 0 | 1263.5534 | 1263.5534 | 1263.5534 | 8.5816e-09 |  | 0 | 0 | 0 | 0 | 1.0843e-05 | 1.0843e-05 | 0 | 1.0843e-05 | 1.0843e-05 | 0 | 1.0843e-05 | 1.0843e-05 | [40 empty] | All EPR in 2020WLDFRSafety | WLDFR | HFTD - Distribution - Tier 2 - 4QU CoRE ¦ 2QU LoRE | Red Flag Warning - Small Fires | 2021 | Safety | 0.039895 | 574.6424 | 2021 | Control | 0.053 | 3 | 0 | esc | 0.055966 | 0.0022328 | 0.055966 | 0.0022328 | 0 | 0 | 0 | 0
[79 empty] | WLDFR | HFTD - Distribution - Tier 3 - 3QU CoRE ¦ 4QU LoRE | Seismic - Red Flag Warning - Catastrophic Fires | 2024 | 0 | 0 | 0 | 0 | 21835.9781 | 428.6023 | 13939.561 | 7467.8148 | 0 | 0 | 1263.5534 | 1263.5534 | 8.5816e-09 |  | 0 | 0 | 0 | 0 | 0 | 0 | 0 | 1.0843e-05 | 1.0843e-05 | 0 | 1.0843e-05 | 1.0843e-05 | [40 empty] | All EPR in 2020WLDFRElectric Reliability | WLDFR | HFTD - Distribution - Tier 2 - 4QU CoRE ¦ 2QU LoRE | Red Flag Warning - Small Fires | 2022 | Electric Reliability | 0.036425 | 574.6424 | 2022 | Control | 0.1325 | 3 | 0 | esc | 0.15274 | 0.0055635 | 0.15274 | 0.0055635 | 0.15274 | 0.0055635 | 0 | 0
[79 empty] | WLDFR | HFTD - Distribution - Tier 3 - 3QU CoRE ¦ 4QU LoRE | Seismic - Red Flag Warning - Catastrophic Fires | 2025 | 0 | 0 | 0 | 0 | 21835.9781 | 428.6023 | 13939.561 | 7467.8148 | 0 | 0 | 0 | 1263.5534 | 8.5816e-09 |  | 0 | 0 | 0 | 0 | 0 | 0 | 0 | 0 | 0 | 0 | 1.0843e-05 | 1.0843e-05 | [40 empty] | All EPR in 2020WLDFRFinancial | WLDFR | HFTD - Distribution - Tier 2 - 4QU CoRE ¦ 2QU LoRE | Red Flag Warning - Small Fires | 2022 | Financial | 0.0015809 | 574.6424 | 2022 | Control | 0.053 | 3 | 0 | esc | 0.055966 | 8.8475e-05 | 0.055966 | 8.8475e-05 | 0.055966 | 8.8475e-05 | 0 | 0
[79 empty] | WLDFR | HFTD - Distribution - Tier 3 - 3QU CoRE ¦ 5QU LoRE | Non-Red Flag Warning - Catastrophic Fires | 2020 | 0 | 0 | 0 | 0 | 14146.1306 | 222.2294 | 8585.7228 | 5338.1784 | 813.2108 | 0 | 0 | 0 | 6.7726e-07 |  | 0 | 0.00055075 | 0.00055075 | 0 | 0 | 0 | 0 | 0 | 0 | 0 | 0 | 0 | [40 empty] | All EPR in 2020WLDFRSafety | WLDFR | HFTD - Distribution - Tier 2 - 4QU CoRE ¦ 2QU LoRE | Red Flag Warning - Small Fires | 2022 | Safety | 0.039895 | 574.6424 | 2022 | Control | 0.053 | 3 | 0 | esc | 0.055966 | 0.0022328 | 0.055966 | 0.0022328 | 0.055966 | 0.0022328 | 0 | 0
[79 empty] | WLDFR | HFTD - Distribution - Tier 3 - 3QU CoRE ¦ 5QU LoRE | Non-Red Flag Warning - Catastrophic Fires | 2021 | 0 | 0 | 0 | 0 | 14146.1306 | 222.2294 | 8585.7228 | 5338.1784 | 813.2108 | 813.2108 | 0 | 0 | 6.7726e-07 |  | 0 | 0.00055075 | 0.00055075 | 0 | 0.00055075 | 0.00055075 | 0 | 0 | 0 | 0 | 0 | 0 | [40 empty] | All EPR in 2020WLDFRElectric Reliability | WLDFR | HFTD - Distribution - Tier 2 - 4QU CoRE ¦ 2QU LoRE | Red Flag Warning - Small Fires | 2023 | Electric Reliability | 0.03759 | 574.6424 | 2023 | Control | 0.1325 | 3 | 0 | esc | 0 | 0 | 0.15274 | 0.0057414 | 0.15274 | 0.0057414 | 0.15274 | 0.0057414
[79 empty] | WLDFR | HFTD - Distribution - Tier 3 - 3QU CoRE ¦ 5QU LoRE | Non-Red Flag Warning - Catastrophic Fires | 2022 | 0 | 0 | 0 | 0 | 14146.1306 | 222.2294 | 8585.7228 | 5338.1784 | 813.2108 | 813.2108 | 813.2108 | 0 | 6.7726e-07 |  | 0 | 0.00055075 | 0.00055075 | 0 | 0.00055075 | 0.00055075 | 0 | 0.00055075 | 0.00055075 | 0 | 0 | 0 | [40 empty] | All EPR in 2020WLDFRFinancial | WLDFR | HFTD - Distribution - Tier 2 - 4QU CoRE ¦ 2QU LoRE | Red Flag Warning - Small Fires | 2023 | Financial | 0.0016314 | 574.6424 | 2023 | Control | 0.053 | 3 | 0 | esc | 0 | 0 | 0.055966 | 9.1305e-05 | 0.055966 | 9.1305e-05 | 0.055966 | 9.1305e-05
[79 empty] | WLDFR | HFTD - Distribution - Tier 3 - 3QU CoRE ¦ 5QU LoRE | Non-Red Flag Warning - Catastrophic Fires | 2023 | 0 | 0 | 0 | 0 | 14664.6376 | 233.2301 | 8896.516 | 5534.8915 | 0 | 843.2942 | 843.2942 | 843.2942 | 6.7726e-07 |  | 0 | 0 | 0 | 0 | 0.00057113 | 0.00057113 | 0 | 0.00057113 | 0.00057113 | 0 | 0.00057113 | 0.00057113 | [40 empty] | All EPR in 2020WLDFRSafety | WLDFR | HFTD - Distribution - Tier 2 - 4QU CoRE ¦ 2QU LoRE | Red Flag Warning - Small Fires | 2023 | Safety | 0.041187 | 574.6424 | 2023 | Control | 0.053 | 3 | 0 | esc | 0 | 0 | 0.055966 | 0.0023051 | 0.055966 | 0.0023051 | 0.055966 | 0.0023051
[79 empty] | WLDFR | HFTD - Distribution - Tier 3 - 3QU CoRE ¦ 5QU LoRE | Non-Red Flag Warning - Catastrophic Fires | 2024 | 0 | 0 | 0 | 0 | 14664.6376 | 233.2301 | 8896.516 | 5534.8915 | 0 | 0 | 843.2942 | 843.2942 | 6.7726e-07 |  | 0 | 0 | 0 | 0 | 0 | 0 | 0 | 0.00057113 | 0.00057113 | 0 | 0.00057113 | 0.00057113 | [40 empty] | All EPR in 2020WLDFRElectric Reliability | WLDFR | HFTD - Distribution - Tier 2 - 4QU CoRE ¦ 2QU LoRE | Red Flag Warning - Small Fires | 2024 | Electric Reliability | 0.03759 | 574.6424 | 2024 | Control | 0.1325 | 3 | 0 | esc | 0 | 0 | 0 | 0 | 0.15274 | 0.0057414 | 0.15274 | 0.0057414
[79 empty] | WLDFR | HFTD - Distribution - Tier 3 - 3QU CoRE ¦ 5QU LoRE | Non-Red Flag Warning - Catastrophic Fires | 2025 | 0 | 0 | 0 | 0 | 14664.6376 | 233.2301 | 8896.516 | 5534.8915 | 0 | 0 | 0 | 843.2942 | 6.7726e-07 |  | 0 | 0 | 0 | 0 | 0 | 0 | 0 | 0 | 0 | 0 | 0.00057113 | 0.00057113 | [40 empty] | All EPR in 2020WLDFRFinancial | WLDFR | HFTD - Distribution - Tier 2 - 4QU CoRE ¦ 2QU LoRE | Red Flag Warning - Small Fires | 2024 | Financial | 0.0016314 | 574.6424 | 2024 | Control | 0.053 | 3 | 0 | esc | 0 | 0 | 0 | 0 | 0.055966 | 9.1305e-05 | 0.055966 | 9.1305e-05
[79 empty] | WLDFR | HFTD - Distribution - Tier 3 - 3QU CoRE ¦ 5QU LoRE | Non-Red Flag Warning - Destructive Fires | 2020 | 0 | 0 | 0 | 0 | 8807.9522 | 222.2294 | 8585.7228 | 0 | 514.4532 | 0 | 0 | 0 | 7.9719e-07 |  | 0 | 0.00041012 | 0.00041012 | 0 | 0 | 0 | 0 | 0 | 0 | 0 | 0 | 0 | [40 empty] | All EPR in 2020WLDFRSafety | WLDFR | HFTD - Distribution - Tier 2 - 4QU CoRE ¦ 2QU LoRE | Red Flag Warning - Small Fires | 2024 | Safety | 0.041187 | 574.6424 | 2024 | Control | 0.053 | 3 | 0 | esc | 0 | 0 | 0 | 0 | 0.055966 | 0.0023051 | 0.055966 | 0.0023051
[79 empty] | WLDFR | HFTD - Distribution - Tier 3 - 3QU CoRE ¦ 5QU LoRE | Non-Red Flag Warning - Destructive Fires | 2021 | 0 | 0 | 0 | 0 | 8807.9522 | 222.2294 | 8585.7228 | 0 | 514.4532 | 514.4532 | 0 | 0 | 7.9719e-07 |  | 0 | 0.00041012 | 0.00041012 | 0 | 0.00041012 | 0.00041012 | 0 | 0 | 0 | 0 | 0 | 0 | [40 empty] | All EPR in 2020WLDFRElectric Reliability | WLDFR | HFTD - Distribution - Tier 2 - 4QU CoRE ¦ 2QU LoRE | Red Flag Warning - Small Fires | 2025 | Electric Reliability | 0.03759 | 574.6424 | 2025 | Control | 0.1325 | 3 | 0 | esc | 0 | 0 | 0 | 0 | 0 | 0 | 0.15274 | 0.0057414
[79 empty] | WLDFR | HFTD - Distribution - Tier 3 - 3QU CoRE ¦ 5QU LoRE | Non-Red Flag Warning - Destructive Fires | 2022 | 0 | 0 | 0 | 0 | 8807.9522 | 222.2294 | 8585.7228 | 0 | 514.4532 | 514.4532 | 514.4532 | 0 | 7.9719e-07 |  | 0 | 0.00041012 | 0.00041012 | 0 | 0.00041012 | 0.00041012 | 0 | 0.00041012 | 0.00041012 | 0 | 0 | 0 | [40 empty] | All EPR in 2020WLDFRFinancial | WLDFR | HFTD - Distribution - Tier 2 - 4QU CoRE ¦ 2QU LoRE | Red Flag Warning - Small Fires | 2025 | Financial | 0.0016314 | 574.6424 | 2025 | Control | 0.053 | 3 | 0 | esc | 0 | 0 | 0 | 0 | 0 | 0 | 0.055966 | 9.1305e-05
[79 empty] | WLDFR | HFTD - Distribution - Tier 3 - 3QU CoRE ¦ 5QU LoRE | Non-Red Flag Warning - Destructive Fires | 2023 | 0 | 0 | 0 | 0 | 9129.7461 | 233.2301 | 8896.516 | 0 | 0 | 533.5273 | 533.5273 | 533.5273 | 7.9719e-07 |  | 0 | 0 | 0 | 0 | 0.00042532 | 0.00042532 | 0 | 0.00042532 | 0.00042532 | 0 | 0.00042532 | 0.00042532 | [40 empty] | All EPR in 2020WLDFRSafety | WLDFR | HFTD - Distribution - Tier 2 - 4QU CoRE ¦ 2QU LoRE | Red Flag Warning - Small Fires | 2025 | Safety | 0.041187 | 574.6424 | 2025 | Control | 0.053 | 3 | 0 | esc | 0 | 0 | 0 | 0 | 0 | 0 | 0.055966 | 0.0023051
[79 empty] | WLDFR | HFTD - Distribution - Tier 3 - 3QU CoRE ¦ 5QU LoRE | Non-Red Flag Warning - Destructive Fires | 2024 | 0 | 0 | 0 | 0 | 9129.7461 | 233.2301 | 8896.516 | 0 | 0 | 0 | 533.5273 | 533.5273 | 7.9719e-07 |  | 0 | 0 | 0 | 0 | 0 | 0 | 0 | 0.00042532 | 0.00042532 | 0 | 0.00042532 | 0.00042532 | [40 empty] | All EPR in 2020WLDFRElectric Reliability | WLDFR | HFTD - Distribution - Tier 2 - 4QU CoRE ¦ 2QU LoRE | Seismic - Non-Red Flag Warning - Catastrophic Fires | 2021 | Electric Reliability | 409.2237 | 574.6424 | 2021 | Control | 0.1325 | 3 | 0 | esc | 0.15274 | 62.5039 | 0.15274 | 62.5039 | 0 | 0 | 0 | 0
[79 empty] | WLDFR | HFTD - Distribution - Tier 3 - 3QU CoRE ¦ 5QU LoRE | Non-Red Flag Warning - Destructive Fires | 2025 | 0 | 0 | 0 | 0 | 9129.7461 | 233.2301 | 8896.516 | 0 | 0 | 0 | 0 | 533.5273 | 7.9719e-07 |  | 0 | 0 | 0 | 0 | 0 | 0 | 0 | 0 | 0 | 0 | 0.00042532 | 0.00042532 | [40 empty] | All EPR in 2020WLDFRFinancial | WLDFR | HFTD - Distribution - Tier 2 - 4QU CoRE ¦ 2QU LoRE | Seismic - Non-Red Flag Warning - Catastrophic Fires | 2021 | Financial | 13469.0878 | 574.6424 | 2021 | Control | 0.053 | 3 | 0 | esc | 0.055966 | 753.8138 | 0.055966 | 753.8138 | 0 | 0 | 0 | 0
[79 empty] | WLDFR | HFTD - Distribution - Tier 3 - 3QU CoRE ¦ 5QU LoRE | Non-Red Flag Warning - Large Fires | 2020 | 0 | 0 | 0 | 0 | 5.2406 | 0.69642 | 2.942 | 1.6022 | 0.36069 | 0 | 0 | 0 | 1.0474e-05 |  | 0 | 3.7779e-06 | 3.7779e-06 | 0 | 0 | 0 | 0 | 0 | 0 | 0 | 0 | 0 | [40 empty] | All EPR in 2020WLDFRSafety | WLDFR | HFTD - Distribution - Tier 2 - 4QU CoRE ¦ 2QU LoRE | Seismic - Non-Red Flag Warning - Catastrophic Fires | 2021 | Safety | 7205.5313 | 574.6424 | 2021 | Control | 0.053 | 3 | 0 | esc | 0.055966 | 403.2663 | 0.055966 | 403.2663 | 0 | 0 | 0 | 0
[79 empty] | WLDFR | HFTD - Distribution - Tier 3 - 3QU CoRE ¦ 5QU LoRE | Non-Red Flag Warning - Large Fires | 2021 | 0 | 0 | 0 | 0 | 5.2406 | 0.69642 | 2.942 | 1.6022 | 0.36069 | 0.36069 | 0 | 0 | 1.0474e-05 |  | 0 | 3.7779e-06 | 3.7779e-06 | 0 | 3.7779e-06 | 3.7779e-06 | 0 | 0 | 0 | 0 | 0 | 0 | [40 empty] | All EPR in 2020WLDFRElectric Reliability | WLDFR | HFTD - Distribution - Tier 2 - 4QU CoRE ¦ 2QU LoRE | Seismic - Non-Red Flag Warning - Catastrophic Fires | 2022 | Electric Reliability | 409.2237 | 574.6424 | 2022 | Control | 0.1325 | 3 | 0 | esc | 0.15274 | 62.5039 | 0.15274 | 62.5039 | 0.15274 | 62.5039 | 0 | 0
[79 empty] | WLDFR | HFTD - Distribution - Tier 3 - 3QU CoRE ¦ 5QU LoRE | Non-Red Flag Warning - Large Fires | 2022 | 0 | 0 | 0 | 0 | 5.2406 | 0.69642 | 2.942 | 1.6022 | 0.36069 | 0.36069 | 0.36069 | 0 | 1.0474e-05 |  | 0 | 3.7779e-06 | 3.7779e-06 | 0 | 3.7779e-06 | 3.7779e-06 | 0 | 3.7779e-06 | 3.7779e-06 | 0 | 0 | 0 | [40 empty] | All EPR in 2020WLDFRFinancial | WLDFR | HFTD - Distribution - Tier 2 - 4QU CoRE ¦ 2QU LoRE | Seismic - Non-Red Flag Warning - Catastrophic Fires | 2022 | Financial | 13469.0878 | 574.6424 | 2022 | Control | 0.053 | 3 | 0 | esc | 0.055966 | 753.8138 | 0.055966 | 753.8138 | 0.055966 | 753.8138 | 0 | 0
[79 empty] | WLDFR | HFTD - Distribution - Tier 3 - 3QU CoRE ¦ 5QU LoRE | Non-Red Flag Warning - Large Fires | 2023 | 0 | 0 | 0 | 0 | 5.475 | 0.71896 | 3.0715 | 1.6846 | 0 | 0.37599 | 0.37599 | 0.37599 | 1.0474e-05 |  | 0 | 0 | 0 | 0 | 3.9382e-06 | 3.9382e-06 | 0 | 3.9382e-06 | 3.9382e-06 | 0 | 3.9382e-06 | 3.9382e-06 | [40 empty] | All EPR in 2020WLDFRSafety | WLDFR | HFTD - Distribution - Tier 2 - 4QU CoRE ¦ 2QU LoRE | Seismic - Non-Red Flag Warning - Catastrophic Fires | 2022 | Safety | 7205.5313 | 574.6424 | 2022 | Control | 0.053 | 3 | 0 | esc | 0.055966 | 403.2663 | 0.055966 | 403.2663 | 0.055966 | 403.2663 | 0 | 0
[79 empty] | WLDFR | HFTD - Distribution - Tier 3 - 3QU CoRE ¦ 5QU LoRE | Non-Red Flag Warning - Large Fires | 2024 | 0 | 0 | 0 | 0 | 5.475 | 0.71896 | 3.0715 | 1.6846 | 0 | 0 | 0.37599 | 0.37599 | 1.0474e-05 |  | 0 | 0 | 0 | 0 | 0 | 0 | 0 | 3.9382e-06 | 3.9382e-06 | 0 | 3.9382e-06 | 3.9382e-06 | [40 empty] | All EPR in 2020WLDFRElectric Reliability | WLDFR | HFTD - Distribution - Tier 2 - 4QU CoRE ¦ 2QU LoRE | Seismic - Non-Red Flag Warning - Catastrophic Fires | 2023 | Electric Reliability | 428.6023 | 574.6424 | 2023 | Control | 0.1325 | 3 | 0 | esc | 0 | 0 | 0.15274 | 65.4638 | 0.15274 | 65.4638 | 0.15274 | 65.4638
[79 empty] | WLDFR | HFTD - Distribution - Tier 3 - 3QU CoRE ¦ 5QU LoRE | Non-Red Flag Warning - Large Fires | 2025 | 0 | 0 | 0 | 0 | 5.475 | 0.71896 | 3.0715 | 1.6846 | 0 | 0 | 0 | 0.37599 | 1.0474e-05 |  | 0 | 0 | 0 | 0 | 0 | 0 | 0 | 0 | 0 | 0 | 3.9382e-06 | 3.9382e-06 | [40 empty] | All EPR in 2020WLDFRFinancial | WLDFR | HFTD - Distribution - Tier 2 - 4QU CoRE ¦ 2QU LoRE | Seismic - Non-Red Flag Warning - Catastrophic Fires | 2023 | Financial | 13939.561 | 574.6424 | 2023 | Control | 0.053 | 3 | 0 | esc | 0 | 0 | 0.055966 | 780.1444 | 0.055966 | 780.1444 | 0.055966 | 780.1444
[79 empty] | WLDFR | HFTD - Distribution - Tier 3 - 3QU CoRE ¦ 5QU LoRE | Non-Red Flag Warning - Small Fires | 2020 | 0 | 0 | 0 | 0 | 0.077901 | 0.036425 | 0.0015809 | 0.039895 | 0.0078847 | 0 | 0 | 0 | 0.0025988 |  | 0 | 2.0491e-05 | 2.0491e-05 | 0 | 0 | 0 | 0 | 0 | 0 | 0 | 0 | 0 | [40 empty] | All EPR in 2020WLDFRSafety | WLDFR | HFTD - Distribution - Tier 2 - 4QU CoRE ¦ 2QU LoRE | Seismic - Non-Red Flag Warning - Catastrophic Fires | 2023 | Safety | 7467.8148 | 574.6424 | 2023 | Control | 0.053 | 3 | 0 | esc | 0 | 0 | 0.055966 | 417.9453 | 0.055966 | 417.9453 | 0.055966 | 417.9453
[79 empty] | WLDFR | HFTD - Distribution - Tier 3 - 3QU CoRE ¦ 5QU LoRE | Non-Red Flag Warning - Small Fires | 2021 | 0 | 0 | 0 | 0 | 0.077901 | 0.036425 | 0.0015809 | 0.039895 | 0.0078847 | 0.0078847 | 0 | 0 | 0.0025988 |  | 0 | 2.0491e-05 | 2.0491e-05 | 0 | 2.0491e-05 | 2.0491e-05 | 0 | 0 | 0 | 0 | 0 | 0 | [40 empty] | All EPR in 2020WLDFRElectric Reliability | WLDFR | HFTD - Distribution - Tier 2 - 4QU CoRE ¦ 2QU LoRE | Seismic - Non-Red Flag Warning - Catastrophic Fires | 2024 | Electric Reliability | 428.6023 | 574.6424 | 2024 | Control | 0.1325 | 3 | 0 | esc | 0 | 0 | 0 | 0 | 0.15274 | 65.4638 | 0.15274 | 65.4638
[79 empty] | WLDFR | HFTD - Distribution - Tier 3 - 3QU CoRE ¦ 5QU LoRE | Non-Red Flag Warning - Small Fires | 2022 | 0 | 0 | 0 | 0 | 0.077901 | 0.036425 | 0.0015809 | 0.039895 | 0.0078847 | 0.0078847 | 0.0078847 | 0 | 0.0025988 |  | 0 | 2.0491e-05 | 2.0491e-05 | 0 | 2.0491e-05 | 2.0491e-05 | 0 | 2.0491e-05 | 2.0491e-05 | 0 | 0 | 0 | [40 empty] | All EPR in 2020WLDFRFinancial | WLDFR | HFTD - Distribution - Tier 2 - 4QU CoRE ¦ 2QU LoRE | Seismic - Non-Red Flag Warning - Catastrophic Fires | 2024 | Financial | 13939.561 | 574.6424 | 2024 | Control | 0.053 | 3 | 0 | esc | 0 | 0 | 0 | 0 | 0.055966 | 780.1444 | 0.055966 | 780.1444
[79 empty] | WLDFR | HFTD - Distribution - Tier 3 - 3QU CoRE ¦ 5QU LoRE | Non-Red Flag Warning - Small Fires | 2023 | 0 | 0 | 0 | 0 | 0.080408 | 0.03759 | 0.0016314 | 0.041187 | 0 | 0.0081378 | 0.0081378 | 0.0081378 | 0.0025988 |  | 0 | 0 | 0 | 0 | 2.1149e-05 | 2.1149e-05 | 0 | 2.1149e-05 | 2.1149e-05 | 0 | 2.1149e-05 | 2.1149e-05 | [40 empty] | All EPR in 2020WLDFRSafety | WLDFR | HFTD - Distribution - Tier 2 - 4QU CoRE ¦ 2QU LoRE | Seismic - Non-Red Flag Warning - Catastrophic Fires | 2024 | Safety | 7467.8148 | 574.6424 | 2024 | Control | 0.053 | 3 | 0 | esc | 0 | 0 | 0 | 0 | 0.055966 | 417.9453 | 0.055966 | 417.9453
[79 empty] | WLDFR | HFTD - Distribution - Tier 3 - 3QU CoRE ¦ 5QU LoRE | Non-Red Flag Warning - Small Fires | 2024 | 0 | 0 | 0 | 0 | 0.080408 | 0.03759 | 0.0016314 | 0.041187 | 0 | 0 | 0.0081378 | 0.0081378 | 0.0025988 |  | 0 | 0 | 0 | 0 | 0 | 0 | 0 | 2.1149e-05 | 2.1149e-05 | 0 | 2.1149e-05 | 2.1149e-05 | [40 empty] | All EPR in 2020WLDFRElectric Reliability | WLDFR | HFTD - Distribution - Tier 2 - 4QU CoRE ¦ 2QU LoRE | Seismic - Non-Red Flag Warning - Catastrophic Fires | 2025 | Electric Reliability | 428.6023 | 574.6424 | 2025 | Control | 0.1325 | 3 | 0 | esc | 0 | 0 | 0 | 0 | 0 | 0 | 0.15274 | 65.4638
[79 empty] | WLDFR | HFTD - Distribution - Tier 3 - 3QU CoRE ¦ 5QU LoRE | Non-Red Flag Warning - Small Fires | 2025 | 0 | 0 | 0 | 0 | 0.080408 | 0.03759 | 0.0016314 | 0.041187 | 0 | 0 | 0 | 0.0081378 | 0.0025988 |  | 0 | 0 | 0 | 0 | 0 | 0 | 0 | 0 | 0 | 0 | 2.1149e-05 | 2.1149e-05 | [40 empty] | All EPR in 2020WLDFRFinancial | WLDFR | HFTD - Distribution - Tier 2 - 4QU CoRE ¦ 2QU LoRE | Seismic - Non-Red Flag Warning - Catastrophic Fires | 2025 | Financial | 13939.561 | 574.6424 | 2025 | Control | 0.053 | 3 | 0 | esc | 0 | 0 | 0 | 0 | 0 | 0 | 0.055966 | 780.1444
[79 empty] | WLDFR | HFTD - Distribution - Tier 3 - 3QU CoRE ¦ 5QU LoRE | Red Flag Warning - Catastrophic Fires | 2020 | 0 | 0 | 0 | 0 | 14146.1306 | 222.2294 | 8585.7228 | 5338.1784 | 813.2108 | 0 | 0 | 0 | 1.7495e-05 |  | 0 | 0.014227 | 0.014227 | 0 | 0 | 0 | 0 | 0 | 0 | 0 | 0 | 0 | [40 empty] | All EPR in 2020WLDFRSafety | WLDFR | HFTD - Distribution - Tier 2 - 4QU CoRE ¦ 2QU LoRE | Seismic - Non-Red Flag Warning - Catastrophic Fires | 2025 | Safety | 7467.8148 | 574.6424 | 2025 | Control | 0.053 | 3 | 0 | esc | 0 | 0 | 0 | 0 | 0 | 0 | 0.055966 | 417.9453
[79 empty] | WLDFR | HFTD - Distribution - Tier 3 - 3QU CoRE ¦ 5QU LoRE | Red Flag Warning - Catastrophic Fires | 2021 | 0 | 0 | 0 | 0 | 14146.1306 | 222.2294 | 8585.7228 | 5338.1784 | 813.2108 | 813.2108 | 0 | 0 | 1.7495e-05 |  | 0 | 0.014227 | 0.014227 | 0 | 0.014227 | 0.014227 | 0 | 0 | 0 | 0 | 0 | 0 | [40 empty] | All EPR in 2020WLDFRElectric Reliability | WLDFR | HFTD - Distribution - Tier 2 - 4QU CoRE ¦ 2QU LoRE | Seismic - Red Flag Warning - Catastrophic Fires | 2021 | Electric Reliability | 409.2237 | 574.6424 | 2021 | Control | 0.1325 | 3 | 0 | esc | 0.15274 | 62.5039 | 0.15274 | 62.5039 | 0 | 0 | 0 | 0
[79 empty] | WLDFR | HFTD - Distribution - Tier 3 - 3QU CoRE ¦ 5QU LoRE | Red Flag Warning - Catastrophic Fires | 2022 | 0 | 0 | 0 | 0 | 14146.1306 | 222.2294 | 8585.7228 | 5338.1784 | 813.2108 | 813.2108 | 813.2108 | 0 | 1.7495e-05 |  | 0 | 0.014227 | 0.014227 | 0 | 0.014227 | 0.014227 | 0 | 0.014227 | 0.014227 | 0 | 0 | 0 | [40 empty] | All EPR in 2020WLDFRFinancial | WLDFR | HFTD - Distribution - Tier 2 - 4QU CoRE ¦ 2QU LoRE | Seismic - Red Flag Warning - Catastrophic Fires | 2021 | Financial | 13469.0878 | 574.6424 | 2021 | Control | 0.053 | 3 | 0 | esc | 0.055966 | 753.8138 | 0.055966 | 753.8138 | 0 | 0 | 0 | 0
[79 empty] | WLDFR | HFTD - Distribution - Tier 3 - 3QU CoRE ¦ 5QU LoRE | Red Flag Warning - Catastrophic Fires | 2023 | 0 | 0 | 0 | 0 | 14664.6376 | 233.2301 | 8896.516 | 5534.8915 | 0 | 843.2942 | 843.2942 | 843.2942 | 1.7495e-05 |  | 0 | 0 | 0 | 0 | 0.014753 | 0.014753 | 0 | 0.014753 | 0.014753 | 0 | 0.014753 | 0.014753 | [40 empty] | All EPR in 2020WLDFRSafety | WLDFR | HFTD - Distribution - Tier 2 - 4QU CoRE ¦ 2QU LoRE | Seismic - Red Flag Warning - Catastrophic Fires | 2021 | Safety | 7205.5313 | 574.6424 | 2021 | Control | 0.053 | 3 | 0 | esc | 0.055966 | 403.2663 | 0.055966 | 403.2663 | 0 | 0 | 0 | 0
[79 empty] | WLDFR | HFTD - Distribution - Tier 3 - 3QU CoRE ¦ 5QU LoRE | Red Flag Warning - Catastrophic Fires | 2024 | 0 | 0 | 0 | 0 | 14664.6376 | 233.2301 | 8896.516 | 5534.8915 | 0 | 0 | 843.2942 | 843.2942 | 1.7495e-05 |  | 0 | 0 | 0 | 0 | 0 | 0 | 0 | 0.014753 | 0.014753 | 0 | 0.014753 | 0.014753 | [40 empty] | All EPR in 2020WLDFRElectric Reliability | WLDFR | HFTD - Distribution - Tier 2 - 4QU CoRE ¦ 2QU LoRE | Seismic - Red Flag Warning - Catastrophic Fires | 2022 | Electric Reliability | 409.2237 | 574.6424 | 2022 | Control | 0.1325 | 3 | 0 | esc | 0.15274 | 62.5039 | 0.15274 | 62.5039 | 0.15274 | 62.5039 | 0 | 0
[79 empty] | WLDFR | HFTD - Distribution - Tier 3 - 3QU CoRE ¦ 5QU LoRE | Red Flag Warning - Catastrophic Fires | 2025 | 0 | 0 | 0 | 0 | 14664.6376 | 233.2301 | 8896.516 | 5534.8915 | 0 | 0 | 0 | 843.2942 | 1.7495e-05 |  | 0 | 0 | 0 | 0 | 0 | 0 | 0 | 0 | 0 | 0 | 0.014753 | 0.014753 | [40 empty] | All EPR in 2020WLDFRFinancial | WLDFR | HFTD - Distribution - Tier 2 - 4QU CoRE ¦ 2QU LoRE | Seismic - Red Flag Warning - Catastrophic Fires | 2022 | Financial | 13469.0878 | 574.6424 | 2022 | Control | 0.053 | 3 | 0 | esc | 0.055966 | 753.8138 | 0.055966 | 753.8138 | 0.055966 | 753.8138 | 0 | 0
[79 empty] | WLDFR | HFTD - Distribution - Tier 3 - 3QU CoRE ¦ 5QU LoRE | Red Flag Warning - Destructive Fires | 2020 | 0 | 0 | 0 | 0 | 8807.9522 | 222.2294 | 8585.7228 | 0 | 514.4532 | 0 | 0 | 0 | 2.6269e-06 |  | 0 | 0.0013514 | 0.0013514 | 0 | 0 | 0 | 0 | 0 | 0 | 0 | 0 | 0 | [40 empty] | All EPR in 2020WLDFRSafety | WLDFR | HFTD - Distribution - Tier 2 - 4QU CoRE ¦ 2QU LoRE | Seismic - Red Flag Warning - Catastrophic Fires | 2022 | Safety | 7205.5313 | 574.6424 | 2022 | Control | 0.053 | 3 | 0 | esc | 0.055966 | 403.2663 | 0.055966 | 403.2663 | 0.055966 | 403.2663 | 0 | 0
[79 empty] | WLDFR | HFTD - Distribution - Tier 3 - 3QU CoRE ¦ 5QU LoRE | Red Flag Warning - Destructive Fires | 2021 | 0 | 0 | 0 | 0 | 8807.9522 | 222.2294 | 8585.7228 | 0 | 514.4532 | 514.4532 | 0 | 0 | 2.6269e-06 |  | 0 | 0.0013514 | 0.0013514 | 0 | 0.0013514 | 0.0013514 | 0 | 0 | 0 | 0 | 0 | 0 | [40 empty] | All EPR in 2020WLDFRElectric Reliability | WLDFR | HFTD - Distribution - Tier 2 - 4QU CoRE ¦ 2QU LoRE | Seismic - Red Flag Warning - Catastrophic Fires | 2023 | Electric Reliability | 428.6023 | 574.6424 | 2023 | Control | 0.1325 | 3 | 0 | esc | 0 | 0 | 0.15274 | 65.4638 | 0.15274 | 65.4638 | 0.15274 | 65.4638
[79 empty] | WLDFR | HFTD - Distribution - Tier 3 - 3QU CoRE ¦ 5QU LoRE | Red Flag Warning - Destructive Fires | 2022 | 0 | 0 | 0 | 0 | 8807.9522 | 222.2294 | 8585.7228 | 0 | 514.4532 | 514.4532 | 514.4532 | 0 | 2.6269e-06 |  | 0 | 0.0013514 | 0.0013514 | 0 | 0.0013514 | 0.0013514 | 0 | 0.0013514 | 0.0013514 | 0 | 0 | 0 | [40 empty] | All EPR in 2020WLDFRFinancial | WLDFR | HFTD - Distribution - Tier 2 - 4QU CoRE ¦ 2QU LoRE | Seismic - Red Flag Warning - Catastrophic Fires | 2023 | Financial | 13939.561 | 574.6424 | 2023 | Control | 0.053 | 3 | 0 | esc | 0 | 0 | 0.055966 | 780.1444 | 0.055966 | 780.1444 | 0.055966 | 780.1444
[79 empty] | WLDFR | HFTD - Distribution - Tier 3 - 3QU CoRE ¦ 5QU LoRE | Red Flag Warning - Destructive Fires | 2023 | 0 | 0 | 0 | 0 | 9129.7461 | 233.2301 | 8896.516 | 0 | 0 | 533.5273 | 533.5273 | 533.5273 | 2.6269e-06 |  | 0 | 0 | 0 | 0 | 0.0014015 | 0.0014015 | 0 | 0.0014015 | 0.0014015 | 0 | 0.0014015 | 0.0014015 | [40 empty] | All EPR in 2020WLDFRSafety | WLDFR | HFTD - Distribution - Tier 2 - 4QU CoRE ¦ 2QU LoRE | Seismic - Red Flag Warning - Catastrophic Fires | 2023 | Safety | 7467.8148 | 574.6424 | 2023 | Control | 0.053 | 3 | 0 | esc | 0 | 0 | 0.055966 | 417.9453 | 0.055966 | 417.9453 | 0.055966 | 417.9453
[79 empty] | WLDFR | HFTD - Distribution - Tier 3 - 3QU CoRE ¦ 5QU LoRE | Red Flag Warning - Destructive Fires | 2024 | 0 | 0 | 0 | 0 | 9129.7461 | 233.2301 | 8896.516 | 0 | 0 | 0 | 533.5273 | 533.5273 | 2.6269e-06 |  | 0 | 0 | 0 | 0 | 0 | 0 | 0 | 0.0014015 | 0.0014015 | 0 | 0.0014015 | 0.0014015 | [40 empty] | All EPR in 2020WLDFRElectric Reliability | WLDFR | HFTD - Distribution - Tier 2 - 4QU CoRE ¦ 2QU LoRE | Seismic - Red Flag Warning - Catastrophic Fires | 2024 | Electric Reliability | 428.6023 | 574.6424 | 2024 | Control | 0.1325 | 3 | 0 | esc | 0 | 0 | 0 | 0 | 0.15274 | 65.4638 | 0.15274 | 65.4638
[79 empty] | WLDFR | HFTD - Distribution - Tier 3 - 3QU CoRE ¦ 5QU LoRE | Red Flag Warning - Destructive Fires | 2025 | 0 | 0 | 0 | 0 | 9129.7461 | 233.2301 | 8896.516 | 0 | 0 | 0 | 0 | 533.5273 | 2.6269e-06 |  | 0 | 0 | 0 | 0 | 0 | 0 | 0 | 0 | 0 | 0 | 0.0014015 | 0.0014015 | [40 empty] | All EPR in 2020WLDFRFinancial | WLDFR | HFTD - Distribution - Tier 2 - 4QU CoRE ¦ 2QU LoRE | Seismic - Red Flag Warning - Catastrophic Fires | 2024 | Financial | 13939.561 | 574.6424 | 2024 | Control | 0.053 | 3 | 0 | esc | 0 | 0 | 0 | 0 | 0.055966 | 780.1444 | 0.055966 | 780.1444
[79 empty] | WLDFR | HFTD - Distribution - Tier 3 - 3QU CoRE ¦ 5QU LoRE | Red Flag Warning - Large Fires | 2020 | 0 | 0 | 0 | 0 | 5.2406 | 0.69642 | 2.942 | 1.6022 | 0.36069 | 0 | 0 | 0 | 2.0262e-05 |  | 0 | 7.3084e-06 | 7.3084e-06 | 0 | 0 | 0 | 0 | 0 | 0 | 0 | 0 | 0 | [40 empty] | All EPR in 2020WLDFRSafety | WLDFR | HFTD - Distribution - Tier 2 - 4QU CoRE ¦ 2QU LoRE | Seismic - Red Flag Warning - Catastrophic Fires | 2024 | Safety | 7467.8148 | 574.6424 | 2024 | Control | 0.053 | 3 | 0 | esc | 0 | 0 | 0 | 0 | 0.055966 | 417.9453 | 0.055966 | 417.9453
[79 empty] | WLDFR | HFTD - Distribution - Tier 3 - 3QU CoRE ¦ 5QU LoRE | Red Flag Warning - Large Fires | 2021 | 0 | 0 | 0 | 0 | 5.2406 | 0.69642 | 2.942 | 1.6022 | 0.36069 | 0.36069 | 0 | 0 | 2.0262e-05 |  | 0 | 7.3084e-06 | 7.3084e-06 | 0 | 7.3084e-06 | 7.3084e-06 | 0 | 0 | 0 | 0 | 0 | 0 | [40 empty] | All EPR in 2020WLDFRElectric Reliability | WLDFR | HFTD - Distribution - Tier 2 - 4QU CoRE ¦ 2QU LoRE | Seismic - Red Flag Warning - Catastrophic Fires | 2025 | Electric Reliability | 428.6023 | 574.6424 | 2025 | Control | 0.1325 | 3 | 0 | esc | 0 | 0 | 0 | 0 | 0 | 0 | 0.15274 | 65.4638
[79 empty] | WLDFR | HFTD - Distribution - Tier 3 - 3QU CoRE ¦ 5QU LoRE | Red Flag Warning - Large Fires | 2022 | 0 | 0 | 0 | 0 | 5.2406 | 0.69642 | 2.942 | 1.6022 | 0.36069 | 0.36069 | 0.36069 | 0 | 2.0262e-05 |  | 0 | 7.3084e-06 | 7.3084e-06 | 0 | 7.3084e-06 | 7.3084e-06 | 0 | 7.3084e-06 | 7.3084e-06 | 0 | 0 | 0 | [40 empty] | All EPR in 2020WLDFRFinancial | WLDFR | HFTD - Distribution - Tier 2 - 4QU CoRE ¦ 2QU LoRE | Seismic - Red Flag Warning - Catastrophic Fires | 2025 | Financial | 13939.561 | 574.6424 | 2025 | Control | 0.053 | 3 | 0 | esc | 0 | 0 | 0 | 0 | 0 | 0 | 0.055966 | 780.1444
[79 empty] | WLDFR | HFTD - Distribution - Tier 3 - 3QU CoRE ¦ 5QU LoRE | Red Flag Warning - Large Fires | 2023 | 0 | 0 | 0 | 0 | 5.475 | 0.71896 | 3.0715 | 1.6846 | 0 | 0.37599 | 0.37599 | 0.37599 | 2.0262e-05 |  | 0 | 0 | 0 | 0 | 7.6184e-06 | 7.6184e-06 | 0 | 7.6184e-06 | 7.6184e-06 | 0 | 7.6184e-06 | 7.6184e-06 | [40 empty] | All EPR in 2020WLDFRSafety | WLDFR | HFTD - Distribution - Tier 2 - 4QU CoRE ¦ 2QU LoRE | Seismic - Red Flag Warning - Catastrophic Fires | 2025 | Safety | 7467.8148 | 574.6424 | 2025 | Control | 0.053 | 3 | 0 | esc | 0 | 0 | 0 | 0 | 0 | 0 | 0.055966 | 417.9453
[79 empty] | WLDFR | HFTD - Distribution - Tier 3 - 3QU CoRE ¦ 5QU LoRE | Red Flag Warning - Large Fires | 2024 | 0 | 0 | 0 | 0 | 5.475 | 0.71896 | 3.0715 | 1.6846 | 0 | 0 | 0.37599 | 0.37599 | 2.0262e-05 |  | 0 | 0 | 0 | 0 | 0 | 0 | 0 | 7.6184e-06 | 7.6184e-06 | 0 | 7.6184e-06 | 7.6184e-06 | [40 empty] | All EPR in 2020WLDFRElectric Reliability | WLDFR | HFTD - Distribution - Tier 2 - 4QU CoRE ¦ 3QU LoRE | Non-Red Flag Warning - Catastrophic Fires | 2021 | Electric Reliability | 222.2294 | 749.2523 | 2021 | Control | 0.1325 | 3 | 0 | esc | 0.15274 | 33.9428 | 0.15274 | 33.9428 | 0 | 0 | 0 | 0
[79 empty] | WLDFR | HFTD - Distribution - Tier 3 - 3QU CoRE ¦ 5QU LoRE | Red Flag Warning - Large Fires | 2025 | 0 | 0 | 0 | 0 | 5.475 | 0.71896 | 3.0715 | 1.6846 | 0 | 0 | 0 | 0.37599 | 2.0262e-05 |  | 0 | 0 | 0 | 0 | 0 | 0 | 0 | 0 | 0 | 0 | 7.6184e-06 | 7.6184e-06 | [40 empty] | All EPR in 2020WLDFRFinancial | WLDFR | HFTD - Distribution - Tier 2 - 4QU CoRE ¦ 3QU LoRE | Non-Red Flag Warning - Catastrophic Fires | 2021 | Financial | 8585.7228 | 749.2523 | 2021 | Control | 0.053 | 3 | 0 | esc | 0.055966 | 480.5104 | 0.055966 | 480.5104 | 0 | 0 | 0 | 0
[79 empty] | WLDFR | HFTD - Distribution - Tier 3 - 3QU CoRE ¦ 5QU LoRE | Red Flag Warning - Small Fires | 2020 | 0 | 0 | 0 | 0 | 0.077901 | 0.036425 | 0.0015809 | 0.039895 | 0.0078847 | 0 | 0 | 0 | 0.00038391 |  | 0 | 3.027e-06 | 3.027e-06 | 0 | 0 | 0 | 0 | 0 | 0 | 0 | 0 | 0 | [40 empty] | All EPR in 2020WLDFRSafety | WLDFR | HFTD - Distribution - Tier 2 - 4QU CoRE ¦ 3QU LoRE | Non-Red Flag Warning - Catastrophic Fires | 2021 | Safety | 5338.1784 | 749.2523 | 2021 | Control | 0.053 | 3 | 0 | esc | 0.055966 | 298.7576 | 0.055966 | 298.7576 | 0 | 0 | 0 | 0
[79 empty] | WLDFR | HFTD - Distribution - Tier 3 - 3QU CoRE ¦ 5QU LoRE | Red Flag Warning - Small Fires | 2021 | 0 | 0 | 0 | 0 | 0.077901 | 0.036425 | 0.0015809 | 0.039895 | 0.0078847 | 0.0078847 | 0 | 0 | 0.00038391 |  | 0 | 3.027e-06 | 3.027e-06 | 0 | 3.027e-06 | 3.027e-06 | 0 | 0 | 0 | 0 | 0 | 0 | [40 empty] | All EPR in 2020WLDFRElectric Reliability | WLDFR | HFTD - Distribution - Tier 2 - 4QU CoRE ¦ 3QU LoRE | Non-Red Flag Warning - Catastrophic Fires | 2022 | Electric Reliability | 222.2294 | 749.2523 | 2022 | Control | 0.1325 | 3 | 0 | esc | 0.15274 | 33.9428 | 0.15274 | 33.9428 | 0.15274 | 33.9428 | 0 | 0
[79 empty] | WLDFR | HFTD - Distribution - Tier 3 - 3QU CoRE ¦ 5QU LoRE | Red Flag Warning - Small Fires | 2022 | 0 | 0 | 0 | 0 | 0.077901 | 0.036425 | 0.0015809 | 0.039895 | 0.0078847 | 0.0078847 | 0.0078847 | 0 | 0.00038391 |  | 0 | 3.027e-06 | 3.027e-06 | 0 | 3.027e-06 | 3.027e-06 | 0 | 3.027e-06 | 3.027e-06 | 0 | 0 | 0 | [40 empty] | All EPR in 2020WLDFRFinancial | WLDFR | HFTD - Distribution - Tier 2 - 4QU CoRE ¦ 3QU LoRE | Non-Red Flag Warning - Catastrophic Fires | 2022 | Financial | 8585.7228 | 749.2523 | 2022 | Control | 0.053 | 3 | 0 | esc | 0.055966 | 480.5104 | 0.055966 | 480.5104 | 0.055966 | 480.5104 | 0 | 0
[79 empty] | WLDFR | HFTD - Distribution - Tier 3 - 3QU CoRE ¦ 5QU LoRE | Red Flag Warning - Small Fires | 2023 | 0 | 0 | 0 | 0 | 0.080408 | 0.03759 | 0.0016314 | 0.041187 | 0 | 0.0081378 | 0.0081378 | 0.0081378 | 0.00038391 |  | 0 | 0 | 0 | 0 | 3.1242e-06 | 3.1242e-06 | 0 | 3.1242e-06 | 3.1242e-06 | 0 | 3.1242e-06 | 3.1242e-06 | [40 empty] | All EPR in 2020WLDFRSafety | WLDFR | HFTD - Distribution - Tier 2 - 4QU CoRE ¦ 3QU LoRE | Non-Red Flag Warning - Catastrophic Fires | 2022 | Safety | 5338.1784 | 749.2523 | 2022 | Control | 0.053 | 3 | 0 | esc | 0.055966 | 298.7576 | 0.055966 | 298.7576 | 0.055966 | 298.7576 | 0 | 0
[79 empty] | WLDFR | HFTD - Distribution - Tier 3 - 3QU CoRE ¦ 5QU LoRE | Red Flag Warning - Small Fires | 2024 | 0 | 0 | 0 | 0 | 0.080408 | 0.03759 | 0.0016314 | 0.041187 | 0 | 0 | 0.0081378 | 0.0081378 | 0.00038391 |  | 0 | 0 | 0 | 0 | 0 | 0 | 0 | 3.1242e-06 | 3.1242e-06 | 0 | 3.1242e-06 | 3.1242e-06 | [40 empty] | All EPR in 2020WLDFRElectric Reliability | WLDFR | HFTD - Distribution - Tier 2 - 4QU CoRE ¦ 3QU LoRE | Non-Red Flag Warning - Catastrophic Fires | 2023 | Electric Reliability | 233.2301 | 749.2523 | 2023 | Control | 0.1325 | 3 | 0 | esc | 0 | 0 | 0.15274 | 35.623 | 0.15274 | 35.623 | 0.15274 | 35.623
[79 empty] | WLDFR | HFTD - Distribution - Tier 3 - 3QU CoRE ¦ 5QU LoRE | Red Flag Warning - Small Fires | 2025 | 0 | 0 | 0 | 0 | 0.080408 | 0.03759 | 0.0016314 | 0.041187 | 0 | 0 | 0 | 0.0081378 | 0.00038391 |  | 0 | 0 | 0 | 0 | 0 | 0 | 0 | 0 | 0 | 0 | 3.1242e-06 | 3.1242e-06 | [40 empty] | All EPR in 2020WLDFRFinancial | WLDFR | HFTD - Distribution - Tier 2 - 4QU CoRE ¦ 3QU LoRE | Non-Red Flag Warning - Catastrophic Fires | 2023 | Financial | 8896.516 | 749.2523 | 2023 | Control | 0.053 | 3 | 0 | esc | 0 | 0 | 0.055966 | 497.9043 | 0.055966 | 497.9043 | 0.055966 | 497.9043
[79 empty] | WLDFR | HFTD - Distribution - Tier 3 - 4QU CoRE ¦ 1QU LoRE | Non-Red Flag Warning - Catastrophic Fires | 2020 | 0 | 0 | 0 | 0 | 14146.1306 | 222.2294 | 8585.7228 | 5338.1784 | 813.2108 | 0 | 0 | 0 | 8.897e-07 |  | 0 | 0.00072352 | 0.00072352 | 0 | 0 | 0 | 0 | 0 | 0 | 0 | 0 | 0 | [40 empty] | All EPR in 2020WLDFRSafety | WLDFR | HFTD - Distribution - Tier 2 - 4QU CoRE ¦ 3QU LoRE | Non-Red Flag Warning - Catastrophic Fires | 2023 | Safety | 5534.8915 | 749.2523 | 2023 | Control | 0.053 | 3 | 0 | esc | 0 | 0 | 0.055966 | 309.7669 | 0.055966 | 309.7669 | 0.055966 | 309.7669
[79 empty] | WLDFR | HFTD - Distribution - Tier 3 - 4QU CoRE ¦ 1QU LoRE | Non-Red Flag Warning - Catastrophic Fires | 2021 | 0 | 0 | 0 | 0 | 14146.1306 | 222.2294 | 8585.7228 | 5338.1784 | 813.2108 | 813.2108 | 0 | 0 | 8.897e-07 |  | 0 | 0.00072352 | 0.00072352 | 0 | 0.00072352 | 0.00072352 | 0 | 0 | 0 | 0 | 0 | 0 | [40 empty] | All EPR in 2020WLDFRElectric Reliability | WLDFR | HFTD - Distribution - Tier 2 - 4QU CoRE ¦ 3QU LoRE | Non-Red Flag Warning - Catastrophic Fires | 2024 | Electric Reliability | 233.2301 | 749.2523 | 2024 | Control | 0.1325 | 3 | 0 | esc | 0 | 0 | 0 | 0 | 0.15274 | 35.623 | 0.15274 | 35.623
[79 empty] | WLDFR | HFTD - Distribution - Tier 3 - 4QU CoRE ¦ 1QU LoRE | Non-Red Flag Warning - Catastrophic Fires | 2022 | 0 | 0 | 0 | 0 | 14146.1306 | 222.2294 | 8585.7228 | 5338.1784 | 813.2108 | 813.2108 | 813.2108 | 0 | 8.897e-07 |  | 0 | 0.00072352 | 0.00072352 | 0 | 0.00072352 | 0.00072352 | 0 | 0.00072352 | 0.00072352 | 0 | 0 | 0 | [40 empty] | All EPR in 2020WLDFRFinancial | WLDFR | HFTD - Distribution - Tier 2 - 4QU CoRE ¦ 3QU LoRE | Non-Red Flag Warning - Catastrophic Fires | 2024 | Financial | 8896.516 | 749.2523 | 2024 | Control | 0.053 | 3 | 0 | esc | 0 | 0 | 0 | 0 | 0.055966 | 497.9043 | 0.055966 | 497.9043
[79 empty] | WLDFR | HFTD - Distribution - Tier 3 - 4QU CoRE ¦ 1QU LoRE | Non-Red Flag Warning - Catastrophic Fires | 2023 | 0 | 0 | 0 | 0 | 14664.6376 | 233.2301 | 8896.516 | 5534.8915 | 0 | 843.2942 | 843.2942 | 843.2942 | 8.897e-07 |  | 0 | 0 | 0 | 0 | 0.00075028 | 0.00075028 | 0 | 0.00075028 | 0.00075028 | 0 | 0.00075028 | 0.00075028 | [40 empty] | All EPR in 2020WLDFRSafety | WLDFR | HFTD - Distribution - Tier 2 - 4QU CoRE ¦ 3QU LoRE | Non-Red Flag Warning - Catastrophic Fires | 2024 | Safety | 5534.8915 | 749.2523 | 2024 | Control | 0.053 | 3 | 0 | esc | 0 | 0 | 0 | 0 | 0.055966 | 309.7669 | 0.055966 | 309.7669
[79 empty] | WLDFR | HFTD - Distribution - Tier 3 - 4QU CoRE ¦ 1QU LoRE | Non-Red Flag Warning - Catastrophic Fires | 2024 | 0 | 0 | 0 | 0 | 14664.6376 | 233.2301 | 8896.516 | 5534.8915 | 0 | 0 | 843.2942 | 843.2942 | 8.897e-07 |  | 0 | 0 | 0 | 0 | 0 | 0 | 0 | 0.00075028 | 0.00075028 | 0 | 0.00075028 | 0.00075028 | [40 empty] | All EPR in 2020WLDFRElectric Reliability | WLDFR | HFTD - Distribution - Tier 2 - 4QU CoRE ¦ 3QU LoRE | Non-Red Flag Warning - Catastrophic Fires | 2025 | Electric Reliability | 233.2301 | 749.2523 | 2025 | Control | 0.1325 | 3 | 0 | esc | 0 | 0 | 0 | 0 | 0 | 0 | 0.15274 | 35.623
[79 empty] | WLDFR | HFTD - Distribution - Tier 3 - 4QU CoRE ¦ 1QU LoRE | Non-Red Flag Warning - Catastrophic Fires | 2025 | 0 | 0 | 0 | 0 | 14664.6376 | 233.2301 | 8896.516 | 5534.8915 | 0 | 0 | 0 | 843.2942 | 8.897e-07 |  | 0 | 0 | 0 | 0 | 0 | 0 | 0 | 0 | 0 | 0 | 0.00075028 | 0.00075028 | [40 empty] | All EPR in 2020WLDFRFinancial | WLDFR | HFTD - Distribution - Tier 2 - 4QU CoRE ¦ 3QU LoRE | Non-Red Flag Warning - Catastrophic Fires | 2025 | Financial | 8896.516 | 749.2523 | 2025 | Control | 0.053 | 3 | 0 | esc | 0 | 0 | 0 | 0 | 0 | 0 | 0.055966 | 497.9043
[79 empty] | WLDFR | HFTD - Distribution - Tier 3 - 4QU CoRE ¦ 1QU LoRE | Non-Red Flag Warning - Destructive Fires | 2020 | 0 | 0 | 0 | 0 | 8807.9522 | 222.2294 | 8585.7228 | 0 | 514.4532 | 0 | 0 | 0 | 1.0394e-06 |  | 0 | 0.00053474 | 0.00053474 | 0 | 0 | 0 | 0 | 0 | 0 | 0 | 0 | 0 | [40 empty] | All EPR in 2020WLDFRSafety | WLDFR | HFTD - Distribution - Tier 2 - 4QU CoRE ¦ 3QU LoRE | Non-Red Flag Warning - Catastrophic Fires | 2025 | Safety | 5534.8915 | 749.2523 | 2025 | Control | 0.053 | 3 | 0 | esc | 0 | 0 | 0 | 0 | 0 | 0 | 0.055966 | 309.7669
[79 empty] | WLDFR | HFTD - Distribution - Tier 3 - 4QU CoRE ¦ 1QU LoRE | Non-Red Flag Warning - Destructive Fires | 2021 | 0 | 0 | 0 | 0 | 8807.9522 | 222.2294 | 8585.7228 | 0 | 514.4532 | 514.4532 | 0 | 0 | 1.0394e-06 |  | 0 | 0.00053474 | 0.00053474 | 0 | 0.00053474 | 0.00053474 | 0 | 0 | 0 | 0 | 0 | 0 | [40 empty] | All EPR in 2020WLDFRElectric Reliability | WLDFR | HFTD - Distribution - Tier 2 - 4QU CoRE ¦ 3QU LoRE | Non-Red Flag Warning - Destructive Fires | 2021 | Electric Reliability | 222.2294 | 749.2523 | 2021 | Control | 0.1325 | 3 | 0 | esc | 0.15274 | 33.9428 | 0.15274 | 33.9428 | 0 | 0 | 0 | 0
[79 empty] | WLDFR | HFTD - Distribution - Tier 3 - 4QU CoRE ¦ 1QU LoRE | Non-Red Flag Warning - Destructive Fires | 2022 | 0 | 0 | 0 | 0 | 8807.9522 | 222.2294 | 8585.7228 | 0 | 514.4532 | 514.4532 | 514.4532 | 0 | 1.0394e-06 |  | 0 | 0.00053474 | 0.00053474 | 0 | 0.00053474 | 0.00053474 | 0 | 0.00053474 | 0.00053474 | 0 | 0 | 0 | [40 empty] | All EPR in 2020WLDFRFinancial | WLDFR | HFTD - Distribution - Tier 2 - 4QU CoRE ¦ 3QU LoRE | Non-Red Flag Warning - Destructive Fires | 2021 | Financial | 8585.7228 | 749.2523 | 2021 | Control | 0.053 | 3 | 0 | esc | 0.055966 | 480.5104 | 0.055966 | 480.5104 | 0 | 0 | 0 | 0
[79 empty] | WLDFR | HFTD - Distribution - Tier 3 - 4QU CoRE ¦ 1QU LoRE | Non-Red Flag Warning - Destructive Fires | 2023 | 0 | 0 | 0 | 0 | 9129.7461 | 233.2301 | 8896.516 | 0 | 0 | 533.5273 | 533.5273 | 533.5273 | 1.0394e-06 |  | 0 | 0 | 0 | 0 | 0.00055457 | 0.00055457 | 0 | 0.00055457 | 0.00055457 | 0 | 0.00055457 | 0.00055457 | [40 empty] | All EPR in 2020WLDFRElectric Reliability | WLDFR | HFTD - Distribution - Tier 2 - 4QU CoRE ¦ 3QU LoRE | Non-Red Flag Warning - Destructive Fires | 2022 | Electric Reliability | 222.2294 | 749.2523 | 2022 | Control | 0.1325 | 3 | 0 | esc | 0.15274 | 33.9428 | 0.15274 | 33.9428 | 0.15274 | 33.9428 | 0 | 0
[79 empty] | WLDFR | HFTD - Distribution - Tier 3 - 4QU CoRE ¦ 1QU LoRE | Non-Red Flag Warning - Destructive Fires | 2024 | 0 | 0 | 0 | 0 | 9129.7461 | 233.2301 | 8896.516 | 0 | 0 | 0 | 533.5273 | 533.5273 | 1.0394e-06 |  | 0 | 0 | 0 | 0 | 0 | 0 | 0 | 0.00055457 | 0.00055457 | 0 | 0.00055457 | 0.00055457 | [40 empty] | All EPR in 2020WLDFRFinancial | WLDFR | HFTD - Distribution - Tier 2 - 4QU CoRE ¦ 3QU LoRE | Non-Red Flag Warning - Destructive Fires | 2022 | Financial | 8585.7228 | 749.2523 | 2022 | Control | 0.053 | 3 | 0 | esc | 0.055966 | 480.5104 | 0.055966 | 480.5104 | 0.055966 | 480.5104 | 0 | 0
[79 empty] | WLDFR | HFTD - Distribution - Tier 3 - 4QU CoRE ¦ 1QU LoRE | Non-Red Flag Warning - Destructive Fires | 2025 | 0 | 0 | 0 | 0 | 9129.7461 | 233.2301 | 8896.516 | 0 | 0 | 0 | 0 | 533.5273 | 1.0394e-06 |  | 0 | 0 | 0 | 0 | 0 | 0 | 0 | 0 | 0 | 0 | 0.00055457 | 0.00055457 | [40 empty] | All EPR in 2020WLDFRElectric Reliability | WLDFR | HFTD - Distribution - Tier 2 - 4QU CoRE ¦ 3QU LoRE | Non-Red Flag Warning - Destructive Fires | 2023 | Electric Reliability | 233.2301 | 749.2523 | 2023 | Control | 0.1325 | 3 | 0 | esc | 0 | 0 | 0.15274 | 35.623 | 0.15274 | 35.623 | 0.15274 | 35.623
[79 empty] | WLDFR | HFTD - Distribution - Tier 3 - 4QU CoRE ¦ 1QU LoRE | Non-Red Flag Warning - Large Fires | 2020 | 0 | 0 | 0 | 0 | 5.2406 | 0.69642 | 2.942 | 1.6022 | 0.36069 | 0 | 0 | 0 | 2.1607e-05 |  | 0 | 7.7933e-06 | 7.7933e-06 | 0 | 0 | 0 | 0 | 0 | 0 | 0 | 0 | 0 | [40 empty] | All EPR in 2020WLDFRFinancial | WLDFR | HFTD - Distribution - Tier 2 - 4QU CoRE ¦ 3QU LoRE | Non-Red Flag Warning - Destructive Fires | 2023 | Financial | 8896.516 | 749.2523 | 2023 | Control | 0.053 | 3 | 0 | esc | 0 | 0 | 0.055966 | 497.9043 | 0.055966 | 497.9043 | 0.055966 | 497.9043
[79 empty] | WLDFR | HFTD - Distribution - Tier 3 - 4QU CoRE ¦ 1QU LoRE | Non-Red Flag Warning - Large Fires | 2021 | 0 | 0 | 0 | 0 | 5.2406 | 0.69642 | 2.942 | 1.6022 | 0.36069 | 0.36069 | 0 | 0 | 2.1607e-05 |  | 0 | 7.7933e-06 | 7.7933e-06 | 0 | 7.7933e-06 | 7.7933e-06 | 0 | 0 | 0 | 0 | 0 | 0 | [40 empty] | All EPR in 2020WLDFRElectric Reliability | WLDFR | HFTD - Distribution - Tier 2 - 4QU CoRE ¦ 3QU LoRE | Non-Red Flag Warning - Destructive Fires | 2024 | Electric Reliability | 233.2301 | 749.2523 | 2024 | Control | 0.1325 | 3 | 0 | esc | 0 | 0 | 0 | 0 | 0.15274 | 35.623 | 0.15274 | 35.623
[79 empty] | WLDFR | HFTD - Distribution - Tier 3 - 4QU CoRE ¦ 1QU LoRE | Non-Red Flag Warning - Large Fires | 2022 | 0 | 0 | 0 | 0 | 5.2406 | 0.69642 | 2.942 | 1.6022 | 0.36069 | 0.36069 | 0.36069 | 0 | 2.1607e-05 |  | 0 | 7.7933e-06 | 7.7933e-06 | 0 | 7.7933e-06 | 7.7933e-06 | 0 | 7.7933e-06 | 7.7933e-06 | 0 | 0 | 0 | [40 empty] | All EPR in 2020WLDFRFinancial | WLDFR | HFTD - Distribution - Tier 2 - 4QU CoRE ¦ 3QU LoRE | Non-Red Flag Warning - Destructive Fires | 2024 | Financial | 8896.516 | 749.2523 | 2024 | Control | 0.053 | 3 | 0 | esc | 0 | 0 | 0 | 0 | 0.055966 | 497.9043 | 0.055966 | 497.9043
[79 empty] | WLDFR | HFTD - Distribution - Tier 3 - 4QU CoRE ¦ 1QU LoRE | Non-Red Flag Warning - Large Fires | 2023 | 0 | 0 | 0 | 0 | 5.475 | 0.71896 | 3.0715 | 1.6846 | 0 | 0.37599 | 0.37599 | 0.37599 | 2.1607e-05 |  | 0 | 0 | 0 | 0 | 8.124e-06 | 8.124e-06 | 0 | 8.124e-06 | 8.124e-06 | 0 | 8.124e-06 | 8.124e-06 | [40 empty] | All EPR in 2020WLDFRElectric Reliability | WLDFR | HFTD - Distribution - Tier 2 - 4QU CoRE ¦ 3QU LoRE | Non-Red Flag Warning - Destructive Fires | 2025 | Electric Reliability | 233.2301 | 749.2523 | 2025 | Control | 0.1325 | 3 | 0 | esc | 0 | 0 | 0 | 0 | 0 | 0 | 0.15274 | 35.623
[79 empty] | WLDFR | HFTD - Distribution - Tier 3 - 4QU CoRE ¦ 1QU LoRE | Non-Red Flag Warning - Large Fires | 2024 | 0 | 0 | 0 | 0 | 5.475 | 0.71896 | 3.0715 | 1.6846 | 0 | 0 | 0.37599 | 0.37599 | 2.1607e-05 |  | 0 | 0 | 0 | 0 | 0 | 0 | 0 | 8.124e-06 | 8.124e-06 | 0 | 8.124e-06 | 8.124e-06 | [40 empty] | All EPR in 2020WLDFRFinancial | WLDFR | HFTD - Distribution - Tier 2 - 4QU CoRE ¦ 3QU LoRE | Non-Red Flag Warning - Destructive Fires | 2025 | Financial | 8896.516 | 749.2523 | 2025 | Control | 0.053 | 3 | 0 | esc | 0 | 0 | 0 | 0 | 0 | 0 | 0.055966 | 497.9043
[79 empty] | WLDFR | HFTD - Distribution - Tier 3 - 4QU CoRE ¦ 1QU LoRE | Non-Red Flag Warning - Large Fires | 2025 | 0 | 0 | 0 | 0 | 5.475 | 0.71896 | 3.0715 | 1.6846 | 0 | 0 | 0 | 0.37599 | 2.1607e-05 |  | 0 | 0 | 0 | 0 | 0 | 0 | 0 | 0 | 0 | 0 | 8.124e-06 | 8.124e-06 | [40 empty] | All EPR in 2020WLDFRElectric Reliability | WLDFR | HFTD - Distribution - Tier 2 - 4QU CoRE ¦ 3QU LoRE | Non-Red Flag Warning - Large Fires | 2021 | Electric Reliability | 0.69642 | 749.2523 | 2021 | Control | 0.1325 | 3 | 0 | esc | 0.15274 | 0.10637 | 0.15274 | 0.10637 | 0 | 0 | 0 | 0
[79 empty] | WLDFR | HFTD - Distribution - Tier 3 - 4QU CoRE ¦ 1QU LoRE | Non-Red Flag Warning - Small Fires | 2020 | 0 | 0 | 0 | 0 | 0.077901 | 0.036425 | 0.0015809 | 0.039895 | 0.0078847 | 0 | 0 | 0 | 0.0079467 |  | 0 | 6.2657e-05 | 6.2657e-05 | 0 | 0 | 0 | 0 | 0 | 0 | 0 | 0 | 0 | [40 empty] | All EPR in 2020WLDFRFinancial | WLDFR | HFTD - Distribution - Tier 2 - 4QU CoRE ¦ 3QU LoRE | Non-Red Flag Warning - Large Fires | 2021 | Financial | 2.942 | 749.2523 | 2021 | Control | 0.053 | 3 | 0 | esc | 0.055966 | 0.16465 | 0.055966 | 0.16465 | 0 | 0 | 0 | 0
[79 empty] | WLDFR | HFTD - Distribution - Tier 3 - 4QU CoRE ¦ 1QU LoRE | Non-Red Flag Warning - Small Fires | 2021 | 0 | 0 | 0 | 0 | 0.077901 | 0.036425 | 0.0015809 | 0.039895 | 0.0078847 | 0.0078847 | 0 | 0 | 0.0079467 |  | 0 | 6.2657e-05 | 6.2657e-05 | 0 | 6.2657e-05 | 6.2657e-05 | 0 | 0 | 0 | 0 | 0 | 0 | [40 empty] | All EPR in 2020WLDFRSafety | WLDFR | HFTD - Distribution - Tier 2 - 4QU CoRE ¦ 3QU LoRE | Non-Red Flag Warning - Large Fires | 2021 | Safety | 1.6022 | 749.2523 | 2021 | Control | 0.053 | 3 | 0 | esc | 0.055966 | 0.089668 | 0.055966 | 0.089668 | 0 | 0 | 0 | 0
[79 empty] | WLDFR | HFTD - Distribution - Tier 3 - 4QU CoRE ¦ 1QU LoRE | Non-Red Flag Warning - Small Fires | 2022 | 0 | 0 | 0 | 0 | 0.077901 | 0.036425 | 0.0015809 | 0.039895 | 0.0078847 | 0.0078847 | 0.0078847 | 0 | 0.0079467 |  | 0 | 6.2657e-05 | 6.2657e-05 | 0 | 6.2657e-05 | 6.2657e-05 | 0 | 6.2657e-05 | 6.2657e-05 | 0 | 0 | 0 | [40 empty] | All EPR in 2020WLDFRElectric Reliability | WLDFR | HFTD - Distribution - Tier 2 - 4QU CoRE ¦ 3QU LoRE | Non-Red Flag Warning - Large Fires | 2022 | Electric Reliability | 0.69642 | 749.2523 | 2022 | Control | 0.1325 | 3 | 0 | esc | 0.15274 | 0.10637 | 0.15274 | 0.10637 | 0.15274 | 0.10637 | 0 | 0
[79 empty] | WLDFR | HFTD - Distribution - Tier 3 - 4QU CoRE ¦ 1QU LoRE | Non-Red Flag Warning - Small Fires | 2023 | 0 | 0 | 0 | 0 | 0.080408 | 0.03759 | 0.0016314 | 0.041187 | 0 | 0.0081378 | 0.0081378 | 0.0081378 | 0.0079467 |  | 0 | 0 | 0 | 0 | 6.4668e-05 | 6.4668e-05 | 0 | 6.4668e-05 | 6.4668e-05 | 0 | 6.4668e-05 | 6.4668e-05 | [40 empty] | All EPR in 2020WLDFRFinancial | WLDFR | HFTD - Distribution - Tier 2 - 4QU CoRE ¦ 3QU LoRE | Non-Red Flag Warning - Large Fires | 2022 | Financial | 2.942 | 749.2523 | 2022 | Control | 0.053 | 3 | 0 | esc | 0.055966 | 0.16465 | 0.055966 | 0.16465 | 0.055966 | 0.16465 | 0 | 0
[79 empty] | WLDFR | HFTD - Distribution - Tier 3 - 4QU CoRE ¦ 1QU LoRE | Non-Red Flag Warning - Small Fires | 2024 | 0 | 0 | 0 | 0 | 0.080408 | 0.03759 | 0.0016314 | 0.041187 | 0 | 0 | 0.0081378 | 0.0081378 | 0.0079467 |  | 0 | 0 | 0 | 0 | 0 | 0 | 0 | 6.4668e-05 | 6.4668e-05 | 0 | 6.4668e-05 | 6.4668e-05 | [40 empty] | All EPR in 2020WLDFRSafety | WLDFR | HFTD - Distribution - Tier 2 - 4QU CoRE ¦ 3QU LoRE | Non-Red Flag Warning - Large Fires | 2022 | Safety | 1.6022 | 749.2523 | 2022 | Control | 0.053 | 3 | 0 | esc | 0.055966 | 0.089668 | 0.055966 | 0.089668 | 0.055966 | 0.089668 | 0 | 0
[79 empty] | WLDFR | HFTD - Distribution - Tier 3 - 4QU CoRE ¦ 1QU LoRE | Non-Red Flag Warning - Small Fires | 2025 | 0 | 0 | 0 | 0 | 0.080408 | 0.03759 | 0.0016314 | 0.041187 | 0 | 0 | 0 | 0.0081378 | 0.0079467 |  | 0 | 0 | 0 | 0 | 0 | 0 | 0 | 0 | 0 | 0 | 6.4668e-05 | 6.4668e-05 | [40 empty] | All EPR in 2020WLDFRElectric Reliability | WLDFR | HFTD - Distribution - Tier 2 - 4QU CoRE ¦ 3QU LoRE | Non-Red Flag Warning - Large Fires | 2023 | Electric Reliability | 0.71896 | 749.2523 | 2023 | Control | 0.1325 | 3 | 0 | esc | 0 | 0 | 0.15274 | 0.10981 | 0.15274 | 0.10981 | 0.15274 | 0.10981
[79 empty] | WLDFR | HFTD - Distribution - Tier 3 - 4QU CoRE ¦ 1QU LoRE | Red Flag Warning - Catastrophic Fires | 2020 | 0 | 0 | 0 | 0 | 14146.1306 | 222.2294 | 8585.7228 | 5338.1784 | 813.2108 | 0 | 0 | 0 | 1.8272e-05 |  | 0 | 0.014859 | 0.014859 | 0 | 0 | 0 | 0 | 0 | 0 | 0 | 0 | 0 | [40 empty] | All EPR in 2020WLDFRFinancial | WLDFR | HFTD - Distribution - Tier 2 - 4QU CoRE ¦ 3QU LoRE | Non-Red Flag Warning - Large Fires | 2023 | Financial | 3.0715 | 749.2523 | 2023 | Control | 0.053 | 3 | 0 | esc | 0 | 0 | 0.055966 | 0.1719 | 0.055966 | 0.1719 | 0.055966 | 0.1719
[79 empty] | WLDFR | HFTD - Distribution - Tier 3 - 4QU CoRE ¦ 1QU LoRE | Red Flag Warning - Catastrophic Fires | 2021 | 0 | 0 | 0 | 0 | 14146.1306 | 222.2294 | 8585.7228 | 5338.1784 | 813.2108 | 813.2108 | 0 | 0 | 1.8272e-05 |  | 0 | 0.014859 | 0.014859 | 0 | 0.014859 | 0.014859 | 0 | 0 | 0 | 0 | 0 | 0 | [40 empty] | All EPR in 2020WLDFRSafety | WLDFR | HFTD - Distribution - Tier 2 - 4QU CoRE ¦ 3QU LoRE | Non-Red Flag Warning - Large Fires | 2023 | Safety | 1.6846 | 749.2523 | 2023 | Control | 0.053 | 3 | 0 | esc | 0 | 0 | 0.055966 | 0.094279 | 0.055966 | 0.094279 | 0.055966 | 0.094279
[79 empty] | WLDFR | HFTD - Distribution - Tier 3 - 4QU CoRE ¦ 1QU LoRE | Red Flag Warning - Catastrophic Fires | 2022 | 0 | 0 | 0 | 0 | 14146.1306 | 222.2294 | 8585.7228 | 5338.1784 | 813.2108 | 813.2108 | 813.2108 | 0 | 1.8272e-05 |  | 0 | 0.014859 | 0.014859 | 0 | 0.014859 | 0.014859 | 0 | 0.014859 | 0.014859 | 0 | 0 | 0 | [40 empty] | All EPR in 2020WLDFRElectric Reliability | WLDFR | HFTD - Distribution - Tier 2 - 4QU CoRE ¦ 3QU LoRE | Non-Red Flag Warning - Large Fires | 2024 | Electric Reliability | 0.71896 | 749.2523 | 2024 | Control | 0.1325 | 3 | 0 | esc | 0 | 0 | 0 | 0 | 0.15274 | 0.10981 | 0.15274 | 0.10981
[79 empty] | WLDFR | HFTD - Distribution - Tier 3 - 4QU CoRE ¦ 1QU LoRE | Red Flag Warning - Catastrophic Fires | 2023 | 0 | 0 | 0 | 0 | 14664.6376 | 233.2301 | 8896.516 | 5534.8915 | 0 | 843.2942 | 843.2942 | 843.2942 | 1.8272e-05 |  | 0 | 0 | 0 | 0 | 0.015409 | 0.015409 | 0 | 0.015409 | 0.015409 | 0 | 0.015409 | 0.015409 | [40 empty] | All EPR in 2020WLDFRFinancial | WLDFR | HFTD - Distribution - Tier 2 - 4QU CoRE ¦ 3QU LoRE | Non-Red Flag Warning - Large Fires | 2024 | Financial | 3.0715 | 749.2523 | 2024 | Control | 0.053 | 3 | 0 | esc | 0 | 0 | 0 | 0 | 0.055966 | 0.1719 | 0.055966 | 0.1719
[79 empty] | WLDFR | HFTD - Distribution - Tier 3 - 4QU CoRE ¦ 1QU LoRE | Red Flag Warning - Catastrophic Fires | 2024 | 0 | 0 | 0 | 0 | 14664.6376 | 233.2301 | 8896.516 | 5534.8915 | 0 | 0 | 843.2942 | 843.2942 | 1.8272e-05 |  | 0 | 0 | 0 | 0 | 0 | 0 | 0 | 0.015409 | 0.015409 | 0 | 0.015409 | 0.015409 | [40 empty] | All EPR in 2020WLDFRSafety | WLDFR | HFTD - Distribution - Tier 2 - 4QU CoRE ¦ 3QU LoRE | Non-Red Flag Warning - Large Fires | 2024 | Safety | 1.6846 | 749.2523 | 2024 | Control | 0.053 | 3 | 0 | esc | 0 | 0 | 0 | 0 | 0.055966 | 0.094279 | 0.055966 | 0.094279
[79 empty] | WLDFR | HFTD - Distribution - Tier 3 - 4QU CoRE ¦ 1QU LoRE | Red Flag Warning - Catastrophic Fires | 2025 | 0 | 0 | 0 | 0 | 14664.6376 | 233.2301 | 8896.516 | 5534.8915 | 0 | 0 | 0 | 843.2942 | 1.8272e-05 |  | 0 | 0 | 0 | 0 | 0 | 0 | 0 | 0 | 0 | 0 | 0.015409 | 0.015409 | [40 empty] | All EPR in 2020WLDFRElectric Reliability | WLDFR | HFTD - Distribution - Tier 2 - 4QU CoRE ¦ 3QU LoRE | Non-Red Flag Warning - Large Fires | 2025 | Electric Reliability | 0.71896 | 749.2523 | 2025 | Control | 0.1325 | 3 | 0 | esc | 0 | 0 | 0 | 0 | 0 | 0 | 0.15274 | 0.10981
[79 empty] | WLDFR | HFTD - Distribution - Tier 3 - 4QU CoRE ¦ 1QU LoRE | Red Flag Warning - Destructive Fires | 2020 | 0 | 0 | 0 | 0 | 8807.9522 | 222.2294 | 8585.7228 | 0 | 514.4532 | 0 | 0 | 0 | 2.8609e-06 |  | 0 | 0.0014718 | 0.0014718 | 0 | 0 | 0 | 0 | 0 | 0 | 0 | 0 | 0 | [40 empty] | All EPR in 2020WLDFRFinancial | WLDFR | HFTD - Distribution - Tier 2 - 4QU CoRE ¦ 3QU LoRE | Non-Red Flag Warning - Large Fires | 2025 | Financial | 3.0715 | 749.2523 | 2025 | Control | 0.053 | 3 | 0 | esc | 0 | 0 | 0 | 0 | 0 | 0 | 0.055966 | 0.1719
[79 empty] | WLDFR | HFTD - Distribution - Tier 3 - 4QU CoRE ¦ 1QU LoRE | Red Flag Warning - Destructive Fires | 2021 | 0 | 0 | 0 | 0 | 8807.9522 | 222.2294 | 8585.7228 | 0 | 514.4532 | 514.4532 | 0 | 0 | 2.8609e-06 |  | 0 | 0.0014718 | 0.0014718 | 0 | 0.0014718 | 0.0014718 | 0 | 0 | 0 | 0 | 0 | 0 | [40 empty] | All EPR in 2020WLDFRSafety | WLDFR | HFTD - Distribution - Tier 2 - 4QU CoRE ¦ 3QU LoRE | Non-Red Flag Warning - Large Fires | 2025 | Safety | 1.6846 | 749.2523 | 2025 | Control | 0.053 | 3 | 0 | esc | 0 | 0 | 0 | 0 | 0 | 0 | 0.055966 | 0.094279
[79 empty] | WLDFR | HFTD - Distribution - Tier 3 - 4QU CoRE ¦ 1QU LoRE | Red Flag Warning - Destructive Fires | 2022 | 0 | 0 | 0 | 0 | 8807.9522 | 222.2294 | 8585.7228 | 0 | 514.4532 | 514.4532 | 514.4532 | 0 | 2.8609e-06 |  | 0 | 0.0014718 | 0.0014718 | 0 | 0.0014718 | 0.0014718 | 0 | 0.0014718 | 0.0014718 | 0 | 0 | 0 | [40 empty] | All EPR in 2020WLDFRElectric Reliability | WLDFR | HFTD - Distribution - Tier 2 - 4QU CoRE ¦ 3QU LoRE | Non-Red Flag Warning - Small Fires | 2021 | Electric Reliability | 0.036425 | 749.2523 | 2021 | Control | 0.1325 | 3 | 0 | esc | 0.15274 | 0.0055635 | 0.15274 | 0.0055635 | 0 | 0 | 0 | 0
[79 empty] | WLDFR | HFTD - Distribution - Tier 3 - 4QU CoRE ¦ 1QU LoRE | Red Flag Warning - Destructive Fires | 2023 | 0 | 0 | 0 | 0 | 9129.7461 | 233.2301 | 8896.516 | 0 | 0 | 533.5273 | 533.5273 | 533.5273 | 2.8609e-06 |  | 0 | 0 | 0 | 0 | 0.0015263 | 0.0015263 | 0 | 0.0015263 | 0.0015263 | 0 | 0.0015263 | 0.0015263 | [40 empty] | All EPR in 2020WLDFRFinancial | WLDFR | HFTD - Distribution - Tier 2 - 4QU CoRE ¦ 3QU LoRE | Non-Red Flag Warning - Small Fires | 2021 | Financial | 0.0015809 | 749.2523 | 2021 | Control | 0.053 | 3 | 0 | esc | 0.055966 | 8.8475e-05 | 0.055966 | 8.8475e-05 | 0 | 0 | 0 | 0
[79 empty] | WLDFR | HFTD - Distribution - Tier 3 - 4QU CoRE ¦ 1QU LoRE | Red Flag Warning - Destructive Fires | 2024 | 0 | 0 | 0 | 0 | 9129.7461 | 233.2301 | 8896.516 | 0 | 0 | 0 | 533.5273 | 533.5273 | 2.8609e-06 |  | 0 | 0 | 0 | 0 | 0 | 0 | 0 | 0.0015263 | 0.0015263 | 0 | 0.0015263 | 0.0015263 | [40 empty] | All EPR in 2020WLDFRSafety | WLDFR | HFTD - Distribution - Tier 2 - 4QU CoRE ¦ 3QU LoRE | Non-Red Flag Warning - Small Fires | 2021 | Safety | 0.039895 | 749.2523 | 2021 | Control | 0.053 | 3 | 0 | esc | 0.055966 | 0.0022328 | 0.055966 | 0.0022328 | 0 | 0 | 0 | 0
[79 empty] | WLDFR | HFTD - Distribution - Tier 3 - 4QU CoRE ¦ 1QU LoRE | Red Flag Warning - Destructive Fires | 2025 | 0 | 0 | 0 | 0 | 9129.7461 | 233.2301 | 8896.516 | 0 | 0 | 0 | 0 | 533.5273 | 2.8609e-06 |  | 0 | 0 | 0 | 0 | 0 | 0 | 0 | 0 | 0 | 0 | 0.0015263 | 0.0015263 | [40 empty] | All EPR in 2020WLDFRElectric Reliability | WLDFR | HFTD - Distribution - Tier 2 - 4QU CoRE ¦ 3QU LoRE | Non-Red Flag Warning - Small Fires | 2022 | Electric Reliability | 0.036425 | 749.2523 | 2022 | Control | 0.1325 | 3 | 0 | esc | 0.15274 | 0.0055635 | 0.15274 | 0.0055635 | 0.15274 | 0.0055635 | 0 | 0
[79 empty] | WLDFR | HFTD - Distribution - Tier 3 - 4QU CoRE ¦ 1QU LoRE | Red Flag Warning - Large Fires | 2020 | 0 | 0 | 0 | 0 | 5.2406 | 0.69642 | 2.942 | 1.6022 | 0.36069 | 0 | 0 | 0 | 3.8557e-05 |  | 0 | 1.3907e-05 | 1.3907e-05 | 0 | 0 | 0 | 0 | 0 | 0 | 0 | 0 | 0 | [40 empty] | All EPR in 2020WLDFRFinancial | WLDFR | HFTD - Distribution - Tier 2 - 4QU CoRE ¦ 3QU LoRE | Non-Red Flag Warning - Small Fires | 2022 | Financial | 0.0015809 | 749.2523 | 2022 | Control | 0.053 | 3 | 0 | esc | 0.055966 | 8.8475e-05 | 0.055966 | 8.8475e-05 | 0.055966 | 8.8475e-05 | 0 | 0
[79 empty] | WLDFR | HFTD - Distribution - Tier 3 - 4QU CoRE ¦ 1QU LoRE | Red Flag Warning - Large Fires | 2021 | 0 | 0 | 0 | 0 | 5.2406 | 0.69642 | 2.942 | 1.6022 | 0.36069 | 0.36069 | 0 | 0 | 3.8557e-05 |  | 0 | 1.3907e-05 | 1.3907e-05 | 0 | 1.3907e-05 | 1.3907e-05 | 0 | 0 | 0 | 0 | 0 | 0 | [40 empty] | All EPR in 2020WLDFRSafety | WLDFR | HFTD - Distribution - Tier 2 - 4QU CoRE ¦ 3QU LoRE | Non-Red Flag Warning - Small Fires | 2022 | Safety | 0.039895 | 749.2523 | 2022 | Control | 0.053 | 3 | 0 | esc | 0.055966 | 0.0022328 | 0.055966 | 0.0022328 | 0.055966 | 0.0022328 | 0 | 0
[79 empty] | WLDFR | HFTD - Distribution - Tier 3 - 4QU CoRE ¦ 1QU LoRE | Red Flag Warning - Large Fires | 2022 | 0 | 0 | 0 | 0 | 5.2406 | 0.69642 | 2.942 | 1.6022 | 0.36069 | 0.36069 | 0.36069 | 0 | 3.8557e-05 |  | 0 | 1.3907e-05 | 1.3907e-05 | 0 | 1.3907e-05 | 1.3907e-05 | 0 | 1.3907e-05 | 1.3907e-05 | 0 | 0 | 0 | [40 empty] | All EPR in 2020WLDFRElectric Reliability | WLDFR | HFTD - Distribution - Tier 2 - 4QU CoRE ¦ 3QU LoRE | Non-Red Flag Warning - Small Fires | 2023 | Electric Reliability | 0.03759 | 749.2523 | 2023 | Control | 0.1325 | 3 | 0 | esc | 0 | 0 | 0.15274 | 0.0057414 | 0.15274 | 0.0057414 | 0.15274 | 0.0057414
[79 empty] | WLDFR | HFTD - Distribution - Tier 3 - 4QU CoRE ¦ 1QU LoRE | Red Flag Warning - Large Fires | 2023 | 0 | 0 | 0 | 0 | 5.475 | 0.71896 | 3.0715 | 1.6846 | 0 | 0.37599 | 0.37599 | 0.37599 | 3.8557e-05 |  | 0 | 0 | 0 | 0 | 1.4497e-05 | 1.4497e-05 | 0 | 1.4497e-05 | 1.4497e-05 | 0 | 1.4497e-05 | 1.4497e-05 | [40 empty] | All EPR in 2020WLDFRFinancial | WLDFR | HFTD - Distribution - Tier 2 - 4QU CoRE ¦ 3QU LoRE | Non-Red Flag Warning - Small Fires | 2023 | Financial | 0.0016314 | 749.2523 | 2023 | Control | 0.053 | 3 | 0 | esc | 0 | 0 | 0.055966 | 9.1305e-05 | 0.055966 | 9.1305e-05 | 0.055966 | 9.1305e-05
[79 empty] | WLDFR | HFTD - Distribution - Tier 3 - 4QU CoRE ¦ 1QU LoRE | Red Flag Warning - Large Fires | 2024 | 0 | 0 | 0 | 0 | 5.475 | 0.71896 | 3.0715 | 1.6846 | 0 | 0 | 0.37599 | 0.37599 | 3.8557e-05 |  | 0 | 0 | 0 | 0 | 0 | 0 | 0 | 1.4497e-05 | 1.4497e-05 | 0 | 1.4497e-05 | 1.4497e-05 | [40 empty] | All EPR in 2020WLDFRSafety | WLDFR | HFTD - Distribution - Tier 2 - 4QU CoRE ¦ 3QU LoRE | Non-Red Flag Warning - Small Fires | 2023 | Safety | 0.041187 | 749.2523 | 2023 | Control | 0.053 | 3 | 0 | esc | 0 | 0 | 0.055966 | 0.0023051 | 0.055966 | 0.0023051 | 0.055966 | 0.0023051
[79 empty] | WLDFR | HFTD - Distribution - Tier 3 - 4QU CoRE ¦ 1QU LoRE | Red Flag Warning - Large Fires | 2025 | 0 | 0 | 0 | 0 | 5.475 | 0.71896 | 3.0715 | 1.6846 | 0 | 0 | 0 | 0.37599 | 3.8557e-05 |  | 0 | 0 | 0 | 0 | 0 | 0 | 0 | 0 | 0 | 0 | 1.4497e-05 | 1.4497e-05 | [40 empty] | All EPR in 2020WLDFRElectric Reliability | WLDFR | HFTD - Distribution - Tier 2 - 4QU CoRE ¦ 3QU LoRE | Non-Red Flag Warning - Small Fires | 2024 | Electric Reliability | 0.03759 | 749.2523 | 2024 | Control | 0.1325 | 3 | 0 | esc | 0 | 0 | 0 | 0 | 0.15274 | 0.0057414 | 0.15274 | 0.0057414
[79 empty] | WLDFR | HFTD - Distribution - Tier 3 - 4QU CoRE ¦ 1QU LoRE | Red Flag Warning - Small Fires | 2020 | 0 | 0 | 0 | 0 | 0.077901 | 0.036425 | 0.0015809 | 0.039895 | 0.0078847 | 0 | 0 | 0 | 0.0011208 |  | 0 | 8.8375e-06 | 8.8375e-06 | 0 | 0 | 0 | 0 | 0 | 0 | 0 | 0 | 0 | [40 empty] | All EPR in 2020WLDFRFinancial | WLDFR | HFTD - Distribution - Tier 2 - 4QU CoRE ¦ 3QU LoRE | Non-Red Flag Warning - Small Fires | 2024 | Financial | 0.0016314 | 749.2523 | 2024 | Control | 0.053 | 3 | 0 | esc | 0 | 0 | 0 | 0 | 0.055966 | 9.1305e-05 | 0.055966 | 9.1305e-05
[79 empty] | WLDFR | HFTD - Distribution - Tier 3 - 4QU CoRE ¦ 1QU LoRE | Red Flag Warning - Small Fires | 2021 | 0 | 0 | 0 | 0 | 0.077901 | 0.036425 | 0.0015809 | 0.039895 | 0.0078847 | 0.0078847 | 0 | 0 | 0.0011208 |  | 0 | 8.8375e-06 | 8.8375e-06 | 0 | 8.8375e-06 | 8.8375e-06 | 0 | 0 | 0 | 0 | 0 | 0 | [40 empty] | All EPR in 2020WLDFRSafety | WLDFR | HFTD - Distribution - Tier 2 - 4QU CoRE ¦ 3QU LoRE | Non-Red Flag Warning - Small Fires | 2024 | Safety | 0.041187 | 749.2523 | 2024 | Control | 0.053 | 3 | 0 | esc | 0 | 0 | 0 | 0 | 0.055966 | 0.0023051 | 0.055966 | 0.0023051
[79 empty] | WLDFR | HFTD - Distribution - Tier 3 - 4QU CoRE ¦ 1QU LoRE | Red Flag Warning - Small Fires | 2022 | 0 | 0 | 0 | 0 | 0.077901 | 0.036425 | 0.0015809 | 0.039895 | 0.0078847 | 0.0078847 | 0.0078847 | 0 | 0.0011208 |  | 0 | 8.8375e-06 | 8.8375e-06 | 0 | 8.8375e-06 | 8.8375e-06 | 0 | 8.8375e-06 | 8.8375e-06 | 0 | 0 | 0 | [40 empty] | All EPR in 2020WLDFRElectric Reliability | WLDFR | HFTD - Distribution - Tier 2 - 4QU CoRE ¦ 3QU LoRE | Non-Red Flag Warning - Small Fires | 2025 | Electric Reliability | 0.03759 | 749.2523 | 2025 | Control | 0.1325 | 3 | 0 | esc | 0 | 0 | 0 | 0 | 0 | 0 | 0.15274 | 0.0057414
[79 empty] | WLDFR | HFTD - Distribution - Tier 3 - 4QU CoRE ¦ 1QU LoRE | Red Flag Warning - Small Fires | 2023 | 0 | 0 | 0 | 0 | 0.080408 | 0.03759 | 0.0016314 | 0.041187 | 0 | 0.0081378 | 0.0081378 | 0.0081378 | 0.0011208 |  | 0 | 0 | 0 | 0 | 9.1212e-06 | 9.1212e-06 | 0 | 9.1212e-06 | 9.1212e-06 | 0 | 9.1212e-06 | 9.1212e-06 | [40 empty] | All EPR in 2020WLDFRFinancial | WLDFR | HFTD - Distribution - Tier 2 - 4QU CoRE ¦ 3QU LoRE | Non-Red Flag Warning - Small Fires | 2025 | Financial | 0.0016314 | 749.2523 | 2025 | Control | 0.053 | 3 | 0 | esc | 0 | 0 | 0 | 0 | 0 | 0 | 0.055966 | 9.1305e-05
[79 empty] | WLDFR | HFTD - Distribution - Tier 3 - 4QU CoRE ¦ 1QU LoRE | Red Flag Warning - Small Fires | 2024 | 0 | 0 | 0 | 0 | 0.080408 | 0.03759 | 0.0016314 | 0.041187 | 0 | 0 | 0.0081378 | 0.0081378 | 0.0011208 |  | 0 | 0 | 0 | 0 | 0 | 0 | 0 | 9.1212e-06 | 9.1212e-06 | 0 | 9.1212e-06 | 9.1212e-06 | [40 empty] | All EPR in 2020WLDFRSafety | WLDFR | HFTD - Distribution - Tier 2 - 4QU CoRE ¦ 3QU LoRE | Non-Red Flag Warning - Small Fires | 2025 | Safety | 0.041187 | 749.2523 | 2025 | Control | 0.053 | 3 | 0 | esc | 0 | 0 | 0 | 0 | 0 | 0 | 0.055966 | 0.0023051
[79 empty] | WLDFR | HFTD - Distribution - Tier 3 - 4QU CoRE ¦ 1QU LoRE | Red Flag Warning - Small Fires | 2025 | 0 | 0 | 0 | 0 | 0.080408 | 0.03759 | 0.0016314 | 0.041187 | 0 | 0 | 0 | 0.0081378 | 0.0011208 |  | 0 | 0 | 0 | 0 | 0 | 0 | 0 | 0 | 0 | 0 | 9.1212e-06 | 9.1212e-06 | [40 empty] | All EPR in 2020WLDFRElectric Reliability | WLDFR | HFTD - Distribution - Tier 2 - 4QU CoRE ¦ 3QU LoRE | Red Flag Warning - Catastrophic Fires | 2021 | Electric Reliability | 222.2294 | 749.2523 | 2021 | Control | 0.1325 | 3 | 0 | esc | 0.15274 | 33.9428 | 0.15274 | 33.9428 | 0 | 0 | 0 | 0
[79 empty] | WLDFR | HFTD - Distribution - Tier 3 - 4QU CoRE ¦ 1QU LoRE | Seismic - Non-Red Flag Warning - Catastrophic Fires | 2020 | 0 | 0 | 0 | 0 | 21083.8428 | 409.2237 | 13469.0878 | 7205.5313 | 1219.584 | 0 | 0 | 0 | 5.973e-10 |  | 0 | 7.2846e-07 | 7.2846e-07 | 0 | 0 | 0 | 0 | 0 | 0 | 0 | 0 | 0 | [40 empty] | All EPR in 2020WLDFRFinancial | WLDFR | HFTD - Distribution - Tier 2 - 4QU CoRE ¦ 3QU LoRE | Red Flag Warning - Catastrophic Fires | 2021 | Financial | 8585.7228 | 749.2523 | 2021 | Control | 0.053 | 3 | 0 | esc | 0.055966 | 480.5104 | 0.055966 | 480.5104 | 0 | 0 | 0 | 0
[79 empty] | WLDFR | HFTD - Distribution - Tier 3 - 4QU CoRE ¦ 1QU LoRE | Seismic - Non-Red Flag Warning - Catastrophic Fires | 2021 | 0 | 0 | 0 | 0 | 21083.8428 | 409.2237 | 13469.0878 | 7205.5313 | 1219.584 | 1219.584 | 0 | 0 | 5.973e-10 |  | 0 | 7.2846e-07 | 7.2846e-07 | 0 | 7.2846e-07 | 7.2846e-07 | 0 | 0 | 0 | 0 | 0 | 0 | [40 empty] | All EPR in 2020WLDFRSafety | WLDFR | HFTD - Distribution - Tier 2 - 4QU CoRE ¦ 3QU LoRE | Red Flag Warning - Catastrophic Fires | 2021 | Safety | 5338.1784 | 749.2523 | 2021 | Control | 0.053 | 3 | 0 | esc | 0.055966 | 298.7576 | 0.055966 | 298.7576 | 0 | 0 | 0 | 0
[79 empty] | WLDFR | HFTD - Distribution - Tier 3 - 4QU CoRE ¦ 1QU LoRE | Seismic - Non-Red Flag Warning - Catastrophic Fires | 2022 | 0 | 0 | 0 | 0 | 21083.8428 | 409.2237 | 13469.0878 | 7205.5313 | 1219.584 | 1219.584 | 1219.584 | 0 | 5.973e-10 |  | 0 | 7.2846e-07 | 7.2846e-07 | 0 | 7.2846e-07 | 7.2846e-07 | 0 | 7.2846e-07 | 7.2846e-07 | 0 | 0 | 0 | [40 empty] | All EPR in 2020WLDFRElectric Reliability | WLDFR | HFTD - Distribution - Tier 2 - 4QU CoRE ¦ 3QU LoRE | Red Flag Warning - Catastrophic Fires | 2022 | Electric Reliability | 222.2294 | 749.2523 | 2022 | Control | 0.1325 | 3 | 0 | esc | 0.15274 | 33.9428 | 0.15274 | 33.9428 | 0.15274 | 33.9428 | 0 | 0
[79 empty] | WLDFR | HFTD - Distribution - Tier 3 - 4QU CoRE ¦ 1QU LoRE | Seismic - Non-Red Flag Warning - Catastrophic Fires | 2023 | 0 | 0 | 0 | 0 | 21835.9781 | 428.6023 | 13939.561 | 7467.8148 | 0 | 1263.5534 | 1263.5534 | 1263.5534 | 5.973e-10 |  | 0 | 0 | 0 | 0 | 7.5472e-07 | 7.5472e-07 | 0 | 7.5472e-07 | 7.5472e-07 | 0 | 7.5472e-07 | 7.5472e-07 | [40 empty] | All EPR in 2020WLDFRFinancial | WLDFR | HFTD - Distribution - Tier 2 - 4QU CoRE ¦ 3QU LoRE | Red Flag Warning - Catastrophic Fires | 2022 | Financial | 8585.7228 | 749.2523 | 2022 | Control | 0.053 | 3 | 0 | esc | 0.055966 | 480.5104 | 0.055966 | 480.5104 | 0.055966 | 480.5104 | 0 | 0
[79 empty] | WLDFR | HFTD - Distribution - Tier 3 - 4QU CoRE ¦ 1QU LoRE | Seismic - Non-Red Flag Warning - Catastrophic Fires | 2024 | 0 | 0 | 0 | 0 | 21835.9781 | 428.6023 | 13939.561 | 7467.8148 | 0 | 0 | 1263.5534 | 1263.5534 | 5.973e-10 |  | 0 | 0 | 0 | 0 | 0 | 0 | 0 | 7.5472e-07 | 7.5472e-07 | 0 | 7.5472e-07 | 7.5472e-07 | [40 empty] | All EPR in 2020WLDFRSafety | WLDFR | HFTD - Distribution - Tier 2 - 4QU CoRE ¦ 3QU LoRE | Red Flag Warning - Catastrophic Fires | 2022 | Safety | 5338.1784 | 749.2523 | 2022 | Control | 0.053 | 3 | 0 | esc | 0.055966 | 298.7576 | 0.055966 | 298.7576 | 0.055966 | 298.7576 | 0 | 0
[79 empty] | WLDFR | HFTD - Distribution - Tier 3 - 4QU CoRE ¦ 1QU LoRE | Seismic - Non-Red Flag Warning - Catastrophic Fires | 2025 | 0 | 0 | 0 | 0 | 21835.9781 | 428.6023 | 13939.561 | 7467.8148 | 0 | 0 | 0 | 1263.5534 | 5.973e-10 |  | 0 | 0 | 0 | 0 | 0 | 0 | 0 | 0 | 0 | 0 | 7.5472e-07 | 7.5472e-07 | [40 empty] | All EPR in 2020WLDFRElectric Reliability | WLDFR | HFTD - Distribution - Tier 2 - 4QU CoRE ¦ 3QU LoRE | Red Flag Warning - Catastrophic Fires | 2023 | Electric Reliability | 233.2301 | 749.2523 | 2023 | Control | 0.1325 | 3 | 0 | esc | 0 | 0 | 0.15274 | 35.623 | 0.15274 | 35.623 | 0.15274 | 35.623
[79 empty] | WLDFR | HFTD - Distribution - Tier 3 - 4QU CoRE ¦ 1QU LoRE | Seismic - Red Flag Warning - Catastrophic Fires | 2020 | 0 | 0 | 0 | 0 | 21083.8428 | 409.2237 | 13469.0878 | 7205.5313 | 1219.584 | 0 | 0 | 0 | 2.5761e-08 |  | 0 | 3.1417e-05 | 3.1417e-05 | 0 | 0 | 0 | 0 | 0 | 0 | 0 | 0 | 0 | [40 empty] | All EPR in 2020WLDFRFinancial | WLDFR | HFTD - Distribution - Tier 2 - 4QU CoRE ¦ 3QU LoRE | Red Flag Warning - Catastrophic Fires | 2023 | Financial | 8896.516 | 749.2523 | 2023 | Control | 0.053 | 3 | 0 | esc | 0 | 0 | 0.055966 | 497.9043 | 0.055966 | 497.9043 | 0.055966 | 497.9043
[79 empty] | WLDFR | HFTD - Distribution - Tier 3 - 4QU CoRE ¦ 1QU LoRE | Seismic - Red Flag Warning - Catastrophic Fires | 2021 | 0 | 0 | 0 | 0 | 21083.8428 | 409.2237 | 13469.0878 | 7205.5313 | 1219.584 | 1219.584 | 0 | 0 | 2.5761e-08 |  | 0 | 3.1417e-05 | 3.1417e-05 | 0 | 3.1417e-05 | 3.1417e-05 | 0 | 0 | 0 | 0 | 0 | 0 | [40 empty] | All EPR in 2020WLDFRSafety | WLDFR | HFTD - Distribution - Tier 2 - 4QU CoRE ¦ 3QU LoRE | Red Flag Warning - Catastrophic Fires | 2023 | Safety | 5534.8915 | 749.2523 | 2023 | Control | 0.053 | 3 | 0 | esc | 0 | 0 | 0.055966 | 309.7669 | 0.055966 | 309.7669 | 0.055966 | 309.7669
[79 empty] | WLDFR | HFTD - Distribution - Tier 3 - 4QU CoRE ¦ 1QU LoRE | Seismic - Red Flag Warning - Catastrophic Fires | 2022 | 0 | 0 | 0 | 0 | 21083.8428 | 409.2237 | 13469.0878 | 7205.5313 | 1219.584 | 1219.584 | 1219.584 | 0 | 2.5761e-08 |  | 0 | 3.1417e-05 | 3.1417e-05 | 0 | 3.1417e-05 | 3.1417e-05 | 0 | 3.1417e-05 | 3.1417e-05 | 0 | 0 | 0 | [40 empty] | All EPR in 2020WLDFRElectric Reliability | WLDFR | HFTD - Distribution - Tier 2 - 4QU CoRE ¦ 3QU LoRE | Red Flag Warning - Catastrophic Fires | 2024 | Electric Reliability | 233.2301 | 749.2523 | 2024 | Control | 0.1325 | 3 | 0 | esc | 0 | 0 | 0 | 0 | 0.15274 | 35.623 | 0.15274 | 35.623
[79 empty] | WLDFR | HFTD - Distribution - Tier 3 - 4QU CoRE ¦ 1QU LoRE | Seismic - Red Flag Warning - Catastrophic Fires | 2023 | 0 | 0 | 0 | 0 | 21835.9781 | 428.6023 | 13939.561 | 7467.8148 | 0 | 1263.5534 | 1263.5534 | 1263.5534 | 2.5761e-08 |  | 0 | 0 | 0 | 0 | 3.255e-05 | 3.255e-05 | 0 | 3.255e-05 | 3.255e-05 | 0 | 3.255e-05 | 3.255e-05 | [40 empty] | All EPR in 2020WLDFRFinancial | WLDFR | HFTD - Distribution - Tier 2 - 4QU CoRE ¦ 3QU LoRE | Red Flag Warning - Catastrophic Fires | 2024 | Financial | 8896.516 | 749.2523 | 2024 | Control | 0.053 | 3 | 0 | esc | 0 | 0 | 0 | 0 | 0.055966 | 497.9043 | 0.055966 | 497.9043
[79 empty] | WLDFR | HFTD - Distribution - Tier 3 - 4QU CoRE ¦ 1QU LoRE | Seismic - Red Flag Warning - Catastrophic Fires | 2024 | 0 | 0 | 0 | 0 | 21835.9781 | 428.6023 | 13939.561 | 7467.8148 | 0 | 0 | 1263.5534 | 1263.5534 | 2.5761e-08 |  | 0 | 0 | 0 | 0 | 0 | 0 | 0 | 3.255e-05 | 3.255e-05 | 0 | 3.255e-05 | 3.255e-05 | [40 empty] | All EPR in 2020WLDFRSafety | WLDFR | HFTD - Distribution - Tier 2 - 4QU CoRE ¦ 3QU LoRE | Red Flag Warning - Catastrophic Fires | 2024 | Safety | 5534.8915 | 749.2523 | 2024 | Control | 0.053 | 3 | 0 | esc | 0 | 0 | 0 | 0 | 0.055966 | 309.7669 | 0.055966 | 309.7669
[79 empty] | WLDFR | HFTD - Distribution - Tier 3 - 4QU CoRE ¦ 1QU LoRE | Seismic - Red Flag Warning - Catastrophic Fires | 2025 | 0 | 0 | 0 | 0 | 21835.9781 | 428.6023 | 13939.561 | 7467.8148 | 0 | 0 | 0 | 1263.5534 | 2.5761e-08 |  | 0 | 0 | 0 | 0 | 0 | 0 | 0 | 0 | 0 | 0 | 3.255e-05 | 3.255e-05 | [40 empty] | All EPR in 2020WLDFRElectric Reliability | WLDFR | HFTD - Distribution - Tier 2 - 4QU CoRE ¦ 3QU LoRE | Red Flag Warning - Catastrophic Fires | 2025 | Electric Reliability | 233.2301 | 749.2523 | 2025 | Control | 0.1325 | 3 | 0 | esc | 0 | 0 | 0 | 0 | 0 | 0 | 0.15274 | 35.623
[79 empty] | WLDFR | HFTD - Distribution - Tier 3 - 4QU CoRE ¦ 2QU LoRE | Non-Red Flag Warning - Catastrophic Fires | 2020 | 0 | 0 | 0 | 0 | 14146.1306 | 222.2294 | 8585.7228 | 5338.1784 | 813.2108 | 0 | 0 | 0 | 4.6393e-07 |  | 0 | 0.00037727 | 0.00037727 | 0 | 0 | 0 | 0 | 0 | 0 | 0 | 0 | 0 | [40 empty] | All EPR in 2020WLDFRFinancial | WLDFR | HFTD - Distribution - Tier 2 - 4QU CoRE ¦ 3QU LoRE | Red Flag Warning - Catastrophic Fires | 2025 | Financial | 8896.516 | 749.2523 | 2025 | Control | 0.053 | 3 | 0 | esc | 0 | 0 | 0 | 0 | 0 | 0 | 0.055966 | 497.9043
[79 empty] | WLDFR | HFTD - Distribution - Tier 3 - 4QU CoRE ¦ 2QU LoRE | Non-Red Flag Warning - Catastrophic Fires | 2021 | 0 | 0 | 0 | 0 | 14146.1306 | 222.2294 | 8585.7228 | 5338.1784 | 813.2108 | 813.2108 | 0 | 0 | 4.6393e-07 |  | 0 | 0.00037727 | 0.00037727 | 0 | 0.00037727 | 0.00037727 | 0 | 0 | 0 | 0 | 0 | 0 | [40 empty] | All EPR in 2020WLDFRSafety | WLDFR | HFTD - Distribution - Tier 2 - 4QU CoRE ¦ 3QU LoRE | Red Flag Warning - Catastrophic Fires | 2025 | Safety | 5534.8915 | 749.2523 | 2025 | Control | 0.053 | 3 | 0 | esc | 0 | 0 | 0 | 0 | 0 | 0 | 0.055966 | 309.7669
[79 empty] | WLDFR | HFTD - Distribution - Tier 3 - 4QU CoRE ¦ 2QU LoRE | Non-Red Flag Warning - Catastrophic Fires | 2022 | 0 | 0 | 0 | 0 | 14146.1306 | 222.2294 | 8585.7228 | 5338.1784 | 813.2108 | 813.2108 | 813.2108 | 0 | 4.6393e-07 |  | 0 | 0.00037727 | 0.00037727 | 0 | 0.00037727 | 0.00037727 | 0 | 0.00037727 | 0.00037727 | 0 | 0 | 0 | [40 empty] | All EPR in 2020WLDFRElectric Reliability | WLDFR | HFTD - Distribution - Tier 2 - 4QU CoRE ¦ 3QU LoRE | Red Flag Warning - Destructive Fires | 2021 | Electric Reliability | 222.2294 | 749.2523 | 2021 | Control | 0.1325 | 3 | 0 | esc | 0.15274 | 33.9428 | 0.15274 | 33.9428 | 0 | 0 | 0 | 0
[79 empty] | WLDFR | HFTD - Distribution - Tier 3 - 4QU CoRE ¦ 2QU LoRE | Non-Red Flag Warning - Catastrophic Fires | 2023 | 0 | 0 | 0 | 0 | 14664.6376 | 233.2301 | 8896.516 | 5534.8915 | 0 | 843.2942 | 843.2942 | 843.2942 | 4.6393e-07 |  | 0 | 0 | 0 | 0 | 0.00039123 | 0.00039123 | 0 | 0.00039123 | 0.00039123 | 0 | 0.00039123 | 0.00039123 | [40 empty] | All EPR in 2020WLDFRFinancial | WLDFR | HFTD - Distribution - Tier 2 - 4QU CoRE ¦ 3QU LoRE | Red Flag Warning - Destructive Fires | 2021 | Financial | 8585.7228 | 749.2523 | 2021 | Control | 0.053 | 3 | 0 | esc | 0.055966 | 480.5104 | 0.055966 | 480.5104 | 0 | 0 | 0 | 0
[79 empty] | WLDFR | HFTD - Distribution - Tier 3 - 4QU CoRE ¦ 2QU LoRE | Non-Red Flag Warning - Catastrophic Fires | 2024 | 0 | 0 | 0 | 0 | 14664.6376 | 233.2301 | 8896.516 | 5534.8915 | 0 | 0 | 843.2942 | 843.2942 | 4.6393e-07 |  | 0 | 0 | 0 | 0 | 0 | 0 | 0 | 0.00039123 | 0.00039123 | 0 | 0.00039123 | 0.00039123 | [40 empty] | All EPR in 2020WLDFRElectric Reliability | WLDFR | HFTD - Distribution - Tier 2 - 4QU CoRE ¦ 3QU LoRE | Red Flag Warning - Destructive Fires | 2022 | Electric Reliability | 222.2294 | 749.2523 | 2022 | Control | 0.1325 | 3 | 0 | esc | 0.15274 | 33.9428 | 0.15274 | 33.9428 | 0.15274 | 33.9428 | 0 | 0
[79 empty] | WLDFR | HFTD - Distribution - Tier 3 - 4QU CoRE ¦ 2QU LoRE | Non-Red Flag Warning - Catastrophic Fires | 2025 | 0 | 0 | 0 | 0 | 14664.6376 | 233.2301 | 8896.516 | 5534.8915 | 0 | 0 | 0 | 843.2942 | 4.6393e-07 |  | 0 | 0 | 0 | 0 | 0 | 0 | 0 | 0 | 0 | 0 | 0.00039123 | 0.00039123 | [40 empty] | All EPR in 2020WLDFRFinancial | WLDFR | HFTD - Distribution - Tier 2 - 4QU CoRE ¦ 3QU LoRE | Red Flag Warning - Destructive Fires | 2022 | Financial | 8585.7228 | 749.2523 | 2022 | Control | 0.053 | 3 | 0 | esc | 0.055966 | 480.5104 | 0.055966 | 480.5104 | 0.055966 | 480.5104 | 0 | 0
[79 empty] | WLDFR | HFTD - Distribution - Tier 3 - 4QU CoRE ¦ 2QU LoRE | Non-Red Flag Warning - Destructive Fires | 2020 | 0 | 0 | 0 | 0 | 8807.9522 | 222.2294 | 8585.7228 | 0 | 514.4532 | 0 | 0 | 0 | 5.8409e-07 |  | 0 | 0.00030048 | 0.00030048 | 0 | 0 | 0 | 0 | 0 | 0 | 0 | 0 | 0 | [40 empty] | All EPR in 2020WLDFRElectric Reliability | WLDFR | HFTD - Distribution - Tier 2 - 4QU CoRE ¦ 3QU LoRE | Red Flag Warning - Destructive Fires | 2023 | Electric Reliability | 233.2301 | 749.2523 | 2023 | Control | 0.1325 | 3 | 0 | esc | 0 | 0 | 0.15274 | 35.623 | 0.15274 | 35.623 | 0.15274 | 35.623
[79 empty] | WLDFR | HFTD - Distribution - Tier 3 - 4QU CoRE ¦ 2QU LoRE | Non-Red Flag Warning - Destructive Fires | 2021 | 0 | 0 | 0 | 0 | 8807.9522 | 222.2294 | 8585.7228 | 0 | 514.4532 | 514.4532 | 0 | 0 | 5.8409e-07 |  | 0 | 0.00030048 | 0.00030048 | 0 | 0.00030048 | 0.00030048 | 0 | 0 | 0 | 0 | 0 | 0 | [40 empty] | All EPR in 2020WLDFRFinancial | WLDFR | HFTD - Distribution - Tier 2 - 4QU CoRE ¦ 3QU LoRE | Red Flag Warning - Destructive Fires | 2023 | Financial | 8896.516 | 749.2523 | 2023 | Control | 0.053 | 3 | 0 | esc | 0 | 0 | 0.055966 | 497.9043 | 0.055966 | 497.9043 | 0.055966 | 497.9043
[79 empty] | WLDFR | HFTD - Distribution - Tier 3 - 4QU CoRE ¦ 2QU LoRE | Non-Red Flag Warning - Destructive Fires | 2022 | 0 | 0 | 0 | 0 | 8807.9522 | 222.2294 | 8585.7228 | 0 | 514.4532 | 514.4532 | 514.4532 | 0 | 5.8409e-07 |  | 0 | 0.00030048 | 0.00030048 | 0 | 0.00030048 | 0.00030048 | 0 | 0.00030048 | 0.00030048 | 0 | 0 | 0 | [40 empty] | All EPR in 2020WLDFRElectric Reliability | WLDFR | HFTD - Distribution - Tier 2 - 4QU CoRE ¦ 3QU LoRE | Red Flag Warning - Destructive Fires | 2024 | Electric Reliability | 233.2301 | 749.2523 | 2024 | Control | 0.1325 | 3 | 0 | esc | 0 | 0 | 0 | 0 | 0.15274 | 35.623 | 0.15274 | 35.623
[79 empty] | WLDFR | HFTD - Distribution - Tier 3 - 4QU CoRE ¦ 2QU LoRE | Non-Red Flag Warning - Destructive Fires | 2023 | 0 | 0 | 0 | 0 | 9129.7461 | 233.2301 | 8896.516 | 0 | 0 | 533.5273 | 533.5273 | 533.5273 | 5.8409e-07 |  | 0 | 0 | 0 | 0 | 0.00031163 | 0.00031163 | 0 | 0.00031163 | 0.00031163 | 0 | 0.00031163 | 0.00031163 | [40 empty] | All EPR in 2020WLDFRFinancial | WLDFR | HFTD - Distribution - Tier 2 - 4QU CoRE ¦ 3QU LoRE | Red Flag Warning - Destructive Fires | 2024 | Financial | 8896.516 | 749.2523 | 2024 | Control | 0.053 | 3 | 0 | esc | 0 | 0 | 0 | 0 | 0.055966 | 497.9043 | 0.055966 | 497.9043
[79 empty] | WLDFR | HFTD - Distribution - Tier 3 - 4QU CoRE ¦ 2QU LoRE | Non-Red Flag Warning - Destructive Fires | 2024 | 0 | 0 | 0 | 0 | 9129.7461 | 233.2301 | 8896.516 | 0 | 0 | 0 | 533.5273 | 533.5273 | 5.8409e-07 |  | 0 | 0 | 0 | 0 | 0 | 0 | 0 | 0.00031163 | 0.00031163 | 0 | 0.00031163 | 0.00031163 | [40 empty] | All EPR in 2020WLDFRElectric Reliability | WLDFR | HFTD - Distribution - Tier 2 - 4QU CoRE ¦ 3QU LoRE | Red Flag Warning - Destructive Fires | 2025 | Electric Reliability | 233.2301 | 749.2523 | 2025 | Control | 0.1325 | 3 | 0 | esc | 0 | 0 | 0 | 0 | 0 | 0 | 0.15274 | 35.623
[79 empty] | WLDFR | HFTD - Distribution - Tier 3 - 4QU CoRE ¦ 2QU LoRE | Non-Red Flag Warning - Destructive Fires | 2025 | 0 | 0 | 0 | 0 | 9129.7461 | 233.2301 | 8896.516 | 0 | 0 | 0 | 0 | 533.5273 | 5.8409e-07 |  | 0 | 0 | 0 | 0 | 0 | 0 | 0 | 0 | 0 | 0 | 0.00031163 | 0.00031163 | [40 empty] | All EPR in 2020WLDFRFinancial | WLDFR | HFTD - Distribution - Tier 2 - 4QU CoRE ¦ 3QU LoRE | Red Flag Warning - Destructive Fires | 2025 | Financial | 8896.516 | 749.2523 | 2025 | Control | 0.053 | 3 | 0 | esc | 0 | 0 | 0 | 0 | 0 | 0 | 0.055966 | 497.9043
[79 empty] | WLDFR | HFTD - Distribution - Tier 3 - 4QU CoRE ¦ 2QU LoRE | Non-Red Flag Warning - Large Fires | 2020 | 0 | 0 | 0 | 0 | 5.2406 | 0.69642 | 2.942 | 1.6022 | 0.36069 | 0 | 0 | 0 | 1.4075e-05 |  | 0 | 5.0767e-06 | 5.0767e-06 | 0 | 0 | 0 | 0 | 0 | 0 | 0 | 0 | 0 | [40 empty] | All EPR in 2020WLDFRElectric Reliability | WLDFR | HFTD - Distribution - Tier 2 - 4QU CoRE ¦ 3QU LoRE | Red Flag Warning - Large Fires | 2021 | Electric Reliability | 0.69642 | 749.2523 | 2021 | Control | 0.1325 | 3 | 0 | esc | 0.15274 | 0.10637 | 0.15274 | 0.10637 | 0 | 0 | 0 | 0
[79 empty] | WLDFR | HFTD - Distribution - Tier 3 - 4QU CoRE ¦ 2QU LoRE | Non-Red Flag Warning - Large Fires | 2021 | 0 | 0 | 0 | 0 | 5.2406 | 0.69642 | 2.942 | 1.6022 | 0.36069 | 0.36069 | 0 | 0 | 1.4075e-05 |  | 0 | 5.0767e-06 | 5.0767e-06 | 0 | 5.0767e-06 | 5.0767e-06 | 0 | 0 | 0 | 0 | 0 | 0 | [40 empty] | All EPR in 2020WLDFRFinancial | WLDFR | HFTD - Distribution - Tier 2 - 4QU CoRE ¦ 3QU LoRE | Red Flag Warning - Large Fires | 2021 | Financial | 2.942 | 749.2523 | 2021 | Control | 0.053 | 3 | 0 | esc | 0.055966 | 0.16465 | 0.055966 | 0.16465 | 0 | 0 | 0 | 0
[79 empty] | WLDFR | HFTD - Distribution - Tier 3 - 4QU CoRE ¦ 2QU LoRE | Non-Red Flag Warning - Large Fires | 2022 | 0 | 0 | 0 | 0 | 5.2406 | 0.69642 | 2.942 | 1.6022 | 0.36069 | 0.36069 | 0.36069 | 0 | 1.4075e-05 |  | 0 | 5.0767e-06 | 5.0767e-06 | 0 | 5.0767e-06 | 5.0767e-06 | 0 | 5.0767e-06 | 5.0767e-06 | 0 | 0 | 0 | [40 empty] | All EPR in 2020WLDFRSafety | WLDFR | HFTD - Distribution - Tier 2 - 4QU CoRE ¦ 3QU LoRE | Red Flag Warning - Large Fires | 2021 | Safety | 1.6022 | 749.2523 | 2021 | Control | 0.053 | 3 | 0 | esc | 0.055966 | 0.089668 | 0.055966 | 0.089668 | 0 | 0 | 0 | 0
[79 empty] | WLDFR | HFTD - Distribution - Tier 3 - 4QU CoRE ¦ 2QU LoRE | Non-Red Flag Warning - Large Fires | 2023 | 0 | 0 | 0 | 0 | 5.475 | 0.71896 | 3.0715 | 1.6846 | 0 | 0.37599 | 0.37599 | 0.37599 | 1.4075e-05 |  | 0 | 0 | 0 | 0 | 5.2921e-06 | 5.2921e-06 | 0 | 5.2921e-06 | 5.2921e-06 | 0 | 5.2921e-06 | 5.2921e-06 | [40 empty] | All EPR in 2020WLDFRElectric Reliability | WLDFR | HFTD - Distribution - Tier 2 - 4QU CoRE ¦ 3QU LoRE | Red Flag Warning - Large Fires | 2022 | Electric Reliability | 0.69642 | 749.2523 | 2022 | Control | 0.1325 | 3 | 0 | esc | 0.15274 | 0.10637 | 0.15274 | 0.10637 | 0.15274 | 0.10637 | 0 | 0
[79 empty] | WLDFR | HFTD - Distribution - Tier 3 - 4QU CoRE ¦ 2QU LoRE | Non-Red Flag Warning - Large Fires | 2024 | 0 | 0 | 0 | 0 | 5.475 | 0.71896 | 3.0715 | 1.6846 | 0 | 0 | 0.37599 | 0.37599 | 1.4075e-05 |  | 0 | 0 | 0 | 0 | 0 | 0 | 0 | 5.2921e-06 | 5.2921e-06 | 0 | 5.2921e-06 | 5.2921e-06 | [40 empty] | All EPR in 2020WLDFRFinancial | WLDFR | HFTD - Distribution - Tier 2 - 4QU CoRE ¦ 3QU LoRE | Red Flag Warning - Large Fires | 2022 | Financial | 2.942 | 749.2523 | 2022 | Control | 0.053 | 3 | 0 | esc | 0.055966 | 0.16465 | 0.055966 | 0.16465 | 0.055966 | 0.16465 | 0 | 0
[79 empty] | WLDFR | HFTD - Distribution - Tier 3 - 4QU CoRE ¦ 2QU LoRE | Non-Red Flag Warning - Large Fires | 2025 | 0 | 0 | 0 | 0 | 5.475 | 0.71896 | 3.0715 | 1.6846 | 0 | 0 | 0 | 0.37599 | 1.4075e-05 |  | 0 | 0 | 0 | 0 | 0 | 0 | 0 | 0 | 0 | 0 | 5.2921e-06 | 5.2921e-06 | [40 empty] | All EPR in 2020WLDFRSafety | WLDFR | HFTD - Distribution - Tier 2 - 4QU CoRE ¦ 3QU LoRE | Red Flag Warning - Large Fires | 2022 | Safety | 1.6022 | 749.2523 | 2022 | Control | 0.053 | 3 | 0 | esc | 0.055966 | 0.089668 | 0.055966 | 0.089668 | 0.055966 | 0.089668 | 0 | 0
[79 empty] | WLDFR | HFTD - Distribution - Tier 3 - 4QU CoRE ¦ 2QU LoRE | Non-Red Flag Warning - Small Fires | 2020 | 0 | 0 | 0 | 0 | 0.077901 | 0.036425 | 0.0015809 | 0.039895 | 0.0078847 | 0 | 0 | 0 | 0.0057253 |  | 0 | 4.5142e-05 | 4.5142e-05 | 0 | 0 | 0 | 0 | 0 | 0 | 0 | 0 | 0 | [40 empty] | All EPR in 2020WLDFRElectric Reliability | WLDFR | HFTD - Distribution - Tier 2 - 4QU CoRE ¦ 3QU LoRE | Red Flag Warning - Large Fires | 2023 | Electric Reliability | 0.71896 | 749.2523 | 2023 | Control | 0.1325 | 3 | 0 | esc | 0 | 0 | 0.15274 | 0.10981 | 0.15274 | 0.10981 | 0.15274 | 0.10981
[79 empty] | WLDFR | HFTD - Distribution - Tier 3 - 4QU CoRE ¦ 2QU LoRE | Non-Red Flag Warning - Small Fires | 2021 | 0 | 0 | 0 | 0 | 0.077901 | 0.036425 | 0.0015809 | 0.039895 | 0.0078847 | 0.0078847 | 0 | 0 | 0.0057253 |  | 0 | 4.5142e-05 | 4.5142e-05 | 0 | 4.5142e-05 | 4.5142e-05 | 0 | 0 | 0 | 0 | 0 | 0 | [40 empty] | All EPR in 2020WLDFRFinancial | WLDFR | HFTD - Distribution - Tier 2 - 4QU CoRE ¦ 3QU LoRE | Red Flag Warning - Large Fires | 2023 | Financial | 3.0715 | 749.2523 | 2023 | Control | 0.053 | 3 | 0 | esc | 0 | 0 | 0.055966 | 0.1719 | 0.055966 | 0.1719 | 0.055966 | 0.1719
[79 empty] | WLDFR | HFTD - Distribution - Tier 3 - 4QU CoRE ¦ 2QU LoRE | Non-Red Flag Warning - Small Fires | 2022 | 0 | 0 | 0 | 0 | 0.077901 | 0.036425 | 0.0015809 | 0.039895 | 0.0078847 | 0.0078847 | 0.0078847 | 0 | 0.0057253 |  | 0 | 4.5142e-05 | 4.5142e-05 | 0 | 4.5142e-05 | 4.5142e-05 | 0 | 4.5142e-05 | 4.5142e-05 | 0 | 0 | 0 | [40 empty] | All EPR in 2020WLDFRSafety | WLDFR | HFTD - Distribution - Tier 2 - 4QU CoRE ¦ 3QU LoRE | Red Flag Warning - Large Fires | 2023 | Safety | 1.6846 | 749.2523 | 2023 | Control | 0.053 | 3 | 0 | esc | 0 | 0 | 0.055966 | 0.094279 | 0.055966 | 0.094279 | 0.055966 | 0.094279
[79 empty] | WLDFR | HFTD - Distribution - Tier 3 - 4QU CoRE ¦ 2QU LoRE | Non-Red Flag Warning - Small Fires | 2023 | 0 | 0 | 0 | 0 | 0.080408 | 0.03759 | 0.0016314 | 0.041187 | 0 | 0.0081378 | 0.0081378 | 0.0081378 | 0.0057253 |  | 0 | 0 | 0 | 0 | 4.6591e-05 | 4.6591e-05 | 0 | 4.6591e-05 | 4.6591e-05 | 0 | 4.6591e-05 | 4.6591e-05 | [40 empty] | All EPR in 2020WLDFRElectric Reliability | WLDFR | HFTD - Distribution - Tier 2 - 4QU CoRE ¦ 3QU LoRE | Red Flag Warning - Large Fires | 2024 | Electric Reliability | 0.71896 | 749.2523 | 2024 | Control | 0.1325 | 3 | 0 | esc | 0 | 0 | 0 | 0 | 0.15274 | 0.10981 | 0.15274 | 0.10981
[79 empty] | WLDFR | HFTD - Distribution - Tier 3 - 4QU CoRE ¦ 2QU LoRE | Non-Red Flag Warning - Small Fires | 2024 | 0 | 0 | 0 | 0 | 0.080408 | 0.03759 | 0.0016314 | 0.041187 | 0 | 0 | 0.0081378 | 0.0081378 | 0.0057253 |  | 0 | 0 | 0 | 0 | 0 | 0 | 0 | 4.6591e-05 | 4.6591e-05 | 0 | 4.6591e-05 | 4.6591e-05 | [40 empty] | All EPR in 2020WLDFRFinancial | WLDFR | HFTD - Distribution - Tier 2 - 4QU CoRE ¦ 3QU LoRE | Red Flag Warning - Large Fires | 2024 | Financial | 3.0715 | 749.2523 | 2024 | Control | 0.053 | 3 | 0 | esc | 0 | 0 | 0 | 0 | 0.055966 | 0.1719 | 0.055966 | 0.1719
[79 empty] | WLDFR | HFTD - Distribution - Tier 3 - 4QU CoRE ¦ 2QU LoRE | Non-Red Flag Warning - Small Fires | 2025 | 0 | 0 | 0 | 0 | 0.080408 | 0.03759 | 0.0016314 | 0.041187 | 0 | 0 | 0 | 0.0081378 | 0.0057253 |  | 0 | 0 | 0 | 0 | 0 | 0 | 0 | 0 | 0 | 0 | 4.6591e-05 | 4.6591e-05 | [40 empty] | All EPR in 2020WLDFRSafety | WLDFR | HFTD - Distribution - Tier 2 - 4QU CoRE ¦ 3QU LoRE | Red Flag Warning - Large Fires | 2024 | Safety | 1.6846 | 749.2523 | 2024 | Control | 0.053 | 3 | 0 | esc | 0 | 0 | 0 | 0 | 0.055966 | 0.094279 | 0.055966 | 0.094279
[79 empty] | WLDFR | HFTD - Distribution - Tier 3 - 4QU CoRE ¦ 2QU LoRE | Red Flag Warning - Catastrophic Fires | 2020 | 0 | 0 | 0 | 0 | 14146.1306 | 222.2294 | 8585.7228 | 5338.1784 | 813.2108 | 0 | 0 | 0 | 1.1742e-05 |  | 0 | 0.009549 | 0.009549 | 0 | 0 | 0 | 0 | 0 | 0 | 0 | 0 | 0 | [40 empty] | All EPR in 2020WLDFRElectric Reliability | WLDFR | HFTD - Distribution - Tier 2 - 4QU CoRE ¦ 3QU LoRE | Red Flag Warning - Large Fires | 2025 | Electric Reliability | 0.71896 | 749.2523 | 2025 | Control | 0.1325 | 3 | 0 | esc | 0 | 0 | 0 | 0 | 0 | 0 | 0.15274 | 0.10981
[79 empty] | WLDFR | HFTD - Distribution - Tier 3 - 4QU CoRE ¦ 2QU LoRE | Red Flag Warning - Catastrophic Fires | 2021 | 0 | 0 | 0 | 0 | 14146.1306 | 222.2294 | 8585.7228 | 5338.1784 | 813.2108 | 813.2108 | 0 | 0 | 1.1742e-05 |  | 0 | 0.009549 | 0.009549 | 0 | 0.009549 | 0.009549 | 0 | 0 | 0 | 0 | 0 | 0 | [40 empty] | All EPR in 2020WLDFRFinancial | WLDFR | HFTD - Distribution - Tier 2 - 4QU CoRE ¦ 3QU LoRE | Red Flag Warning - Large Fires | 2025 | Financial | 3.0715 | 749.2523 | 2025 | Control | 0.053 | 3 | 0 | esc | 0 | 0 | 0 | 0 | 0 | 0 | 0.055966 | 0.1719
[79 empty] | WLDFR | HFTD - Distribution - Tier 3 - 4QU CoRE ¦ 2QU LoRE | Red Flag Warning - Catastrophic Fires | 2022 | 0 | 0 | 0 | 0 | 14146.1306 | 222.2294 | 8585.7228 | 5338.1784 | 813.2108 | 813.2108 | 813.2108 | 0 | 1.1742e-05 |  | 0 | 0.009549 | 0.009549 | 0 | 0.009549 | 0.009549 | 0 | 0.009549 | 0.009549 | 0 | 0 | 0 | [40 empty] | All EPR in 2020WLDFRSafety | WLDFR | HFTD - Distribution - Tier 2 - 4QU CoRE ¦ 3QU LoRE | Red Flag Warning - Large Fires | 2025 | Safety | 1.6846 | 749.2523 | 2025 | Control | 0.053 | 3 | 0 | esc | 0 | 0 | 0 | 0 | 0 | 0 | 0.055966 | 0.094279
[79 empty] | WLDFR | HFTD - Distribution - Tier 3 - 4QU CoRE ¦ 2QU LoRE | Red Flag Warning - Catastrophic Fires | 2023 | 0 | 0 | 0 | 0 | 14664.6376 | 233.2301 | 8896.516 | 5534.8915 | 0 | 843.2942 | 843.2942 | 843.2942 | 1.1742e-05 |  | 0 | 0 | 0 | 0 | 0.0099022 | 0.0099022 | 0 | 0.0099022 | 0.0099022 | 0 | 0.0099022 | 0.0099022 | [40 empty] | All EPR in 2020WLDFRElectric Reliability | WLDFR | HFTD - Distribution - Tier 2 - 4QU CoRE ¦ 3QU LoRE | Red Flag Warning - Small Fires | 2021 | Electric Reliability | 0.036425 | 749.2523 | 2021 | Control | 0.1325 | 3 | 0 | esc | 0.15274 | 0.0055635 | 0.15274 | 0.0055635 | 0 | 0 | 0 | 0
[79 empty] | WLDFR | HFTD - Distribution - Tier 3 - 4QU CoRE ¦ 2QU LoRE | Red Flag Warning - Catastrophic Fires | 2024 | 0 | 0 | 0 | 0 | 14664.6376 | 233.2301 | 8896.516 | 5534.8915 | 0 | 0 | 843.2942 | 843.2942 | 1.1742e-05 |  | 0 | 0 | 0 | 0 | 0 | 0 | 0 | 0.0099022 | 0.0099022 | 0 | 0.0099022 | 0.0099022 | [40 empty] | All EPR in 2020WLDFRFinancial | WLDFR | HFTD - Distribution - Tier 2 - 4QU CoRE ¦ 3QU LoRE | Red Flag Warning - Small Fires | 2021 | Financial | 0.0015809 | 749.2523 | 2021 | Control | 0.053 | 3 | 0 | esc | 0.055966 | 8.8475e-05 | 0.055966 | 8.8475e-05 | 0 | 0 | 0 | 0
[79 empty] | WLDFR | HFTD - Distribution - Tier 3 - 4QU CoRE ¦ 2QU LoRE | Red Flag Warning - Catastrophic Fires | 2025 | 0 | 0 | 0 | 0 | 14664.6376 | 233.2301 | 8896.516 | 5534.8915 | 0 | 0 | 0 | 843.2942 | 1.1742e-05 |  | 0 | 0 | 0 | 0 | 0 | 0 | 0 | 0 | 0 | 0 | 0.0099022 | 0.0099022 | [40 empty] | All EPR in 2020WLDFRSafety | WLDFR | HFTD - Distribution - Tier 2 - 4QU CoRE ¦ 3QU LoRE | Red Flag Warning - Small Fires | 2021 | Safety | 0.039895 | 749.2523 | 2021 | Control | 0.053 | 3 | 0 | esc | 0.055966 | 0.0022328 | 0.055966 | 0.0022328 | 0 | 0 | 0 | 0
[79 empty] | WLDFR | HFTD - Distribution - Tier 3 - 4QU CoRE ¦ 2QU LoRE | Red Flag Warning - Destructive Fires | 2020 | 0 | 0 | 0 | 0 | 8807.9522 | 222.2294 | 8585.7228 | 0 | 514.4532 | 0 | 0 | 0 | 1.8114e-06 |  | 0 | 0.00093187 | 0.00093187 | 0 | 0 | 0 | 0 | 0 | 0 | 0 | 0 | 0 | [40 empty] | All EPR in 2020WLDFRElectric Reliability | WLDFR | HFTD - Distribution - Tier 2 - 4QU CoRE ¦ 3QU LoRE | Red Flag Warning - Small Fires | 2022 | Electric Reliability | 0.036425 | 749.2523 | 2022 | Control | 0.1325 | 3 | 0 | esc | 0.15274 | 0.0055635 | 0.15274 | 0.0055635 | 0.15274 | 0.0055635 | 0 | 0
[79 empty] | WLDFR | HFTD - Distribution - Tier 3 - 4QU CoRE ¦ 2QU LoRE | Red Flag Warning - Destructive Fires | 2021 | 0 | 0 | 0 | 0 | 8807.9522 | 222.2294 | 8585.7228 | 0 | 514.4532 | 514.4532 | 0 | 0 | 1.8114e-06 |  | 0 | 0.00093187 | 0.00093187 | 0 | 0.00093187 | 0.00093187 | 0 | 0 | 0 | 0 | 0 | 0 | [40 empty] | All EPR in 2020WLDFRFinancial | WLDFR | HFTD - Distribution - Tier 2 - 4QU CoRE ¦ 3QU LoRE | Red Flag Warning - Small Fires | 2022 | Financial | 0.0015809 | 749.2523 | 2022 | Control | 0.053 | 3 | 0 | esc | 0.055966 | 8.8475e-05 | 0.055966 | 8.8475e-05 | 0.055966 | 8.8475e-05 | 0 | 0
[79 empty] | WLDFR | HFTD - Distribution - Tier 3 - 4QU CoRE ¦ 2QU LoRE | Red Flag Warning - Destructive Fires | 2022 | 0 | 0 | 0 | 0 | 8807.9522 | 222.2294 | 8585.7228 | 0 | 514.4532 | 514.4532 | 514.4532 | 0 | 1.8114e-06 |  | 0 | 0.00093187 | 0.00093187 | 0 | 0.00093187 | 0.00093187 | 0 | 0.00093187 | 0.00093187 | 0 | 0 | 0 | [40 empty] | All EPR in 2020WLDFRSafety | WLDFR | HFTD - Distribution - Tier 2 - 4QU CoRE ¦ 3QU LoRE | Red Flag Warning - Small Fires | 2022 | Safety | 0.039895 | 749.2523 | 2022 | Control | 0.053 | 3 | 0 | esc | 0.055966 | 0.0022328 | 0.055966 | 0.0022328 | 0.055966 | 0.0022328 | 0 | 0
[79 empty] | WLDFR | HFTD - Distribution - Tier 3 - 4QU CoRE ¦ 2QU LoRE | Red Flag Warning - Destructive Fires | 2023 | 0 | 0 | 0 | 0 | 9129.7461 | 233.2301 | 8896.516 | 0 | 0 | 533.5273 | 533.5273 | 533.5273 | 1.8114e-06 |  | 0 | 0 | 0 | 0 | 0.00096643 | 0.00096643 | 0 | 0.00096643 | 0.00096643 | 0 | 0.00096643 | 0.00096643 | [40 empty] | All EPR in 2020WLDFRElectric Reliability | WLDFR | HFTD - Distribution - Tier 2 - 4QU CoRE ¦ 3QU LoRE | Red Flag Warning - Small Fires | 2023 | Electric Reliability | 0.03759 | 749.2523 | 2023 | Control | 0.1325 | 3 | 0 | esc | 0 | 0 | 0.15274 | 0.0057414 | 0.15274 | 0.0057414 | 0.15274 | 0.0057414
[79 empty] | WLDFR | HFTD - Distribution - Tier 3 - 4QU CoRE ¦ 2QU LoRE | Red Flag Warning - Destructive Fires | 2024 | 0 | 0 | 0 | 0 | 9129.7461 | 233.2301 | 8896.516 | 0 | 0 | 0 | 533.5273 | 533.5273 | 1.8114e-06 |  | 0 | 0 | 0 | 0 | 0 | 0 | 0 | 0.00096643 | 0.00096643 | 0 | 0.00096643 | 0.00096643 | [40 empty] | All EPR in 2020WLDFRFinancial | WLDFR | HFTD - Distribution - Tier 2 - 4QU CoRE ¦ 3QU LoRE | Red Flag Warning - Small Fires | 2023 | Financial | 0.0016314 | 749.2523 | 2023 | Control | 0.053 | 3 | 0 | esc | 0 | 0 | 0.055966 | 9.1305e-05 | 0.055966 | 9.1305e-05 | 0.055966 | 9.1305e-05
[79 empty] | WLDFR | HFTD - Distribution - Tier 3 - 4QU CoRE ¦ 2QU LoRE | Red Flag Warning - Destructive Fires | 2025 | 0 | 0 | 0 | 0 | 9129.7461 | 233.2301 | 8896.516 | 0 | 0 | 0 | 0 | 533.5273 | 1.8114e-06 |  | 0 | 0 | 0 | 0 | 0 | 0 | 0 | 0 | 0 | 0 | 0.00096643 | 0.00096643 | [40 empty] | All EPR in 2020WLDFRSafety | WLDFR | HFTD - Distribution - Tier 2 - 4QU CoRE ¦ 3QU LoRE | Red Flag Warning - Small Fires | 2023 | Safety | 0.041187 | 749.2523 | 2023 | Control | 0.053 | 3 | 0 | esc | 0 | 0 | 0.055966 | 0.0023051 | 0.055966 | 0.0023051 | 0.055966 | 0.0023051
[79 empty] | WLDFR | HFTD - Distribution - Tier 3 - 4QU CoRE ¦ 2QU LoRE | Red Flag Warning - Large Fires | 2020 | 0 | 0 | 0 | 0 | 5.2406 | 0.69642 | 2.942 | 1.6022 | 0.36069 | 0 | 0 | 0 | 2.6698e-05 |  | 0 | 9.6296e-06 | 9.6296e-06 | 0 | 0 | 0 | 0 | 0 | 0 | 0 | 0 | 0 | [40 empty] | All EPR in 2020WLDFRElectric Reliability | WLDFR | HFTD - Distribution - Tier 2 - 4QU CoRE ¦ 3QU LoRE | Red Flag Warning - Small Fires | 2024 | Electric Reliability | 0.03759 | 749.2523 | 2024 | Control | 0.1325 | 3 | 0 | esc | 0 | 0 | 0 | 0 | 0.15274 | 0.0057414 | 0.15274 | 0.0057414
[79 empty] | WLDFR | HFTD - Distribution - Tier 3 - 4QU CoRE ¦ 2QU LoRE | Red Flag Warning - Large Fires | 2021 | 0 | 0 | 0 | 0 | 5.2406 | 0.69642 | 2.942 | 1.6022 | 0.36069 | 0.36069 | 0 | 0 | 2.6698e-05 |  | 0 | 9.6296e-06 | 9.6296e-06 | 0 | 9.6296e-06 | 9.6296e-06 | 0 | 0 | 0 | 0 | 0 | 0 | [40 empty] | All EPR in 2020WLDFRFinancial | WLDFR | HFTD - Distribution - Tier 2 - 4QU CoRE ¦ 3QU LoRE | Red Flag Warning - Small Fires | 2024 | Financial | 0.0016314 | 749.2523 | 2024 | Control | 0.053 | 3 | 0 | esc | 0 | 0 | 0 | 0 | 0.055966 | 9.1305e-05 | 0.055966 | 9.1305e-05
[79 empty] | WLDFR | HFTD - Distribution - Tier 3 - 4QU CoRE ¦ 2QU LoRE | Red Flag Warning - Large Fires | 2022 | 0 | 0 | 0 | 0 | 5.2406 | 0.69642 | 2.942 | 1.6022 | 0.36069 | 0.36069 | 0.36069 | 0 | 2.6698e-05 |  | 0 | 9.6296e-06 | 9.6296e-06 | 0 | 9.6296e-06 | 9.6296e-06 | 0 | 9.6296e-06 | 9.6296e-06 | 0 | 0 | 0 | [40 empty] | All EPR in 2020WLDFRSafety | WLDFR | HFTD - Distribution - Tier 2 - 4QU CoRE ¦ 3QU LoRE | Red Flag Warning - Small Fires | 2024 | Safety | 0.041187 | 749.2523 | 2024 | Control | 0.053 | 3 | 0 | esc | 0 | 0 | 0 | 0 | 0.055966 | 0.0023051 | 0.055966 | 0.0023051
[79 empty] | WLDFR | HFTD - Distribution - Tier 3 - 4QU CoRE ¦ 2QU LoRE | Red Flag Warning - Large Fires | 2023 | 0 | 0 | 0 | 0 | 5.475 | 0.71896 | 3.0715 | 1.6846 | 0 | 0.37599 | 0.37599 | 0.37599 | 2.6698e-05 |  | 0 | 0 | 0 | 0 | 1.0038e-05 | 1.0038e-05 | 0 | 1.0038e-05 | 1.0038e-05 | 0 | 1.0038e-05 | 1.0038e-05 | [40 empty] | All EPR in 2020WLDFRElectric Reliability | WLDFR | HFTD - Distribution - Tier 2 - 4QU CoRE ¦ 3QU LoRE | Red Flag Warning - Small Fires | 2025 | Electric Reliability | 0.03759 | 749.2523 | 2025 | Control | 0.1325 | 3 | 0 | esc | 0 | 0 | 0 | 0 | 0 | 0 | 0.15274 | 0.0057414
[79 empty] | WLDFR | HFTD - Distribution - Tier 3 - 4QU CoRE ¦ 2QU LoRE | Red Flag Warning - Large Fires | 2024 | 0 | 0 | 0 | 0 | 5.475 | 0.71896 | 3.0715 | 1.6846 | 0 | 0 | 0.37599 | 0.37599 | 2.6698e-05 |  | 0 | 0 | 0 | 0 | 0 | 0 | 0 | 1.0038e-05 | 1.0038e-05 | 0 | 1.0038e-05 | 1.0038e-05 | [40 empty] | All EPR in 2020WLDFRFinancial | WLDFR | HFTD - Distribution - Tier 2 - 4QU CoRE ¦ 3QU LoRE | Red Flag Warning - Small Fires | 2025 | Financial | 0.0016314 | 749.2523 | 2025 | Control | 0.053 | 3 | 0 | esc | 0 | 0 | 0 | 0 | 0 | 0 | 0.055966 | 9.1305e-05
[79 empty] | WLDFR | HFTD - Distribution - Tier 3 - 4QU CoRE ¦ 2QU LoRE | Red Flag Warning - Large Fires | 2025 | 0 | 0 | 0 | 0 | 5.475 | 0.71896 | 3.0715 | 1.6846 | 0 | 0 | 0 | 0.37599 | 2.6698e-05 |  | 0 | 0 | 0 | 0 | 0 | 0 | 0 | 0 | 0 | 0 | 1.0038e-05 | 1.0038e-05 | [40 empty] | All EPR in 2020WLDFRSafety | WLDFR | HFTD - Distribution - Tier 2 - 4QU CoRE ¦ 3QU LoRE | Red Flag Warning - Small Fires | 2025 | Safety | 0.041187 | 749.2523 | 2025 | Control | 0.053 | 3 | 0 | esc | 0 | 0 | 0 | 0 | 0 | 0 | 0.055966 | 0.0023051
[79 empty] | WLDFR | HFTD - Distribution - Tier 3 - 4QU CoRE ¦ 2QU LoRE | Red Flag Warning - Small Fires | 2020 | 0 | 0 | 0 | 0 | 0.077901 | 0.036425 | 0.0015809 | 0.039895 | 0.0078847 | 0 | 0 | 0 | 0.00084926 |  | 0 | 6.6961e-06 | 6.6961e-06 | 0 | 0 | 0 | 0 | 0 | 0 | 0 | 0 | 0 | [40 empty] | All EPR in 2020WLDFRElectric Reliability | WLDFR | HFTD - Distribution - Tier 2 - 4QU CoRE ¦ 3QU LoRE | Seismic - Non-Red Flag Warning - Catastrophic Fires | 2021 | Electric Reliability | 409.2237 | 749.2523 | 2021 | Control | 0.1325 | 3 | 0 | esc | 0.15274 | 62.5039 | 0.15274 | 62.5039 | 0 | 0 | 0 | 0
[79 empty] | WLDFR | HFTD - Distribution - Tier 3 - 4QU CoRE ¦ 2QU LoRE | Red Flag Warning - Small Fires | 2021 | 0 | 0 | 0 | 0 | 0.077901 | 0.036425 | 0.0015809 | 0.039895 | 0.0078847 | 0.0078847 | 0 | 0 | 0.00084926 |  | 0 | 6.6961e-06 | 6.6961e-06 | 0 | 6.6961e-06 | 6.6961e-06 | 0 | 0 | 0 | 0 | 0 | 0 | [40 empty] | All EPR in 2020WLDFRFinancial | WLDFR | HFTD - Distribution - Tier 2 - 4QU CoRE ¦ 3QU LoRE | Seismic - Non-Red Flag Warning - Catastrophic Fires | 2021 | Financial | 13469.0878 | 749.2523 | 2021 | Control | 0.053 | 3 | 0 | esc | 0.055966 | 753.8138 | 0.055966 | 753.8138 | 0 | 0 | 0 | 0
[79 empty] | WLDFR | HFTD - Distribution - Tier 3 - 4QU CoRE ¦ 2QU LoRE | Red Flag Warning - Small Fires | 2022 | 0 | 0 | 0 | 0 | 0.077901 | 0.036425 | 0.0015809 | 0.039895 | 0.0078847 | 0.0078847 | 0.0078847 | 0 | 0.00084926 |  | 0 | 6.6961e-06 | 6.6961e-06 | 0 | 6.6961e-06 | 6.6961e-06 | 0 | 6.6961e-06 | 6.6961e-06 | 0 | 0 | 0 | [40 empty] | All EPR in 2020WLDFRSafety | WLDFR | HFTD - Distribution - Tier 2 - 4QU CoRE ¦ 3QU LoRE | Seismic - Non-Red Flag Warning - Catastrophic Fires | 2021 | Safety | 7205.5313 | 749.2523 | 2021 | Control | 0.053 | 3 | 0 | esc | 0.055966 | 403.2663 | 0.055966 | 403.2663 | 0 | 0 | 0 | 0
[79 empty] | WLDFR | HFTD - Distribution - Tier 3 - 4QU CoRE ¦ 2QU LoRE | Red Flag Warning - Small Fires | 2023 | 0 | 0 | 0 | 0 | 0.080408 | 0.03759 | 0.0016314 | 0.041187 | 0 | 0.0081378 | 0.0081378 | 0.0081378 | 0.00084926 |  | 0 | 0 | 0 | 0 | 6.9111e-06 | 6.9111e-06 | 0 | 6.9111e-06 | 6.9111e-06 | 0 | 6.9111e-06 | 6.9111e-06 | [40 empty] | All EPR in 2020WLDFRElectric Reliability | WLDFR | HFTD - Distribution - Tier 2 - 4QU CoRE ¦ 3QU LoRE | Seismic - Non-Red Flag Warning - Catastrophic Fires | 2022 | Electric Reliability | 409.2237 | 749.2523 | 2022 | Control | 0.1325 | 3 | 0 | esc | 0.15274 | 62.5039 | 0.15274 | 62.5039 | 0.15274 | 62.5039 | 0 | 0
[79 empty] | WLDFR | HFTD - Distribution - Tier 3 - 4QU CoRE ¦ 2QU LoRE | Red Flag Warning - Small Fires | 2024 | 0 | 0 | 0 | 0 | 0.080408 | 0.03759 | 0.0016314 | 0.041187 | 0 | 0 | 0.0081378 | 0.0081378 | 0.00084926 |  | 0 | 0 | 0 | 0 | 0 | 0 | 0 | 6.9111e-06 | 6.9111e-06 | 0 | 6.9111e-06 | 6.9111e-06 | [40 empty] | All EPR in 2020WLDFRFinancial | WLDFR | HFTD - Distribution - Tier 2 - 4QU CoRE ¦ 3QU LoRE | Seismic - Non-Red Flag Warning - Catastrophic Fires | 2022 | Financial | 13469.0878 | 749.2523 | 2022 | Control | 0.053 | 3 | 0 | esc | 0.055966 | 753.8138 | 0.055966 | 753.8138 | 0.055966 | 753.8138 | 0 | 0
[79 empty] | WLDFR | HFTD - Distribution - Tier 3 - 4QU CoRE ¦ 2QU LoRE | Red Flag Warning - Small Fires | 2025 | 0 | 0 | 0 | 0 | 0.080408 | 0.03759 | 0.0016314 | 0.041187 | 0 | 0 | 0 | 0.0081378 | 0.00084926 |  | 0 | 0 | 0 | 0 | 0 | 0 | 0 | 0 | 0 | 0 | 6.9111e-06 | 6.9111e-06 | [40 empty] | All EPR in 2020WLDFRSafety | WLDFR | HFTD - Distribution - Tier 2 - 4QU CoRE ¦ 3QU LoRE | Seismic - Non-Red Flag Warning - Catastrophic Fires | 2022 | Safety | 7205.5313 | 749.2523 | 2022 | Control | 0.053 | 3 | 0 | esc | 0.055966 | 403.2663 | 0.055966 | 403.2663 | 0.055966 | 403.2663 | 0 | 0
[79 empty] | WLDFR | HFTD - Distribution - Tier 3 - 4QU CoRE ¦ 2QU LoRE | Seismic - Non-Red Flag Warning - Catastrophic Fires | 2020 | 0 | 0 | 0 | 0 | 21083.8428 | 409.2237 | 13469.0878 | 7205.5313 | 1219.584 | 0 | 0 | 0 | 3.1086e-10 |  | 0 | 3.7912e-07 | 3.7912e-07 | 0 | 0 | 0 | 0 | 0 | 0 | 0 | 0 | 0 | [40 empty] | All EPR in 2020WLDFRElectric Reliability | WLDFR | HFTD - Distribution - Tier 2 - 4QU CoRE ¦ 3QU LoRE | Seismic - Non-Red Flag Warning - Catastrophic Fires | 2023 | Electric Reliability | 428.6023 | 749.2523 | 2023 | Control | 0.1325 | 3 | 0 | esc | 0 | 0 | 0.15274 | 65.4638 | 0.15274 | 65.4638 | 0.15274 | 65.4638
[79 empty] | WLDFR | HFTD - Distribution - Tier 3 - 4QU CoRE ¦ 2QU LoRE | Seismic - Non-Red Flag Warning - Catastrophic Fires | 2021 | 0 | 0 | 0 | 0 | 21083.8428 | 409.2237 | 13469.0878 | 7205.5313 | 1219.584 | 1219.584 | 0 | 0 | 3.1086e-10 |  | 0 | 3.7912e-07 | 3.7912e-07 | 0 | 3.7912e-07 | 3.7912e-07 | 0 | 0 | 0 | 0 | 0 | 0 | [40 empty] | All EPR in 2020WLDFRFinancial | WLDFR | HFTD - Distribution - Tier 2 - 4QU CoRE ¦ 3QU LoRE | Seismic - Non-Red Flag Warning - Catastrophic Fires | 2023 | Financial | 13939.561 | 749.2523 | 2023 | Control | 0.053 | 3 | 0 | esc | 0 | 0 | 0.055966 | 780.1444 | 0.055966 | 780.1444 | 0.055966 | 780.1444
[79 empty] | WLDFR | HFTD - Distribution - Tier 3 - 4QU CoRE ¦ 2QU LoRE | Seismic - Non-Red Flag Warning - Catastrophic Fires | 2022 | 0 | 0 | 0 | 0 | 21083.8428 | 409.2237 | 13469.0878 | 7205.5313 | 1219.584 | 1219.584 | 1219.584 | 0 | 3.1086e-10 |  | 0 | 3.7912e-07 | 3.7912e-07 | 0 | 3.7912e-07 | 3.7912e-07 | 0 | 3.7912e-07 | 3.7912e-07 | 0 | 0 | 0 | [40 empty] | All EPR in 2020WLDFRSafety | WLDFR | HFTD - Distribution - Tier 2 - 4QU CoRE ¦ 3QU LoRE | Seismic - Non-Red Flag Warning - Catastrophic Fires | 2023 | Safety | 7467.8148 | 749.2523 | 2023 | Control | 0.053 | 3 | 0 | esc | 0 | 0 | 0.055966 | 417.9453 | 0.055966 | 417.9453 | 0.055966 | 417.9453
[79 empty] | WLDFR | HFTD - Distribution - Tier 3 - 4QU CoRE ¦ 2QU LoRE | Seismic - Non-Red Flag Warning - Catastrophic Fires | 2023 | 0 | 0 | 0 | 0 | 21835.9781 | 428.6023 | 13939.561 | 7467.8148 | 0 | 1263.5534 | 1263.5534 | 1263.5534 | 3.1086e-10 |  | 0 | 0 | 0 | 0 | 3.9279e-07 | 3.9279e-07 | 0 | 3.9279e-07 | 3.9279e-07 | 0 | 3.9279e-07 | 3.9279e-07 | [40 empty] | All EPR in 2020WLDFRElectric Reliability | WLDFR | HFTD - Distribution - Tier 2 - 4QU CoRE ¦ 3QU LoRE | Seismic - Non-Red Flag Warning - Catastrophic Fires | 2024 | Electric Reliability | 428.6023 | 749.2523 | 2024 | Control | 0.1325 | 3 | 0 | esc | 0 | 0 | 0 | 0 | 0.15274 | 65.4638 | 0.15274 | 65.4638
[79 empty] | WLDFR | HFTD - Distribution - Tier 3 - 4QU CoRE ¦ 2QU LoRE | Seismic - Non-Red Flag Warning - Catastrophic Fires | 2024 | 0 | 0 | 0 | 0 | 21835.9781 | 428.6023 | 13939.561 | 7467.8148 | 0 | 0 | 1263.5534 | 1263.5534 | 3.1086e-10 |  | 0 | 0 | 0 | 0 | 0 | 0 | 0 | 3.9279e-07 | 3.9279e-07 | 0 | 3.9279e-07 | 3.9279e-07 | [40 empty] | All EPR in 2020WLDFRFinancial | WLDFR | HFTD - Distribution - Tier 2 - 4QU CoRE ¦ 3QU LoRE | Seismic - Non-Red Flag Warning - Catastrophic Fires | 2024 | Financial | 13939.561 | 749.2523 | 2024 | Control | 0.053 | 3 | 0 | esc | 0 | 0 | 0 | 0 | 0.055966 | 780.1444 | 0.055966 | 780.1444
[79 empty] | WLDFR | HFTD - Distribution - Tier 3 - 4QU CoRE ¦ 2QU LoRE | Seismic - Non-Red Flag Warning - Catastrophic Fires | 2025 | 0 | 0 | 0 | 0 | 21835.9781 | 428.6023 | 13939.561 | 7467.8148 | 0 | 0 | 0 | 1263.5534 | 3.1086e-10 |  | 0 | 0 | 0 | 0 | 0 | 0 | 0 | 0 | 0 | 0 | 3.9279e-07 | 3.9279e-07 | [40 empty] | All EPR in 2020WLDFRSafety | WLDFR | HFTD - Distribution - Tier 2 - 4QU CoRE ¦ 3QU LoRE | Seismic - Non-Red Flag Warning - Catastrophic Fires | 2024 | Safety | 7467.8148 | 749.2523 | 2024 | Control | 0.053 | 3 | 0 | esc | 0 | 0 | 0 | 0 | 0.055966 | 417.9453 | 0.055966 | 417.9453
[79 empty] | WLDFR | HFTD - Distribution - Tier 3 - 4QU CoRE ¦ 2QU LoRE | Seismic - Red Flag Warning - Catastrophic Fires | 2020 | 0 | 0 | 0 | 0 | 21083.8428 | 409.2237 | 13469.0878 | 7205.5313 | 1219.584 | 0 | 0 | 0 | 1.3407e-08 |  | 0 | 1.6351e-05 | 1.6351e-05 | 0 | 0 | 0 | 0 | 0 | 0 | 0 | 0 | 0 | [40 empty] | All EPR in 2020WLDFRElectric Reliability | WLDFR | HFTD - Distribution - Tier 2 - 4QU CoRE ¦ 3QU LoRE | Seismic - Non-Red Flag Warning - Catastrophic Fires | 2025 | Electric Reliability | 428.6023 | 749.2523 | 2025 | Control | 0.1325 | 3 | 0 | esc | 0 | 0 | 0 | 0 | 0 | 0 | 0.15274 | 65.4638
[79 empty] | WLDFR | HFTD - Distribution - Tier 3 - 4QU CoRE ¦ 2QU LoRE | Seismic - Red Flag Warning - Catastrophic Fires | 2021 | 0 | 0 | 0 | 0 | 21083.8428 | 409.2237 | 13469.0878 | 7205.5313 | 1219.584 | 1219.584 | 0 | 0 | 1.3407e-08 |  | 0 | 1.6351e-05 | 1.6351e-05 | 0 | 1.6351e-05 | 1.6351e-05 | 0 | 0 | 0 | 0 | 0 | 0 | [40 empty] | All EPR in 2020WLDFRFinancial | WLDFR | HFTD - Distribution - Tier 2 - 4QU CoRE ¦ 3QU LoRE | Seismic - Non-Red Flag Warning - Catastrophic Fires | 2025 | Financial | 13939.561 | 749.2523 | 2025 | Control | 0.053 | 3 | 0 | esc | 0 | 0 | 0 | 0 | 0 | 0 | 0.055966 | 780.1444
[79 empty] | WLDFR | HFTD - Distribution - Tier 3 - 4QU CoRE ¦ 2QU LoRE | Seismic - Red Flag Warning - Catastrophic Fires | 2022 | 0 | 0 | 0 | 0 | 21083.8428 | 409.2237 | 13469.0878 | 7205.5313 | 1219.584 | 1219.584 | 1219.584 | 0 | 1.3407e-08 |  | 0 | 1.6351e-05 | 1.6351e-05 | 0 | 1.6351e-05 | 1.6351e-05 | 0 | 1.6351e-05 | 1.6351e-05 | 0 | 0 | 0 | [40 empty] | All EPR in 2020WLDFRSafety | WLDFR | HFTD - Distribution - Tier 2 - 4QU CoRE ¦ 3QU LoRE | Seismic - Non-Red Flag Warning - Catastrophic Fires | 2025 | Safety | 7467.8148 | 749.2523 | 2025 | Control | 0.053 | 3 | 0 | esc | 0 | 0 | 0 | 0 | 0 | 0 | 0.055966 | 417.9453
[79 empty] | WLDFR | HFTD - Distribution - Tier 3 - 4QU CoRE ¦ 2QU LoRE | Seismic - Red Flag Warning - Catastrophic Fires | 2023 | 0 | 0 | 0 | 0 | 21835.9781 | 428.6023 | 13939.561 | 7467.8148 | 0 | 1263.5534 | 1263.5534 | 1263.5534 | 1.3407e-08 |  | 0 | 0 | 0 | 0 | 1.6941e-05 | 1.6941e-05 | 0 | 1.6941e-05 | 1.6941e-05 | 0 | 1.6941e-05 | 1.6941e-05 | [40 empty] | All EPR in 2020WLDFRElectric Reliability | WLDFR | HFTD - Distribution - Tier 2 - 4QU CoRE ¦ 3QU LoRE | Seismic - Red Flag Warning - Catastrophic Fires | 2021 | Electric Reliability | 409.2237 | 749.2523 | 2021 | Control | 0.1325 | 3 | 0 | esc | 0.15274 | 62.5039 | 0.15274 | 62.5039 | 0 | 0 | 0 | 0
[79 empty] | WLDFR | HFTD - Distribution - Tier 3 - 4QU CoRE ¦ 2QU LoRE | Seismic - Red Flag Warning - Catastrophic Fires | 2024 | 0 | 0 | 0 | 0 | 21835.9781 | 428.6023 | 13939.561 | 7467.8148 | 0 | 0 | 1263.5534 | 1263.5534 | 1.3407e-08 |  | 0 | 0 | 0 | 0 | 0 | 0 | 0 | 1.6941e-05 | 1.6941e-05 | 0 | 1.6941e-05 | 1.6941e-05 | [40 empty] | All EPR in 2020WLDFRFinancial | WLDFR | HFTD - Distribution - Tier 2 - 4QU CoRE ¦ 3QU LoRE | Seismic - Red Flag Warning - Catastrophic Fires | 2021 | Financial | 13469.0878 | 749.2523 | 2021 | Control | 0.053 | 3 | 0 | esc | 0.055966 | 753.8138 | 0.055966 | 753.8138 | 0 | 0 | 0 | 0
[79 empty] | WLDFR | HFTD - Distribution - Tier 3 - 4QU CoRE ¦ 2QU LoRE | Seismic - Red Flag Warning - Catastrophic Fires | 2025 | 0 | 0 | 0 | 0 | 21835.9781 | 428.6023 | 13939.561 | 7467.8148 | 0 | 0 | 0 | 1263.5534 | 1.3407e-08 |  | 0 | 0 | 0 | 0 | 0 | 0 | 0 | 0 | 0 | 0 | 1.6941e-05 | 1.6941e-05 | [40 empty] | All EPR in 2020WLDFRSafety | WLDFR | HFTD - Distribution - Tier 2 - 4QU CoRE ¦ 3QU LoRE | Seismic - Red Flag Warning - Catastrophic Fires | 2021 | Safety | 7205.5313 | 749.2523 | 2021 | Control | 0.053 | 3 | 0 | esc | 0.055966 | 403.2663 | 0.055966 | 403.2663 | 0 | 0 | 0 | 0
[79 empty] | WLDFR | HFTD - Distribution - Tier 3 - 4QU CoRE ¦ 3QU LoRE | Non-Red Flag Warning - Catastrophic Fires | 2020 | 0 | 0 | 0 | 0 | 14146.1306 | 222.2294 | 8585.7228 | 5338.1784 | 813.2108 | 0 | 0 | 0 | 4.0401e-07 |  | 0 | 0.00032855 | 0.00032855 | 0 | 0 | 0 | 0 | 0 | 0 | 0 | 0 | 0 | [40 empty] | All EPR in 2020WLDFRElectric Reliability | WLDFR | HFTD - Distribution - Tier 2 - 4QU CoRE ¦ 3QU LoRE | Seismic - Red Flag Warning - Catastrophic Fires | 2022 | Electric Reliability | 409.2237 | 749.2523 | 2022 | Control | 0.1325 | 3 | 0 | esc | 0.15274 | 62.5039 | 0.15274 | 62.5039 | 0.15274 | 62.5039 | 0 | 0
[79 empty] | WLDFR | HFTD - Distribution - Tier 3 - 4QU CoRE ¦ 3QU LoRE | Non-Red Flag Warning - Catastrophic Fires | 2021 | 0 | 0 | 0 | 0 | 14146.1306 | 222.2294 | 8585.7228 | 5338.1784 | 813.2108 | 813.2108 | 0 | 0 | 4.0401e-07 |  | 0 | 0.00032855 | 0.00032855 | 0 | 0.00032855 | 0.00032855 | 0 | 0 | 0 | 0 | 0 | 0 | [40 empty] | All EPR in 2020WLDFRFinancial | WLDFR | HFTD - Distribution - Tier 2 - 4QU CoRE ¦ 3QU LoRE | Seismic - Red Flag Warning - Catastrophic Fires | 2022 | Financial | 13469.0878 | 749.2523 | 2022 | Control | 0.053 | 3 | 0 | esc | 0.055966 | 753.8138 | 0.055966 | 753.8138 | 0.055966 | 753.8138 | 0 | 0
[79 empty] | WLDFR | HFTD - Distribution - Tier 3 - 4QU CoRE ¦ 3QU LoRE | Non-Red Flag Warning - Catastrophic Fires | 2022 | 0 | 0 | 0 | 0 | 14146.1306 | 222.2294 | 8585.7228 | 5338.1784 | 813.2108 | 813.2108 | 813.2108 | 0 | 4.0401e-07 |  | 0 | 0.00032855 | 0.00032855 | 0 | 0.00032855 | 0.00032855 | 0 | 0.00032855 | 0.00032855 | 0 | 0 | 0 | [40 empty] | All EPR in 2020WLDFRSafety | WLDFR | HFTD - Distribution - Tier 2 - 4QU CoRE ¦ 3QU LoRE | Seismic - Red Flag Warning - Catastrophic Fires | 2022 | Safety | 7205.5313 | 749.2523 | 2022 | Control | 0.053 | 3 | 0 | esc | 0.055966 | 403.2663 | 0.055966 | 403.2663 | 0.055966 | 403.2663 | 0 | 0
[79 empty] | WLDFR | HFTD - Distribution - Tier 3 - 4QU CoRE ¦ 3QU LoRE | Non-Red Flag Warning - Catastrophic Fires | 2023 | 0 | 0 | 0 | 0 | 14664.6376 | 233.2301 | 8896.516 | 5534.8915 | 0 | 843.2942 | 843.2942 | 843.2942 | 4.0401e-07 |  | 0 | 0 | 0 | 0 | 0.0003407 | 0.0003407 | 0 | 0.0003407 | 0.0003407 | 0 | 0.0003407 | 0.0003407 | [40 empty] | All EPR in 2020WLDFRElectric Reliability | WLDFR | HFTD - Distribution - Tier 2 - 4QU CoRE ¦ 3QU LoRE | Seismic - Red Flag Warning - Catastrophic Fires | 2023 | Electric Reliability | 428.6023 | 749.2523 | 2023 | Control | 0.1325 | 3 | 0 | esc | 0 | 0 | 0.15274 | 65.4638 | 0.15274 | 65.4638 | 0.15274 | 65.4638
[79 empty] | WLDFR | HFTD - Distribution - Tier 3 - 4QU CoRE ¦ 3QU LoRE | Non-Red Flag Warning - Catastrophic Fires | 2024 | 0 | 0 | 0 | 0 | 14664.6376 | 233.2301 | 8896.516 | 5534.8915 | 0 | 0 | 843.2942 | 843.2942 | 4.0401e-07 |  | 0 | 0 | 0 | 0 | 0 | 0 | 0 | 0.0003407 | 0.0003407 | 0 | 0.0003407 | 0.0003407 | [40 empty] | All EPR in 2020WLDFRFinancial | WLDFR | HFTD - Distribution - Tier 2 - 4QU CoRE ¦ 3QU LoRE | Seismic - Red Flag Warning - Catastrophic Fires | 2023 | Financial | 13939.561 | 749.2523 | 2023 | Control | 0.053 | 3 | 0 | esc | 0 | 0 | 0.055966 | 780.1444 | 0.055966 | 780.1444 | 0.055966 | 780.1444
[79 empty] | WLDFR | HFTD - Distribution - Tier 3 - 4QU CoRE ¦ 3QU LoRE | Non-Red Flag Warning - Catastrophic Fires | 2025 | 0 | 0 | 0 | 0 | 14664.6376 | 233.2301 | 8896.516 | 5534.8915 | 0 | 0 | 0 | 843.2942 | 4.0401e-07 |  | 0 | 0 | 0 | 0 | 0 | 0 | 0 | 0 | 0 | 0 | 0.0003407 | 0.0003407 | [40 empty] | All EPR in 2020WLDFRSafety | WLDFR | HFTD - Distribution - Tier 2 - 4QU CoRE ¦ 3QU LoRE | Seismic - Red Flag Warning - Catastrophic Fires | 2023 | Safety | 7467.8148 | 749.2523 | 2023 | Control | 0.053 | 3 | 0 | esc | 0 | 0 | 0.055966 | 417.9453 | 0.055966 | 417.9453 | 0.055966 | 417.9453
[79 empty] | WLDFR | HFTD - Distribution - Tier 3 - 4QU CoRE ¦ 3QU LoRE | Non-Red Flag Warning - Destructive Fires | 2020 | 0 | 0 | 0 | 0 | 8807.9522 | 222.2294 | 8585.7228 | 0 | 514.4532 | 0 | 0 | 0 | 4.8138e-07 |  | 0 | 0.00024765 | 0.00024765 | 0 | 0 | 0 | 0 | 0 | 0 | 0 | 0 | 0 | [40 empty] | All EPR in 2020WLDFRElectric Reliability | WLDFR | HFTD - Distribution - Tier 2 - 4QU CoRE ¦ 3QU LoRE | Seismic - Red Flag Warning - Catastrophic Fires | 2024 | Electric Reliability | 428.6023 | 749.2523 | 2024 | Control | 0.1325 | 3 | 0 | esc | 0 | 0 | 0 | 0 | 0.15274 | 65.4638 | 0.15274 | 65.4638
[79 empty] | WLDFR | HFTD - Distribution - Tier 3 - 4QU CoRE ¦ 3QU LoRE | Non-Red Flag Warning - Destructive Fires | 2021 | 0 | 0 | 0 | 0 | 8807.9522 | 222.2294 | 8585.7228 | 0 | 514.4532 | 514.4532 | 0 | 0 | 4.8138e-07 |  | 0 | 0.00024765 | 0.00024765 | 0 | 0.00024765 | 0.00024765 | 0 | 0 | 0 | 0 | 0 | 0 | [40 empty] | All EPR in 2020WLDFRFinancial | WLDFR | HFTD - Distribution - Tier 2 - 4QU CoRE ¦ 3QU LoRE | Seismic - Red Flag Warning - Catastrophic Fires | 2024 | Financial | 13939.561 | 749.2523 | 2024 | Control | 0.053 | 3 | 0 | esc | 0 | 0 | 0 | 0 | 0.055966 | 780.1444 | 0.055966 | 780.1444
[79 empty] | WLDFR | HFTD - Distribution - Tier 3 - 4QU CoRE ¦ 3QU LoRE | Non-Red Flag Warning - Destructive Fires | 2022 | 0 | 0 | 0 | 0 | 8807.9522 | 222.2294 | 8585.7228 | 0 | 514.4532 | 514.4532 | 514.4532 | 0 | 4.8138e-07 |  | 0 | 0.00024765 | 0.00024765 | 0 | 0.00024765 | 0.00024765 | 0 | 0.00024765 | 0.00024765 | 0 | 0 | 0 | [40 empty] | All EPR in 2020WLDFRSafety | WLDFR | HFTD - Distribution - Tier 2 - 4QU CoRE ¦ 3QU LoRE | Seismic - Red Flag Warning - Catastrophic Fires | 2024 | Safety | 7467.8148 | 749.2523 | 2024 | Control | 0.053 | 3 | 0 | esc | 0 | 0 | 0 | 0 | 0.055966 | 417.9453 | 0.055966 | 417.9453
[79 empty] | WLDFR | HFTD - Distribution - Tier 3 - 4QU CoRE ¦ 3QU LoRE | Non-Red Flag Warning - Destructive Fires | 2023 | 0 | 0 | 0 | 0 | 9129.7461 | 233.2301 | 8896.516 | 0 | 0 | 533.5273 | 533.5273 | 533.5273 | 4.8138e-07 |  | 0 | 0 | 0 | 0 | 0.00025683 | 0.00025683 | 0 | 0.00025683 | 0.00025683 | 0 | 0.00025683 | 0.00025683 | [40 empty] | All EPR in 2020WLDFRElectric Reliability | WLDFR | HFTD - Distribution - Tier 2 - 4QU CoRE ¦ 3QU LoRE | Seismic - Red Flag Warning - Catastrophic Fires | 2025 | Electric Reliability | 428.6023 | 749.2523 | 2025 | Control | 0.1325 | 3 | 0 | esc | 0 | 0 | 0 | 0 | 0 | 0 | 0.15274 | 65.4638
[79 empty] | WLDFR | HFTD - Distribution - Tier 3 - 4QU CoRE ¦ 3QU LoRE | Non-Red Flag Warning - Destructive Fires | 2024 | 0 | 0 | 0 | 0 | 9129.7461 | 233.2301 | 8896.516 | 0 | 0 | 0 | 533.5273 | 533.5273 | 4.8138e-07 |  | 0 | 0 | 0 | 0 | 0 | 0 | 0 | 0.00025683 | 0.00025683 | 0 | 0.00025683 | 0.00025683 | [40 empty] | All EPR in 2020WLDFRFinancial | WLDFR | HFTD - Distribution - Tier 2 - 4QU CoRE ¦ 3QU LoRE | Seismic - Red Flag Warning - Catastrophic Fires | 2025 | Financial | 13939.561 | 749.2523 | 2025 | Control | 0.053 | 3 | 0 | esc | 0 | 0 | 0 | 0 | 0 | 0 | 0.055966 | 780.1444
[79 empty] | WLDFR | HFTD - Distribution - Tier 3 - 4QU CoRE ¦ 3QU LoRE | Non-Red Flag Warning - Destructive Fires | 2025 | 0 | 0 | 0 | 0 | 9129.7461 | 233.2301 | 8896.516 | 0 | 0 | 0 | 0 | 533.5273 | 4.8138e-07 |  | 0 | 0 | 0 | 0 | 0 | 0 | 0 | 0 | 0 | 0 | 0.00025683 | 0.00025683 | [40 empty] | All EPR in 2020WLDFRSafety | WLDFR | HFTD - Distribution - Tier 2 - 4QU CoRE ¦ 3QU LoRE | Seismic - Red Flag Warning - Catastrophic Fires | 2025 | Safety | 7467.8148 | 749.2523 | 2025 | Control | 0.053 | 3 | 0 | esc | 0 | 0 | 0 | 0 | 0 | 0 | 0.055966 | 417.9453
[79 empty] | WLDFR | HFTD - Distribution - Tier 3 - 4QU CoRE ¦ 3QU LoRE | Non-Red Flag Warning - Large Fires | 2020 | 0 | 0 | 0 | 0 | 5.2406 | 0.69642 | 2.942 | 1.6022 | 0.36069 | 0 | 0 | 0 | 1.2292e-05 |  | 0 | 4.4334e-06 | 4.4334e-06 | 0 | 0 | 0 | 0 | 0 | 0 | 0 | 0 | 0 | [40 empty] | All EPR in 2020WLDFRElectric Reliability | WLDFR | HFTD - Distribution - Tier 2 - 4QU CoRE ¦ 4QU LoRE | Non-Red Flag Warning - Catastrophic Fires | 2021 | Electric Reliability | 222.2294 | 690.0576 | 2021 | Control | 0.1325 | 3 | 0 | esc | 0.15274 | 33.9428 | 0.15274 | 33.9428 | 0 | 0 | 0 | 0
[79 empty] | WLDFR | HFTD - Distribution - Tier 3 - 4QU CoRE ¦ 3QU LoRE | Non-Red Flag Warning - Large Fires | 2021 | 0 | 0 | 0 | 0 | 5.2406 | 0.69642 | 2.942 | 1.6022 | 0.36069 | 0.36069 | 0 | 0 | 1.2292e-05 |  | 0 | 4.4334e-06 | 4.4334e-06 | 0 | 4.4334e-06 | 4.4334e-06 | 0 | 0 | 0 | 0 | 0 | 0 | [40 empty] | All EPR in 2020WLDFRFinancial | WLDFR | HFTD - Distribution - Tier 2 - 4QU CoRE ¦ 4QU LoRE | Non-Red Flag Warning - Catastrophic Fires | 2021 | Financial | 8585.7228 | 690.0576 | 2021 | Control | 0.053 | 3 | 0 | esc | 0.055966 | 480.5104 | 0.055966 | 480.5104 | 0 | 0 | 0 | 0
[79 empty] | WLDFR | HFTD - Distribution - Tier 3 - 4QU CoRE ¦ 3QU LoRE | Non-Red Flag Warning - Large Fires | 2022 | 0 | 0 | 0 | 0 | 5.2406 | 0.69642 | 2.942 | 1.6022 | 0.36069 | 0.36069 | 0.36069 | 0 | 1.2292e-05 |  | 0 | 4.4334e-06 | 4.4334e-06 | 0 | 4.4334e-06 | 4.4334e-06 | 0 | 4.4334e-06 | 4.4334e-06 | 0 | 0 | 0 | [40 empty] | All EPR in 2020WLDFRSafety | WLDFR | HFTD - Distribution - Tier 2 - 4QU CoRE ¦ 4QU LoRE | Non-Red Flag Warning - Catastrophic Fires | 2021 | Safety | 5338.1784 | 690.0576 | 2021 | Control | 0.053 | 3 | 0 | esc | 0.055966 | 298.7576 | 0.055966 | 298.7576 | 0 | 0 | 0 | 0
[79 empty] | WLDFR | HFTD - Distribution - Tier 3 - 4QU CoRE ¦ 3QU LoRE | Non-Red Flag Warning - Large Fires | 2023 | 0 | 0 | 0 | 0 | 5.475 | 0.71896 | 3.0715 | 1.6846 | 0 | 0.37599 | 0.37599 | 0.37599 | 1.2292e-05 |  | 0 | 0 | 0 | 0 | 4.6216e-06 | 4.6216e-06 | 0 | 4.6216e-06 | 4.6216e-06 | 0 | 4.6216e-06 | 4.6216e-06 | [40 empty] | All EPR in 2020WLDFRElectric Reliability | WLDFR | HFTD - Distribution - Tier 2 - 4QU CoRE ¦ 4QU LoRE | Non-Red Flag Warning - Catastrophic Fires | 2022 | Electric Reliability | 222.2294 | 690.0576 | 2022 | Control | 0.1325 | 3 | 0 | esc | 0.15274 | 33.9428 | 0.15274 | 33.9428 | 0.15274 | 33.9428 | 0 | 0
[79 empty] | WLDFR | HFTD - Distribution - Tier 3 - 4QU CoRE ¦ 3QU LoRE | Non-Red Flag Warning - Large Fires | 2024 | 0 | 0 | 0 | 0 | 5.475 | 0.71896 | 3.0715 | 1.6846 | 0 | 0 | 0.37599 | 0.37599 | 1.2292e-05 |  | 0 | 0 | 0 | 0 | 0 | 0 | 0 | 4.6216e-06 | 4.6216e-06 | 0 | 4.6216e-06 | 4.6216e-06 | [40 empty] | All EPR in 2020WLDFRFinancial | WLDFR | HFTD - Distribution - Tier 2 - 4QU CoRE ¦ 4QU LoRE | Non-Red Flag Warning - Catastrophic Fires | 2022 | Financial | 8585.7228 | 690.0576 | 2022 | Control | 0.053 | 3 | 0 | esc | 0.055966 | 480.5104 | 0.055966 | 480.5104 | 0.055966 | 480.5104 | 0 | 0
[79 empty] | WLDFR | HFTD - Distribution - Tier 3 - 4QU CoRE ¦ 3QU LoRE | Non-Red Flag Warning - Large Fires | 2025 | 0 | 0 | 0 | 0 | 5.475 | 0.71896 | 3.0715 | 1.6846 | 0 | 0 | 0 | 0.37599 | 1.2292e-05 |  | 0 | 0 | 0 | 0 | 0 | 0 | 0 | 0 | 0 | 0 | 4.6216e-06 | 4.6216e-06 | [40 empty] | All EPR in 2020WLDFRSafety | WLDFR | HFTD - Distribution - Tier 2 - 4QU CoRE ¦ 4QU LoRE | Non-Red Flag Warning - Catastrophic Fires | 2022 | Safety | 5338.1784 | 690.0576 | 2022 | Control | 0.053 | 3 | 0 | esc | 0.055966 | 298.7576 | 0.055966 | 298.7576 | 0.055966 | 298.7576 | 0 | 0
[79 empty] | WLDFR | HFTD - Distribution - Tier 3 - 4QU CoRE ¦ 3QU LoRE | Non-Red Flag Warning - Small Fires | 2020 | 0 | 0 | 0 | 0 | 0.077901 | 0.036425 | 0.0015809 | 0.039895 | 0.0078847 | 0 | 0 | 0 | 0.0044693 |  | 0 | 3.5239e-05 | 3.5239e-05 | 0 | 0 | 0 | 0 | 0 | 0 | 0 | 0 | 0 | [40 empty] | All EPR in 2020WLDFRElectric Reliability | WLDFR | HFTD - Distribution - Tier 2 - 4QU CoRE ¦ 4QU LoRE | Non-Red Flag Warning - Catastrophic Fires | 2023 | Electric Reliability | 233.2301 | 690.0576 | 2023 | Control | 0.1325 | 3 | 0 | esc | 0 | 0 | 0.15274 | 35.623 | 0.15274 | 35.623 | 0.15274 | 35.623
[79 empty] | WLDFR | HFTD - Distribution - Tier 3 - 4QU CoRE ¦ 3QU LoRE | Non-Red Flag Warning - Small Fires | 2021 | 0 | 0 | 0 | 0 | 0.077901 | 0.036425 | 0.0015809 | 0.039895 | 0.0078847 | 0.0078847 | 0 | 0 | 0.0044693 |  | 0 | 3.5239e-05 | 3.5239e-05 | 0 | 3.5239e-05 | 3.5239e-05 | 0 | 0 | 0 | 0 | 0 | 0 | [40 empty] | All EPR in 2020WLDFRFinancial | WLDFR | HFTD - Distribution - Tier 2 - 4QU CoRE ¦ 4QU LoRE | Non-Red Flag Warning - Catastrophic Fires | 2023 | Financial | 8896.516 | 690.0576 | 2023 | Control | 0.053 | 3 | 0 | esc | 0 | 0 | 0.055966 | 497.9043 | 0.055966 | 497.9043 | 0.055966 | 497.9043
[79 empty] | WLDFR | HFTD - Distribution - Tier 3 - 4QU CoRE ¦ 3QU LoRE | Non-Red Flag Warning - Small Fires | 2022 | 0 | 0 | 0 | 0 | 0.077901 | 0.036425 | 0.0015809 | 0.039895 | 0.0078847 | 0.0078847 | 0.0078847 | 0 | 0.0044693 |  | 0 | 3.5239e-05 | 3.5239e-05 | 0 | 3.5239e-05 | 3.5239e-05 | 0 | 3.5239e-05 | 3.5239e-05 | 0 | 0 | 0 | [40 empty] | All EPR in 2020WLDFRSafety | WLDFR | HFTD - Distribution - Tier 2 - 4QU CoRE ¦ 4QU LoRE | Non-Red Flag Warning - Catastrophic Fires | 2023 | Safety | 5534.8915 | 690.0576 | 2023 | Control | 0.053 | 3 | 0 | esc | 0 | 0 | 0.055966 | 309.7669 | 0.055966 | 309.7669 | 0.055966 | 309.7669
[79 empty] | WLDFR | HFTD - Distribution - Tier 3 - 4QU CoRE ¦ 3QU LoRE | Non-Red Flag Warning - Small Fires | 2023 | 0 | 0 | 0 | 0 | 0.080408 | 0.03759 | 0.0016314 | 0.041187 | 0 | 0.0081378 | 0.0081378 | 0.0081378 | 0.0044693 |  | 0 | 0 | 0 | 0 | 3.637e-05 | 3.637e-05 | 0 | 3.637e-05 | 3.637e-05 | 0 | 3.637e-05 | 3.637e-05 | [40 empty] | All EPR in 2020WLDFRElectric Reliability | WLDFR | HFTD - Distribution - Tier 2 - 4QU CoRE ¦ 4QU LoRE | Non-Red Flag Warning - Catastrophic Fires | 2024 | Electric Reliability | 233.2301 | 690.0576 | 2024 | Control | 0.1325 | 3 | 0 | esc | 0 | 0 | 0 | 0 | 0.15274 | 35.623 | 0.15274 | 35.623
[79 empty] | WLDFR | HFTD - Distribution - Tier 3 - 4QU CoRE ¦ 3QU LoRE | Non-Red Flag Warning - Small Fires | 2024 | 0 | 0 | 0 | 0 | 0.080408 | 0.03759 | 0.0016314 | 0.041187 | 0 | 0 | 0.0081378 | 0.0081378 | 0.0044693 |  | 0 | 0 | 0 | 0 | 0 | 0 | 0 | 3.637e-05 | 3.637e-05 | 0 | 3.637e-05 | 3.637e-05 | [40 empty] | All EPR in 2020WLDFRFinancial | WLDFR | HFTD - Distribution - Tier 2 - 4QU CoRE ¦ 4QU LoRE | Non-Red Flag Warning - Catastrophic Fires | 2024 | Financial | 8896.516 | 690.0576 | 2024 | Control | 0.053 | 3 | 0 | esc | 0 | 0 | 0 | 0 | 0.055966 | 497.9043 | 0.055966 | 497.9043
[79 empty] | WLDFR | HFTD - Distribution - Tier 3 - 4QU CoRE ¦ 3QU LoRE | Non-Red Flag Warning - Small Fires | 2025 | 0 | 0 | 0 | 0 | 0.080408 | 0.03759 | 0.0016314 | 0.041187 | 0 | 0 | 0 | 0.0081378 | 0.0044693 |  | 0 | 0 | 0 | 0 | 0 | 0 | 0 | 0 | 0 | 0 | 3.637e-05 | 3.637e-05 | [40 empty] | All EPR in 2020WLDFRSafety | WLDFR | HFTD - Distribution - Tier 2 - 4QU CoRE ¦ 4QU LoRE | Non-Red Flag Warning - Catastrophic Fires | 2024 | Safety | 5534.8915 | 690.0576 | 2024 | Control | 0.053 | 3 | 0 | esc | 0 | 0 | 0 | 0 | 0.055966 | 309.7669 | 0.055966 | 309.7669
[79 empty] | WLDFR | HFTD - Distribution - Tier 3 - 4QU CoRE ¦ 3QU LoRE | Red Flag Warning - Catastrophic Fires | 2020 | 0 | 0 | 0 | 0 | 14146.1306 | 222.2294 | 8585.7228 | 5338.1784 | 813.2108 | 0 | 0 | 0 | 8.3367e-06 |  | 0 | 0.0067795 | 0.0067795 | 0 | 0 | 0 | 0 | 0 | 0 | 0 | 0 | 0 | [40 empty] | All EPR in 2020WLDFRElectric Reliability | WLDFR | HFTD - Distribution - Tier 2 - 4QU CoRE ¦ 4QU LoRE | Non-Red Flag Warning - Catastrophic Fires | 2025 | Electric Reliability | 233.2301 | 690.0576 | 2025 | Control | 0.1325 | 3 | 0 | esc | 0 | 0 | 0 | 0 | 0 | 0 | 0.15274 | 35.623
[79 empty] | WLDFR | HFTD - Distribution - Tier 3 - 4QU CoRE ¦ 3QU LoRE | Red Flag Warning - Catastrophic Fires | 2021 | 0 | 0 | 0 | 0 | 14146.1306 | 222.2294 | 8585.7228 | 5338.1784 | 813.2108 | 813.2108 | 0 | 0 | 8.3367e-06 |  | 0 | 0.0067795 | 0.0067795 | 0 | 0.0067795 | 0.0067795 | 0 | 0 | 0 | 0 | 0 | 0 | [40 empty] | All EPR in 2020WLDFRFinancial | WLDFR | HFTD - Distribution - Tier 2 - 4QU CoRE ¦ 4QU LoRE | Non-Red Flag Warning - Catastrophic Fires | 2025 | Financial | 8896.516 | 690.0576 | 2025 | Control | 0.053 | 3 | 0 | esc | 0 | 0 | 0 | 0 | 0 | 0 | 0.055966 | 497.9043
[79 empty] | WLDFR | HFTD - Distribution - Tier 3 - 4QU CoRE ¦ 3QU LoRE | Red Flag Warning - Catastrophic Fires | 2022 | 0 | 0 | 0 | 0 | 14146.1306 | 222.2294 | 8585.7228 | 5338.1784 | 813.2108 | 813.2108 | 813.2108 | 0 | 8.3367e-06 |  | 0 | 0.0067795 | 0.0067795 | 0 | 0.0067795 | 0.0067795 | 0 | 0.0067795 | 0.0067795 | 0 | 0 | 0 | [40 empty] | All EPR in 2020WLDFRSafety | WLDFR | HFTD - Distribution - Tier 2 - 4QU CoRE ¦ 4QU LoRE | Non-Red Flag Warning - Catastrophic Fires | 2025 | Safety | 5534.8915 | 690.0576 | 2025 | Control | 0.053 | 3 | 0 | esc | 0 | 0 | 0 | 0 | 0 | 0 | 0.055966 | 309.7669
[79 empty] | WLDFR | HFTD - Distribution - Tier 3 - 4QU CoRE ¦ 3QU LoRE | Red Flag Warning - Catastrophic Fires | 2023 | 0 | 0 | 0 | 0 | 14664.6376 | 233.2301 | 8896.516 | 5534.8915 | 0 | 843.2942 | 843.2942 | 843.2942 | 8.3367e-06 |  | 0 | 0 | 0 | 0 | 0.0070303 | 0.0070303 | 0 | 0.0070303 | 0.0070303 | 0 | 0.0070303 | 0.0070303 | [40 empty] | All EPR in 2020WLDFRElectric Reliability | WLDFR | HFTD - Distribution - Tier 2 - 4QU CoRE ¦ 4QU LoRE | Non-Red Flag Warning - Destructive Fires | 2021 | Electric Reliability | 222.2294 | 690.0576 | 2021 | Control | 0.1325 | 3 | 0 | esc | 0.15274 | 33.9428 | 0.15274 | 33.9428 | 0 | 0 | 0 | 0
[79 empty] | WLDFR | HFTD - Distribution - Tier 3 - 4QU CoRE ¦ 3QU LoRE | Red Flag Warning - Catastrophic Fires | 2024 | 0 | 0 | 0 | 0 | 14664.6376 | 233.2301 | 8896.516 | 5534.8915 | 0 | 0 | 843.2942 | 843.2942 | 8.3367e-06 |  | 0 | 0 | 0 | 0 | 0 | 0 | 0 | 0.0070303 | 0.0070303 | 0 | 0.0070303 | 0.0070303 | [40 empty] | All EPR in 2020WLDFRFinancial | WLDFR | HFTD - Distribution - Tier 2 - 4QU CoRE ¦ 4QU LoRE | Non-Red Flag Warning - Destructive Fires | 2021 | Financial | 8585.7228 | 690.0576 | 2021 | Control | 0.053 | 3 | 0 | esc | 0.055966 | 480.5104 | 0.055966 | 480.5104 | 0 | 0 | 0 | 0
[79 empty] | WLDFR | HFTD - Distribution - Tier 3 - 4QU CoRE ¦ 3QU LoRE | Red Flag Warning - Catastrophic Fires | 2025 | 0 | 0 | 0 | 0 | 14664.6376 | 233.2301 | 8896.516 | 5534.8915 | 0 | 0 | 0 | 843.2942 | 8.3367e-06 |  | 0 | 0 | 0 | 0 | 0 | 0 | 0 | 0 | 0 | 0 | 0.0070303 | 0.0070303 | [40 empty] | All EPR in 2020WLDFRElectric Reliability | WLDFR | HFTD - Distribution - Tier 2 - 4QU CoRE ¦ 4QU LoRE | Non-Red Flag Warning - Destructive Fires | 2022 | Electric Reliability | 222.2294 | 690.0576 | 2022 | Control | 0.1325 | 3 | 0 | esc | 0.15274 | 33.9428 | 0.15274 | 33.9428 | 0.15274 | 33.9428 | 0 | 0
[79 empty] | WLDFR | HFTD - Distribution - Tier 3 - 4QU CoRE ¦ 3QU LoRE | Red Flag Warning - Destructive Fires | 2020 | 0 | 0 | 0 | 0 | 8807.9522 | 222.2294 | 8585.7228 | 0 | 514.4532 | 0 | 0 | 0 | 1.3235e-06 |  | 0 | 0.0006809 | 0.0006809 | 0 | 0 | 0 | 0 | 0 | 0 | 0 | 0 | 0 | [40 empty] | All EPR in 2020WLDFRFinancial | WLDFR | HFTD - Distribution - Tier 2 - 4QU CoRE ¦ 4QU LoRE | Non-Red Flag Warning - Destructive Fires | 2022 | Financial | 8585.7228 | 690.0576 | 2022 | Control | 0.053 | 3 | 0 | esc | 0.055966 | 480.5104 | 0.055966 | 480.5104 | 0.055966 | 480.5104 | 0 | 0
[79 empty] | WLDFR | HFTD - Distribution - Tier 3 - 4QU CoRE ¦ 3QU LoRE | Red Flag Warning - Destructive Fires | 2021 | 0 | 0 | 0 | 0 | 8807.9522 | 222.2294 | 8585.7228 | 0 | 514.4532 | 514.4532 | 0 | 0 | 1.3235e-06 |  | 0 | 0.0006809 | 0.0006809 | 0 | 0.0006809 | 0.0006809 | 0 | 0 | 0 | 0 | 0 | 0 | [40 empty] | All EPR in 2020WLDFRElectric Reliability | WLDFR | HFTD - Distribution - Tier 2 - 4QU CoRE ¦ 4QU LoRE | Non-Red Flag Warning - Destructive Fires | 2023 | Electric Reliability | 233.2301 | 690.0576 | 2023 | Control | 0.1325 | 3 | 0 | esc | 0 | 0 | 0.15274 | 35.623 | 0.15274 | 35.623 | 0.15274 | 35.623
[79 empty] | WLDFR | HFTD - Distribution - Tier 3 - 4QU CoRE ¦ 3QU LoRE | Red Flag Warning - Destructive Fires | 2022 | 0 | 0 | 0 | 0 | 8807.9522 | 222.2294 | 8585.7228 | 0 | 514.4532 | 514.4532 | 514.4532 | 0 | 1.3235e-06 |  | 0 | 0.0006809 | 0.0006809 | 0 | 0.0006809 | 0.0006809 | 0 | 0.0006809 | 0.0006809 | 0 | 0 | 0 | [40 empty] | All EPR in 2020WLDFRFinancial | WLDFR | HFTD - Distribution - Tier 2 - 4QU CoRE ¦ 4QU LoRE | Non-Red Flag Warning - Destructive Fires | 2023 | Financial | 8896.516 | 690.0576 | 2023 | Control | 0.053 | 3 | 0 | esc | 0 | 0 | 0.055966 | 497.9043 | 0.055966 | 497.9043 | 0.055966 | 497.9043
[79 empty] | WLDFR | HFTD - Distribution - Tier 3 - 4QU CoRE ¦ 3QU LoRE | Red Flag Warning - Destructive Fires | 2023 | 0 | 0 | 0 | 0 | 9129.7461 | 233.2301 | 8896.516 | 0 | 0 | 533.5273 | 533.5273 | 533.5273 | 1.3235e-06 |  | 0 | 0 | 0 | 0 | 0.00070614 | 0.00070614 | 0 | 0.00070614 | 0.00070614 | 0 | 0.00070614 | 0.00070614 | [40 empty] | All EPR in 2020WLDFRElectric Reliability | WLDFR | HFTD - Distribution - Tier 2 - 4QU CoRE ¦ 4QU LoRE | Non-Red Flag Warning - Destructive Fires | 2024 | Electric Reliability | 233.2301 | 690.0576 | 2024 | Control | 0.1325 | 3 | 0 | esc | 0 | 0 | 0 | 0 | 0.15274 | 35.623 | 0.15274 | 35.623
[79 empty] | WLDFR | HFTD - Distribution - Tier 3 - 4QU CoRE ¦ 3QU LoRE | Red Flag Warning - Destructive Fires | 2024 | 0 | 0 | 0 | 0 | 9129.7461 | 233.2301 | 8896.516 | 0 | 0 | 0 | 533.5273 | 533.5273 | 1.3235e-06 |  | 0 | 0 | 0 | 0 | 0 | 0 | 0 | 0.00070614 | 0.00070614 | 0 | 0.00070614 | 0.00070614 | [40 empty] | All EPR in 2020WLDFRFinancial | WLDFR | HFTD - Distribution - Tier 2 - 4QU CoRE ¦ 4QU LoRE | Non-Red Flag Warning - Destructive Fires | 2024 | Financial | 8896.516 | 690.0576 | 2024 | Control | 0.053 | 3 | 0 | esc | 0 | 0 | 0 | 0 | 0.055966 | 497.9043 | 0.055966 | 497.9043
[79 empty] | WLDFR | HFTD - Distribution - Tier 3 - 4QU CoRE ¦ 3QU LoRE | Red Flag Warning - Destructive Fires | 2025 | 0 | 0 | 0 | 0 | 9129.7461 | 233.2301 | 8896.516 | 0 | 0 | 0 | 0 | 533.5273 | 1.3235e-06 |  | 0 | 0 | 0 | 0 | 0 | 0 | 0 | 0 | 0 | 0 | 0.00070614 | 0.00070614 | [40 empty] | All EPR in 2020WLDFRElectric Reliability | WLDFR | HFTD - Distribution - Tier 2 - 4QU CoRE ¦ 4QU LoRE | Non-Red Flag Warning - Destructive Fires | 2025 | Electric Reliability | 233.2301 | 690.0576 | 2025 | Control | 0.1325 | 3 | 0 | esc | 0 | 0 | 0 | 0 | 0 | 0 | 0.15274 | 35.623
[79 empty] | WLDFR | HFTD - Distribution - Tier 3 - 4QU CoRE ¦ 3QU LoRE | Red Flag Warning - Large Fires | 2020 | 0 | 0 | 0 | 0 | 5.2406 | 0.69642 | 2.942 | 1.6022 | 0.36069 | 0 | 0 | 0 | 2.192e-05 |  | 0 | 7.9064e-06 | 7.9064e-06 | 0 | 0 | 0 | 0 | 0 | 0 | 0 | 0 | 0 | [40 empty] | All EPR in 2020WLDFRFinancial | WLDFR | HFTD - Distribution - Tier 2 - 4QU CoRE ¦ 4QU LoRE | Non-Red Flag Warning - Destructive Fires | 2025 | Financial | 8896.516 | 690.0576 | 2025 | Control | 0.053 | 3 | 0 | esc | 0 | 0 | 0 | 0 | 0 | 0 | 0.055966 | 497.9043
[79 empty] | WLDFR | HFTD - Distribution - Tier 3 - 4QU CoRE ¦ 3QU LoRE | Red Flag Warning - Large Fires | 2021 | 0 | 0 | 0 | 0 | 5.2406 | 0.69642 | 2.942 | 1.6022 | 0.36069 | 0.36069 | 0 | 0 | 2.192e-05 |  | 0 | 7.9064e-06 | 7.9064e-06 | 0 | 7.9064e-06 | 7.9064e-06 | 0 | 0 | 0 | 0 | 0 | 0 | [40 empty] | All EPR in 2020WLDFRElectric Reliability | WLDFR | HFTD - Distribution - Tier 2 - 4QU CoRE ¦ 4QU LoRE | Non-Red Flag Warning - Large Fires | 2021 | Electric Reliability | 0.69642 | 690.0576 | 2021 | Control | 0.1325 | 3 | 0 | esc | 0.15274 | 0.10637 | 0.15274 | 0.10637 | 0 | 0 | 0 | 0
[79 empty] | WLDFR | HFTD - Distribution - Tier 3 - 4QU CoRE ¦ 3QU LoRE | Red Flag Warning - Large Fires | 2022 | 0 | 0 | 0 | 0 | 5.2406 | 0.69642 | 2.942 | 1.6022 | 0.36069 | 0.36069 | 0.36069 | 0 | 2.192e-05 |  | 0 | 7.9064e-06 | 7.9064e-06 | 0 | 7.9064e-06 | 7.9064e-06 | 0 | 7.9064e-06 | 7.9064e-06 | 0 | 0 | 0 | [40 empty] | All EPR in 2020WLDFRFinancial | WLDFR | HFTD - Distribution - Tier 2 - 4QU CoRE ¦ 4QU LoRE | Non-Red Flag Warning - Large Fires | 2021 | Financial | 2.942 | 690.0576 | 2021 | Control | 0.053 | 3 | 0 | esc | 0.055966 | 0.16465 | 0.055966 | 0.16465 | 0 | 0 | 0 | 0
[79 empty] | WLDFR | HFTD - Distribution - Tier 3 - 4QU CoRE ¦ 3QU LoRE | Red Flag Warning - Large Fires | 2023 | 0 | 0 | 0 | 0 | 5.475 | 0.71896 | 3.0715 | 1.6846 | 0 | 0.37599 | 0.37599 | 0.37599 | 2.192e-05 |  | 0 | 0 | 0 | 0 | 8.2419e-06 | 8.2419e-06 | 0 | 8.2419e-06 | 8.2419e-06 | 0 | 8.2419e-06 | 8.2419e-06 | [40 empty] | All EPR in 2020WLDFRSafety | WLDFR | HFTD - Distribution - Tier 2 - 4QU CoRE ¦ 4QU LoRE | Non-Red Flag Warning - Large Fires | 2021 | Safety | 1.6022 | 690.0576 | 2021 | Control | 0.053 | 3 | 0 | esc | 0.055966 | 0.089668 | 0.055966 | 0.089668 | 0 | 0 | 0 | 0
[79 empty] | WLDFR | HFTD - Distribution - Tier 3 - 4QU CoRE ¦ 3QU LoRE | Red Flag Warning - Large Fires | 2024 | 0 | 0 | 0 | 0 | 5.475 | 0.71896 | 3.0715 | 1.6846 | 0 | 0 | 0.37599 | 0.37599 | 2.192e-05 |  | 0 | 0 | 0 | 0 | 0 | 0 | 0 | 8.2419e-06 | 8.2419e-06 | 0 | 8.2419e-06 | 8.2419e-06 | [40 empty] | All EPR in 2020WLDFRElectric Reliability | WLDFR | HFTD - Distribution - Tier 2 - 4QU CoRE ¦ 4QU LoRE | Non-Red Flag Warning - Large Fires | 2022 | Electric Reliability | 0.69642 | 690.0576 | 2022 | Control | 0.1325 | 3 | 0 | esc | 0.15274 | 0.10637 | 0.15274 | 0.10637 | 0.15274 | 0.10637 | 0 | 0
[79 empty] | WLDFR | HFTD - Distribution - Tier 3 - 4QU CoRE ¦ 3QU LoRE | Red Flag Warning - Large Fires | 2025 | 0 | 0 | 0 | 0 | 5.475 | 0.71896 | 3.0715 | 1.6846 | 0 | 0 | 0 | 0.37599 | 2.192e-05 |  | 0 | 0 | 0 | 0 | 0 | 0 | 0 | 0 | 0 | 0 | 8.2419e-06 | 8.2419e-06 | [40 empty] | All EPR in 2020WLDFRFinancial | WLDFR | HFTD - Distribution - Tier 2 - 4QU CoRE ¦ 4QU LoRE | Non-Red Flag Warning - Large Fires | 2022 | Financial | 2.942 | 690.0576 | 2022 | Control | 0.053 | 3 | 0 | esc | 0.055966 | 0.16465 | 0.055966 | 0.16465 | 0.055966 | 0.16465 | 0 | 0
[79 empty] | WLDFR | HFTD - Distribution - Tier 3 - 4QU CoRE ¦ 3QU LoRE | Red Flag Warning - Small Fires | 2020 | 0 | 0 | 0 | 0 | 0.077901 | 0.036425 | 0.0015809 | 0.039895 | 0.0078847 | 0 | 0 | 0 | 0.00064016 |  | 0 | 5.0475e-06 | 5.0475e-06 | 0 | 0 | 0 | 0 | 0 | 0 | 0 | 0 | 0 | [40 empty] | All EPR in 2020WLDFRSafety | WLDFR | HFTD - Distribution - Tier 2 - 4QU CoRE ¦ 4QU LoRE | Non-Red Flag Warning - Large Fires | 2022 | Safety | 1.6022 | 690.0576 | 2022 | Control | 0.053 | 3 | 0 | esc | 0.055966 | 0.089668 | 0.055966 | 0.089668 | 0.055966 | 0.089668 | 0 | 0
[79 empty] | WLDFR | HFTD - Distribution - Tier 3 - 4QU CoRE ¦ 3QU LoRE | Red Flag Warning - Small Fires | 2021 | 0 | 0 | 0 | 0 | 0.077901 | 0.036425 | 0.0015809 | 0.039895 | 0.0078847 | 0.0078847 | 0 | 0 | 0.00064016 |  | 0 | 5.0475e-06 | 5.0475e-06 | 0 | 5.0475e-06 | 5.0475e-06 | 0 | 0 | 0 | 0 | 0 | 0 | [40 empty] | All EPR in 2020WLDFRElectric Reliability | WLDFR | HFTD - Distribution - Tier 2 - 4QU CoRE ¦ 4QU LoRE | Non-Red Flag Warning - Large Fires | 2023 | Electric Reliability | 0.71896 | 690.0576 | 2023 | Control | 0.1325 | 3 | 0 | esc | 0 | 0 | 0.15274 | 0.10981 | 0.15274 | 0.10981 | 0.15274 | 0.10981
[79 empty] | WLDFR | HFTD - Distribution - Tier 3 - 4QU CoRE ¦ 3QU LoRE | Red Flag Warning - Small Fires | 2022 | 0 | 0 | 0 | 0 | 0.077901 | 0.036425 | 0.0015809 | 0.039895 | 0.0078847 | 0.0078847 | 0.0078847 | 0 | 0.00064016 |  | 0 | 5.0475e-06 | 5.0475e-06 | 0 | 5.0475e-06 | 5.0475e-06 | 0 | 5.0475e-06 | 5.0475e-06 | 0 | 0 | 0 | [40 empty] | All EPR in 2020WLDFRFinancial | WLDFR | HFTD - Distribution - Tier 2 - 4QU CoRE ¦ 4QU LoRE | Non-Red Flag Warning - Large Fires | 2023 | Financial | 3.0715 | 690.0576 | 2023 | Control | 0.053 | 3 | 0 | esc | 0 | 0 | 0.055966 | 0.1719 | 0.055966 | 0.1719 | 0.055966 | 0.1719
[79 empty] | WLDFR | HFTD - Distribution - Tier 3 - 4QU CoRE ¦ 3QU LoRE | Red Flag Warning - Small Fires | 2023 | 0 | 0 | 0 | 0 | 0.080408 | 0.03759 | 0.0016314 | 0.041187 | 0 | 0.0081378 | 0.0081378 | 0.0081378 | 0.00064016 |  | 0 | 0 | 0 | 0 | 5.2095e-06 | 5.2095e-06 | 0 | 5.2095e-06 | 5.2095e-06 | 0 | 5.2095e-06 | 5.2095e-06 | [40 empty] | All EPR in 2020WLDFRSafety | WLDFR | HFTD - Distribution - Tier 2 - 4QU CoRE ¦ 4QU LoRE | Non-Red Flag Warning - Large Fires | 2023 | Safety | 1.6846 | 690.0576 | 2023 | Control | 0.053 | 3 | 0 | esc | 0 | 0 | 0.055966 | 0.094279 | 0.055966 | 0.094279 | 0.055966 | 0.094279
[79 empty] | WLDFR | HFTD - Distribution - Tier 3 - 4QU CoRE ¦ 3QU LoRE | Red Flag Warning - Small Fires | 2024 | 0 | 0 | 0 | 0 | 0.080408 | 0.03759 | 0.0016314 | 0.041187 | 0 | 0 | 0.0081378 | 0.0081378 | 0.00064016 |  | 0 | 0 | 0 | 0 | 0 | 0 | 0 | 5.2095e-06 | 5.2095e-06 | 0 | 5.2095e-06 | 5.2095e-06 | [40 empty] | All EPR in 2020WLDFRElectric Reliability | WLDFR | HFTD - Distribution - Tier 2 - 4QU CoRE ¦ 4QU LoRE | Non-Red Flag Warning - Large Fires | 2024 | Electric Reliability | 0.71896 | 690.0576 | 2024 | Control | 0.1325 | 3 | 0 | esc | 0 | 0 | 0 | 0 | 0.15274 | 0.10981 | 0.15274 | 0.10981
[79 empty] | WLDFR | HFTD - Distribution - Tier 3 - 4QU CoRE ¦ 3QU LoRE | Red Flag Warning - Small Fires | 2025 | 0 | 0 | 0 | 0 | 0.080408 | 0.03759 | 0.0016314 | 0.041187 | 0 | 0 | 0 | 0.0081378 | 0.00064016 |  | 0 | 0 | 0 | 0 | 0 | 0 | 0 | 0 | 0 | 0 | 5.2095e-06 | 5.2095e-06 | [40 empty] | All EPR in 2020WLDFRFinancial | WLDFR | HFTD - Distribution - Tier 2 - 4QU CoRE ¦ 4QU LoRE | Non-Red Flag Warning - Large Fires | 2024 | Financial | 3.0715 | 690.0576 | 2024 | Control | 0.053 | 3 | 0 | esc | 0 | 0 | 0 | 0 | 0.055966 | 0.1719 | 0.055966 | 0.1719
[79 empty] | WLDFR | HFTD - Distribution - Tier 3 - 4QU CoRE ¦ 3QU LoRE | Seismic - Non-Red Flag Warning - Catastrophic Fires | 2020 | 0 | 0 | 0 | 0 | 21083.8428 | 409.2237 | 13469.0878 | 7205.5313 | 1219.584 | 0 | 0 | 0 | 3.6943e-10 |  | 0 | 4.5055e-07 | 4.5055e-07 | 0 | 0 | 0 | 0 | 0 | 0 | 0 | 0 | 0 | [40 empty] | All EPR in 2020WLDFRSafety | WLDFR | HFTD - Distribution - Tier 2 - 4QU CoRE ¦ 4QU LoRE | Non-Red Flag Warning - Large Fires | 2024 | Safety | 1.6846 | 690.0576 | 2024 | Control | 0.053 | 3 | 0 | esc | 0 | 0 | 0 | 0 | 0.055966 | 0.094279 | 0.055966 | 0.094279
[79 empty] | WLDFR | HFTD - Distribution - Tier 3 - 4QU CoRE ¦ 3QU LoRE | Seismic - Non-Red Flag Warning - Catastrophic Fires | 2021 | 0 | 0 | 0 | 0 | 21083.8428 | 409.2237 | 13469.0878 | 7205.5313 | 1219.584 | 1219.584 | 0 | 0 | 3.6943e-10 |  | 0 | 4.5055e-07 | 4.5055e-07 | 0 | 4.5055e-07 | 4.5055e-07 | 0 | 0 | 0 | 0 | 0 | 0 | [40 empty] | All EPR in 2020WLDFRElectric Reliability | WLDFR | HFTD - Distribution - Tier 2 - 4QU CoRE ¦ 4QU LoRE | Non-Red Flag Warning - Large Fires | 2025 | Electric Reliability | 0.71896 | 690.0576 | 2025 | Control | 0.1325 | 3 | 0 | esc | 0 | 0 | 0 | 0 | 0 | 0 | 0.15274 | 0.10981
[79 empty] | WLDFR | HFTD - Distribution - Tier 3 - 4QU CoRE ¦ 3QU LoRE | Seismic - Non-Red Flag Warning - Catastrophic Fires | 2022 | 0 | 0 | 0 | 0 | 21083.8428 | 409.2237 | 13469.0878 | 7205.5313 | 1219.584 | 1219.584 | 1219.584 | 0 | 3.6943e-10 |  | 0 | 4.5055e-07 | 4.5055e-07 | 0 | 4.5055e-07 | 4.5055e-07 | 0 | 4.5055e-07 | 4.5055e-07 | 0 | 0 | 0 | [40 empty] | All EPR in 2020WLDFRFinancial | WLDFR | HFTD - Distribution - Tier 2 - 4QU CoRE ¦ 4QU LoRE | Non-Red Flag Warning - Large Fires | 2025 | Financial | 3.0715 | 690.0576 | 2025 | Control | 0.053 | 3 | 0 | esc | 0 | 0 | 0 | 0 | 0 | 0 | 0.055966 | 0.1719
[79 empty] | WLDFR | HFTD - Distribution - Tier 3 - 4QU CoRE ¦ 3QU LoRE | Seismic - Non-Red Flag Warning - Catastrophic Fires | 2023 | 0 | 0 | 0 | 0 | 21835.9781 | 428.6023 | 13939.561 | 7467.8148 | 0 | 1263.5534 | 1263.5534 | 1263.5534 | 3.6943e-10 |  | 0 | 0 | 0 | 0 | 4.6679e-07 | 4.6679e-07 | 0 | 4.6679e-07 | 4.6679e-07 | 0 | 4.6679e-07 | 4.6679e-07 | [40 empty] | All EPR in 2020WLDFRSafety | WLDFR | HFTD - Distribution - Tier 2 - 4QU CoRE ¦ 4QU LoRE | Non-Red Flag Warning - Large Fires | 2025 | Safety | 1.6846 | 690.0576 | 2025 | Control | 0.053 | 3 | 0 | esc | 0 | 0 | 0 | 0 | 0 | 0 | 0.055966 | 0.094279
[79 empty] | WLDFR | HFTD - Distribution - Tier 3 - 4QU CoRE ¦ 3QU LoRE | Seismic - Non-Red Flag Warning - Catastrophic Fires | 2024 | 0 | 0 | 0 | 0 | 21835.9781 | 428.6023 | 13939.561 | 7467.8148 | 0 | 0 | 1263.5534 | 1263.5534 | 3.6943e-10 |  | 0 | 0 | 0 | 0 | 0 | 0 | 0 | 4.6679e-07 | 4.6679e-07 | 0 | 4.6679e-07 | 4.6679e-07 | [40 empty] | All EPR in 2020WLDFRElectric Reliability | WLDFR | HFTD - Distribution - Tier 2 - 4QU CoRE ¦ 4QU LoRE | Non-Red Flag Warning - Small Fires | 2021 | Electric Reliability | 0.036425 | 690.0576 | 2021 | Control | 0.1325 | 3 | 0 | esc | 0.15274 | 0.0055635 | 0.15274 | 0.0055635 | 0 | 0 | 0 | 0
[79 empty] | WLDFR | HFTD - Distribution - Tier 3 - 4QU CoRE ¦ 3QU LoRE | Seismic - Non-Red Flag Warning - Catastrophic Fires | 2025 | 0 | 0 | 0 | 0 | 21835.9781 | 428.6023 | 13939.561 | 7467.8148 | 0 | 0 | 0 | 1263.5534 | 3.6943e-10 |  | 0 | 0 | 0 | 0 | 0 | 0 | 0 | 0 | 0 | 0 | 4.6679e-07 | 4.6679e-07 | [40 empty] | All EPR in 2020WLDFRFinancial | WLDFR | HFTD - Distribution - Tier 2 - 4QU CoRE ¦ 4QU LoRE | Non-Red Flag Warning - Small Fires | 2021 | Financial | 0.0015809 | 690.0576 | 2021 | Control | 0.053 | 3 | 0 | esc | 0.055966 | 8.8475e-05 | 0.055966 | 8.8475e-05 | 0 | 0 | 0 | 0
[79 empty] | WLDFR | HFTD - Distribution - Tier 3 - 4QU CoRE ¦ 3QU LoRE | Seismic - Red Flag Warning - Catastrophic Fires | 2020 | 0 | 0 | 0 | 0 | 21083.8428 | 409.2237 | 13469.0878 | 7205.5313 | 1219.584 | 0 | 0 | 0 | 1.5933e-08 |  | 0 | 1.9431e-05 | 1.9431e-05 | 0 | 0 | 0 | 0 | 0 | 0 | 0 | 0 | 0 | [40 empty] | All EPR in 2020WLDFRSafety | WLDFR | HFTD - Distribution - Tier 2 - 4QU CoRE ¦ 4QU LoRE | Non-Red Flag Warning - Small Fires | 2021 | Safety | 0.039895 | 690.0576 | 2021 | Control | 0.053 | 3 | 0 | esc | 0.055966 | 0.0022328 | 0.055966 | 0.0022328 | 0 | 0 | 0 | 0
[79 empty] | WLDFR | HFTD - Distribution - Tier 3 - 4QU CoRE ¦ 3QU LoRE | Seismic - Red Flag Warning - Catastrophic Fires | 2021 | 0 | 0 | 0 | 0 | 21083.8428 | 409.2237 | 13469.0878 | 7205.5313 | 1219.584 | 1219.584 | 0 | 0 | 1.5933e-08 |  | 0 | 1.9431e-05 | 1.9431e-05 | 0 | 1.9431e-05 | 1.9431e-05 | 0 | 0 | 0 | 0 | 0 | 0 | [40 empty] | All EPR in 2020WLDFRElectric Reliability | WLDFR | HFTD - Distribution - Tier 2 - 4QU CoRE ¦ 4QU LoRE | Non-Red Flag Warning - Small Fires | 2022 | Electric Reliability | 0.036425 | 690.0576 | 2022 | Control | 0.1325 | 3 | 0 | esc | 0.15274 | 0.0055635 | 0.15274 | 0.0055635 | 0.15274 | 0.0055635 | 0 | 0
[79 empty] | WLDFR | HFTD - Distribution - Tier 3 - 4QU CoRE ¦ 3QU LoRE | Seismic - Red Flag Warning - Catastrophic Fires | 2022 | 0 | 0 | 0 | 0 | 21083.8428 | 409.2237 | 13469.0878 | 7205.5313 | 1219.584 | 1219.584 | 1219.584 | 0 | 1.5933e-08 |  | 0 | 1.9431e-05 | 1.9431e-05 | 0 | 1.9431e-05 | 1.9431e-05 | 0 | 1.9431e-05 | 1.9431e-05 | 0 | 0 | 0 | [40 empty] | All EPR in 2020WLDFRFinancial | WLDFR | HFTD - Distribution - Tier 2 - 4QU CoRE ¦ 4QU LoRE | Non-Red Flag Warning - Small Fires | 2022 | Financial | 0.0015809 | 690.0576 | 2022 | Control | 0.053 | 3 | 0 | esc | 0.055966 | 8.8475e-05 | 0.055966 | 8.8475e-05 | 0.055966 | 8.8475e-05 | 0 | 0
[79 empty] | WLDFR | HFTD - Distribution - Tier 3 - 4QU CoRE ¦ 3QU LoRE | Seismic - Red Flag Warning - Catastrophic Fires | 2023 | 0 | 0 | 0 | 0 | 21835.9781 | 428.6023 | 13939.561 | 7467.8148 | 0 | 1263.5534 | 1263.5534 | 1263.5534 | 1.5933e-08 |  | 0 | 0 | 0 | 0 | 2.0132e-05 | 2.0132e-05 | 0 | 2.0132e-05 | 2.0132e-05 | 0 | 2.0132e-05 | 2.0132e-05 | [40 empty] | All EPR in 2020WLDFRSafety | WLDFR | HFTD - Distribution - Tier 2 - 4QU CoRE ¦ 4QU LoRE | Non-Red Flag Warning - Small Fires | 2022 | Safety | 0.039895 | 690.0576 | 2022 | Control | 0.053 | 3 | 0 | esc | 0.055966 | 0.0022328 | 0.055966 | 0.0022328 | 0.055966 | 0.0022328 | 0 | 0
[79 empty] | WLDFR | HFTD - Distribution - Tier 3 - 4QU CoRE ¦ 3QU LoRE | Seismic - Red Flag Warning - Catastrophic Fires | 2024 | 0 | 0 | 0 | 0 | 21835.9781 | 428.6023 | 13939.561 | 7467.8148 | 0 | 0 | 1263.5534 | 1263.5534 | 1.5933e-08 |  | 0 | 0 | 0 | 0 | 0 | 0 | 0 | 2.0132e-05 | 2.0132e-05 | 0 | 2.0132e-05 | 2.0132e-05 | [40 empty] | All EPR in 2020WLDFRElectric Reliability | WLDFR | HFTD - Distribution - Tier 2 - 4QU CoRE ¦ 4QU LoRE | Non-Red Flag Warning - Small Fires | 2023 | Electric Reliability | 0.03759 | 690.0576 | 2023 | Control | 0.1325 | 3 | 0 | esc | 0 | 0 | 0.15274 | 0.0057414 | 0.15274 | 0.0057414 | 0.15274 | 0.0057414
[79 empty] | WLDFR | HFTD - Distribution - Tier 3 - 4QU CoRE ¦ 3QU LoRE | Seismic - Red Flag Warning - Catastrophic Fires | 2025 | 0 | 0 | 0 | 0 | 21835.9781 | 428.6023 | 13939.561 | 7467.8148 | 0 | 0 | 0 | 1263.5534 | 1.5933e-08 |  | 0 | 0 | 0 | 0 | 0 | 0 | 0 | 0 | 0 | 0 | 2.0132e-05 | 2.0132e-05 | [40 empty] | All EPR in 2020WLDFRFinancial | WLDFR | HFTD - Distribution - Tier 2 - 4QU CoRE ¦ 4QU LoRE | Non-Red Flag Warning - Small Fires | 2023 | Financial | 0.0016314 | 690.0576 | 2023 | Control | 0.053 | 3 | 0 | esc | 0 | 0 | 0.055966 | 9.1305e-05 | 0.055966 | 9.1305e-05 | 0.055966 | 9.1305e-05
[79 empty] | WLDFR | HFTD - Distribution - Tier 3 - 4QU CoRE ¦ 4QU LoRE | Non-Red Flag Warning - Catastrophic Fires | 2020 | 0 | 0 | 0 | 0 | 14146.1306 | 222.2294 | 8585.7228 | 5338.1784 | 813.2108 | 0 | 0 | 0 | 3.4915e-07 |  | 0 | 0.00028394 | 0.00028394 | 0 | 0 | 0 | 0 | 0 | 0 | 0 | 0 | 0 | [40 empty] | All EPR in 2020WLDFRSafety | WLDFR | HFTD - Distribution - Tier 2 - 4QU CoRE ¦ 4QU LoRE | Non-Red Flag Warning - Small Fires | 2023 | Safety | 0.041187 | 690.0576 | 2023 | Control | 0.053 | 3 | 0 | esc | 0 | 0 | 0.055966 | 0.0023051 | 0.055966 | 0.0023051 | 0.055966 | 0.0023051
[79 empty] | WLDFR | HFTD - Distribution - Tier 3 - 4QU CoRE ¦ 4QU LoRE | Non-Red Flag Warning - Catastrophic Fires | 2021 | 0 | 0 | 0 | 0 | 14146.1306 | 222.2294 | 8585.7228 | 5338.1784 | 813.2108 | 813.2108 | 0 | 0 | 3.4915e-07 |  | 0 | 0.00028394 | 0.00028394 | 0 | 0.00028394 | 0.00028394 | 0 | 0 | 0 | 0 | 0 | 0 | [40 empty] | All EPR in 2020WLDFRElectric Reliability | WLDFR | HFTD - Distribution - Tier 2 - 4QU CoRE ¦ 4QU LoRE | Non-Red Flag Warning - Small Fires | 2024 | Electric Reliability | 0.03759 | 690.0576 | 2024 | Control | 0.1325 | 3 | 0 | esc | 0 | 0 | 0 | 0 | 0.15274 | 0.0057414 | 0.15274 | 0.0057414
[79 empty] | WLDFR | HFTD - Distribution - Tier 3 - 4QU CoRE ¦ 4QU LoRE | Non-Red Flag Warning - Catastrophic Fires | 2022 | 0 | 0 | 0 | 0 | 14146.1306 | 222.2294 | 8585.7228 | 5338.1784 | 813.2108 | 813.2108 | 813.2108 | 0 | 3.4915e-07 |  | 0 | 0.00028394 | 0.00028394 | 0 | 0.00028394 | 0.00028394 | 0 | 0.00028394 | 0.00028394 | 0 | 0 | 0 | [40 empty] | All EPR in 2020WLDFRFinancial | WLDFR | HFTD - Distribution - Tier 2 - 4QU CoRE ¦ 4QU LoRE | Non-Red Flag Warning - Small Fires | 2024 | Financial | 0.0016314 | 690.0576 | 2024 | Control | 0.053 | 3 | 0 | esc | 0 | 0 | 0 | 0 | 0.055966 | 9.1305e-05 | 0.055966 | 9.1305e-05
[79 empty] | WLDFR | HFTD - Distribution - Tier 3 - 4QU CoRE ¦ 4QU LoRE | Non-Red Flag Warning - Catastrophic Fires | 2023 | 0 | 0 | 0 | 0 | 14664.6376 | 233.2301 | 8896.516 | 5534.8915 | 0 | 843.2942 | 843.2942 | 843.2942 | 3.4915e-07 |  | 0 | 0 | 0 | 0 | 0.00029444 | 0.00029444 | 0 | 0.00029444 | 0.00029444 | 0 | 0.00029444 | 0.00029444 | [40 empty] | All EPR in 2020WLDFRSafety | WLDFR | HFTD - Distribution - Tier 2 - 4QU CoRE ¦ 4QU LoRE | Non-Red Flag Warning - Small Fires | 2024 | Safety | 0.041187 | 690.0576 | 2024 | Control | 0.053 | 3 | 0 | esc | 0 | 0 | 0 | 0 | 0.055966 | 0.0023051 | 0.055966 | 0.0023051
[79 empty] | WLDFR | HFTD - Distribution - Tier 3 - 4QU CoRE ¦ 4QU LoRE | Non-Red Flag Warning - Catastrophic Fires | 2024 | 0 | 0 | 0 | 0 | 14664.6376 | 233.2301 | 8896.516 | 5534.8915 | 0 | 0 | 843.2942 | 843.2942 | 3.4915e-07 |  | 0 | 0 | 0 | 0 | 0 | 0 | 0 | 0.00029444 | 0.00029444 | 0 | 0.00029444 | 0.00029444 | [40 empty] | All EPR in 2020WLDFRElectric Reliability | WLDFR | HFTD - Distribution - Tier 2 - 4QU CoRE ¦ 4QU LoRE | Non-Red Flag Warning - Small Fires | 2025 | Electric Reliability | 0.03759 | 690.0576 | 2025 | Control | 0.1325 | 3 | 0 | esc | 0 | 0 | 0 | 0 | 0 | 0 | 0.15274 | 0.0057414
[79 empty] | WLDFR | HFTD - Distribution - Tier 3 - 4QU CoRE ¦ 4QU LoRE | Non-Red Flag Warning - Catastrophic Fires | 2025 | 0 | 0 | 0 | 0 | 14664.6376 | 233.2301 | 8896.516 | 5534.8915 | 0 | 0 | 0 | 843.2942 | 3.4915e-07 |  | 0 | 0 | 0 | 0 | 0 | 0 | 0 | 0 | 0 | 0 | 0.00029444 | 0.00029444 | [40 empty] | All EPR in 2020WLDFRFinancial | WLDFR | HFTD - Distribution - Tier 2 - 4QU CoRE ¦ 4QU LoRE | Non-Red Flag Warning - Small Fires | 2025 | Financial | 0.0016314 | 690.0576 | 2025 | Control | 0.053 | 3 | 0 | esc | 0 | 0 | 0 | 0 | 0 | 0 | 0.055966 | 9.1305e-05
[79 empty] | WLDFR | HFTD - Distribution - Tier 3 - 4QU CoRE ¦ 4QU LoRE | Non-Red Flag Warning - Destructive Fires | 2020 | 0 | 0 | 0 | 0 | 8807.9522 | 222.2294 | 8585.7228 | 0 | 514.4532 | 0 | 0 | 0 | 4.3064e-07 |  | 0 | 0.00022155 | 0.00022155 | 0 | 0 | 0 | 0 | 0 | 0 | 0 | 0 | 0 | [40 empty] | All EPR in 2020WLDFRSafety | WLDFR | HFTD - Distribution - Tier 2 - 4QU CoRE ¦ 4QU LoRE | Non-Red Flag Warning - Small Fires | 2025 | Safety | 0.041187 | 690.0576 | 2025 | Control | 0.053 | 3 | 0 | esc | 0 | 0 | 0 | 0 | 0 | 0 | 0.055966 | 0.0023051
[79 empty] | WLDFR | HFTD - Distribution - Tier 3 - 4QU CoRE ¦ 4QU LoRE | Non-Red Flag Warning - Destructive Fires | 2021 | 0 | 0 | 0 | 0 | 8807.9522 | 222.2294 | 8585.7228 | 0 | 514.4532 | 514.4532 | 0 | 0 | 4.3064e-07 |  | 0 | 0.00022155 | 0.00022155 | 0 | 0.00022155 | 0.00022155 | 0 | 0 | 0 | 0 | 0 | 0 | [40 empty] | All EPR in 2020WLDFRElectric Reliability | WLDFR | HFTD - Distribution - Tier 2 - 4QU CoRE ¦ 4QU LoRE | Red Flag Warning - Catastrophic Fires | 2021 | Electric Reliability | 222.2294 | 690.0576 | 2021 | Control | 0.1325 | 3 | 0 | esc | 0.15274 | 33.9428 | 0.15274 | 33.9428 | 0 | 0 | 0 | 0
[79 empty] | WLDFR | HFTD - Distribution - Tier 3 - 4QU CoRE ¦ 4QU LoRE | Non-Red Flag Warning - Destructive Fires | 2022 | 0 | 0 | 0 | 0 | 8807.9522 | 222.2294 | 8585.7228 | 0 | 514.4532 | 514.4532 | 514.4532 | 0 | 4.3064e-07 |  | 0 | 0.00022155 | 0.00022155 | 0 | 0.00022155 | 0.00022155 | 0 | 0.00022155 | 0.00022155 | 0 | 0 | 0 | [40 empty] | All EPR in 2020WLDFRFinancial | WLDFR | HFTD - Distribution - Tier 2 - 4QU CoRE ¦ 4QU LoRE | Red Flag Warning - Catastrophic Fires | 2021 | Financial | 8585.7228 | 690.0576 | 2021 | Control | 0.053 | 3 | 0 | esc | 0.055966 | 480.5104 | 0.055966 | 480.5104 | 0 | 0 | 0 | 0
[79 empty] | WLDFR | HFTD - Distribution - Tier 3 - 4QU CoRE ¦ 4QU LoRE | Non-Red Flag Warning - Destructive Fires | 2023 | 0 | 0 | 0 | 0 | 9129.7461 | 233.2301 | 8896.516 | 0 | 0 | 533.5273 | 533.5273 | 533.5273 | 4.3064e-07 |  | 0 | 0 | 0 | 0 | 0.00022976 | 0.00022976 | 0 | 0.00022976 | 0.00022976 | 0 | 0.00022976 | 0.00022976 | [40 empty] | All EPR in 2020WLDFRSafety | WLDFR | HFTD - Distribution - Tier 2 - 4QU CoRE ¦ 4QU LoRE | Red Flag Warning - Catastrophic Fires | 2021 | Safety | 5338.1784 | 690.0576 | 2021 | Control | 0.053 | 3 | 0 | esc | 0.055966 | 298.7576 | 0.055966 | 298.7576 | 0 | 0 | 0 | 0
[79 empty] | WLDFR | HFTD - Distribution - Tier 3 - 4QU CoRE ¦ 4QU LoRE | Non-Red Flag Warning - Destructive Fires | 2024 | 0 | 0 | 0 | 0 | 9129.7461 | 233.2301 | 8896.516 | 0 | 0 | 0 | 533.5273 | 533.5273 | 4.3064e-07 |  | 0 | 0 | 0 | 0 | 0 | 0 | 0 | 0.00022976 | 0.00022976 | 0 | 0.00022976 | 0.00022976 | [40 empty] | All EPR in 2020WLDFRElectric Reliability | WLDFR | HFTD - Distribution - Tier 2 - 4QU CoRE ¦ 4QU LoRE | Red Flag Warning - Catastrophic Fires | 2022 | Electric Reliability | 222.2294 | 690.0576 | 2022 | Control | 0.1325 | 3 | 0 | esc | 0.15274 | 33.9428 | 0.15274 | 33.9428 | 0.15274 | 33.9428 | 0 | 0
[79 empty] | WLDFR | HFTD - Distribution - Tier 3 - 4QU CoRE ¦ 4QU LoRE | Non-Red Flag Warning - Destructive Fires | 2025 | 0 | 0 | 0 | 0 | 9129.7461 | 233.2301 | 8896.516 | 0 | 0 | 0 | 0 | 533.5273 | 4.3064e-07 |  | 0 | 0 | 0 | 0 | 0 | 0 | 0 | 0 | 0 | 0 | 0.00022976 | 0.00022976 | [40 empty] | All EPR in 2020WLDFRFinancial | WLDFR | HFTD - Distribution - Tier 2 - 4QU CoRE ¦ 4QU LoRE | Red Flag Warning - Catastrophic Fires | 2022 | Financial | 8585.7228 | 690.0576 | 2022 | Control | 0.053 | 3 | 0 | esc | 0.055966 | 480.5104 | 0.055966 | 480.5104 | 0.055966 | 480.5104 | 0 | 0
[79 empty] | WLDFR | HFTD - Distribution - Tier 3 - 4QU CoRE ¦ 4QU LoRE | Non-Red Flag Warning - Large Fires | 2020 | 0 | 0 | 0 | 0 | 5.2406 | 0.69642 | 2.942 | 1.6022 | 0.36069 | 0 | 0 | 0 | 9.2019e-06 |  | 0 | 3.319e-06 | 3.319e-06 | 0 | 0 | 0 | 0 | 0 | 0 | 0 | 0 | 0 | [40 empty] | All EPR in 2020WLDFRSafety | WLDFR | HFTD - Distribution - Tier 2 - 4QU CoRE ¦ 4QU LoRE | Red Flag Warning - Catastrophic Fires | 2022 | Safety | 5338.1784 | 690.0576 | 2022 | Control | 0.053 | 3 | 0 | esc | 0.055966 | 298.7576 | 0.055966 | 298.7576 | 0.055966 | 298.7576 | 0 | 0
[79 empty] | WLDFR | HFTD - Distribution - Tier 3 - 4QU CoRE ¦ 4QU LoRE | Non-Red Flag Warning - Large Fires | 2021 | 0 | 0 | 0 | 0 | 5.2406 | 0.69642 | 2.942 | 1.6022 | 0.36069 | 0.36069 | 0 | 0 | 9.2019e-06 |  | 0 | 3.319e-06 | 3.319e-06 | 0 | 3.319e-06 | 3.319e-06 | 0 | 0 | 0 | 0 | 0 | 0 | [40 empty] | All EPR in 2020WLDFRElectric Reliability | WLDFR | HFTD - Distribution - Tier 2 - 4QU CoRE ¦ 4QU LoRE | Red Flag Warning - Catastrophic Fires | 2023 | Electric Reliability | 233.2301 | 690.0576 | 2023 | Control | 0.1325 | 3 | 0 | esc | 0 | 0 | 0.15274 | 35.623 | 0.15274 | 35.623 | 0.15274 | 35.623
[79 empty] | WLDFR | HFTD - Distribution - Tier 3 - 4QU CoRE ¦ 4QU LoRE | Non-Red Flag Warning - Large Fires | 2022 | 0 | 0 | 0 | 0 | 5.2406 | 0.69642 | 2.942 | 1.6022 | 0.36069 | 0.36069 | 0.36069 | 0 | 9.2019e-06 |  | 0 | 3.319e-06 | 3.319e-06 | 0 | 3.319e-06 | 3.319e-06 | 0 | 3.319e-06 | 3.319e-06 | 0 | 0 | 0 | [40 empty] | All EPR in 2020WLDFRFinancial | WLDFR | HFTD - Distribution - Tier 2 - 4QU CoRE ¦ 4QU LoRE | Red Flag Warning - Catastrophic Fires | 2023 | Financial | 8896.516 | 690.0576 | 2023 | Control | 0.053 | 3 | 0 | esc | 0 | 0 | 0.055966 | 497.9043 | 0.055966 | 497.9043 | 0.055966 | 497.9043
[79 empty] | WLDFR | HFTD - Distribution - Tier 3 - 4QU CoRE ¦ 4QU LoRE | Non-Red Flag Warning - Large Fires | 2023 | 0 | 0 | 0 | 0 | 5.475 | 0.71896 | 3.0715 | 1.6846 | 0 | 0.37599 | 0.37599 | 0.37599 | 9.2019e-06 |  | 0 | 0 | 0 | 0 | 3.4599e-06 | 3.4599e-06 | 0 | 3.4599e-06 | 3.4599e-06 | 0 | 3.4599e-06 | 3.4599e-06 | [40 empty] | All EPR in 2020WLDFRSafety | WLDFR | HFTD - Distribution - Tier 2 - 4QU CoRE ¦ 4QU LoRE | Red Flag Warning - Catastrophic Fires | 2023 | Safety | 5534.8915 | 690.0576 | 2023 | Control | 0.053 | 3 | 0 | esc | 0 | 0 | 0.055966 | 309.7669 | 0.055966 | 309.7669 | 0.055966 | 309.7669
[79 empty] | WLDFR | HFTD - Distribution - Tier 3 - 4QU CoRE ¦ 4QU LoRE | Non-Red Flag Warning - Large Fires | 2024 | 0 | 0 | 0 | 0 | 5.475 | 0.71896 | 3.0715 | 1.6846 | 0 | 0 | 0.37599 | 0.37599 | 9.2019e-06 |  | 0 | 0 | 0 | 0 | 0 | 0 | 0 | 3.4599e-06 | 3.4599e-06 | 0 | 3.4599e-06 | 3.4599e-06 | [40 empty] | All EPR in 2020WLDFRElectric Reliability | WLDFR | HFTD - Distribution - Tier 2 - 4QU CoRE ¦ 4QU LoRE | Red Flag Warning - Catastrophic Fires | 2024 | Electric Reliability | 233.2301 | 690.0576 | 2024 | Control | 0.1325 | 3 | 0 | esc | 0 | 0 | 0 | 0 | 0.15274 | 35.623 | 0.15274 | 35.623
[79 empty] | WLDFR | HFTD - Distribution - Tier 3 - 4QU CoRE ¦ 4QU LoRE | Non-Red Flag Warning - Large Fires | 2025 | 0 | 0 | 0 | 0 | 5.475 | 0.71896 | 3.0715 | 1.6846 | 0 | 0 | 0 | 0.37599 | 9.2019e-06 |  | 0 | 0 | 0 | 0 | 0 | 0 | 0 | 0 | 0 | 0 | 3.4599e-06 | 3.4599e-06 | [40 empty] | All EPR in 2020WLDFRFinancial | WLDFR | HFTD - Distribution - Tier 2 - 4QU CoRE ¦ 4QU LoRE | Red Flag Warning - Catastrophic Fires | 2024 | Financial | 8896.516 | 690.0576 | 2024 | Control | 0.053 | 3 | 0 | esc | 0 | 0 | 0 | 0 | 0.055966 | 497.9043 | 0.055966 | 497.9043
[79 empty] | WLDFR | HFTD - Distribution - Tier 3 - 4QU CoRE ¦ 4QU LoRE | Non-Red Flag Warning - Small Fires | 2020 | 0 | 0 | 0 | 0 | 0.077901 | 0.036425 | 0.0015809 | 0.039895 | 0.0078847 | 0 | 0 | 0 | 0.003642 |  | 0 | 2.8716e-05 | 2.8716e-05 | 0 | 0 | 0 | 0 | 0 | 0 | 0 | 0 | 0 | [40 empty] | All EPR in 2020WLDFRSafety | WLDFR | HFTD - Distribution - Tier 2 - 4QU CoRE ¦ 4QU LoRE | Red Flag Warning - Catastrophic Fires | 2024 | Safety | 5534.8915 | 690.0576 | 2024 | Control | 0.053 | 3 | 0 | esc | 0 | 0 | 0 | 0 | 0.055966 | 309.7669 | 0.055966 | 309.7669
[79 empty] | WLDFR | HFTD - Distribution - Tier 3 - 4QU CoRE ¦ 4QU LoRE | Non-Red Flag Warning - Small Fires | 2021 | 0 | 0 | 0 | 0 | 0.077901 | 0.036425 | 0.0015809 | 0.039895 | 0.0078847 | 0.0078847 | 0 | 0 | 0.003642 |  | 0 | 2.8716e-05 | 2.8716e-05 | 0 | 2.8716e-05 | 2.8716e-05 | 0 | 0 | 0 | 0 | 0 | 0 | [40 empty] | All EPR in 2020WLDFRElectric Reliability | WLDFR | HFTD - Distribution - Tier 2 - 4QU CoRE ¦ 4QU LoRE | Red Flag Warning - Catastrophic Fires | 2025 | Electric Reliability | 233.2301 | 690.0576 | 2025 | Control | 0.1325 | 3 | 0 | esc | 0 | 0 | 0 | 0 | 0 | 0 | 0.15274 | 35.623
[79 empty] | WLDFR | HFTD - Distribution - Tier 3 - 4QU CoRE ¦ 4QU LoRE | Non-Red Flag Warning - Small Fires | 2022 | 0 | 0 | 0 | 0 | 0.077901 | 0.036425 | 0.0015809 | 0.039895 | 0.0078847 | 0.0078847 | 0.0078847 | 0 | 0.003642 |  | 0 | 2.8716e-05 | 2.8716e-05 | 0 | 2.8716e-05 | 2.8716e-05 | 0 | 2.8716e-05 | 2.8716e-05 | 0 | 0 | 0 | [40 empty] | All EPR in 2020WLDFRFinancial | WLDFR | HFTD - Distribution - Tier 2 - 4QU CoRE ¦ 4QU LoRE | Red Flag Warning - Catastrophic Fires | 2025 | Financial | 8896.516 | 690.0576 | 2025 | Control | 0.053 | 3 | 0 | esc | 0 | 0 | 0 | 0 | 0 | 0 | 0.055966 | 497.9043
[79 empty] | WLDFR | HFTD - Distribution - Tier 3 - 4QU CoRE ¦ 4QU LoRE | Non-Red Flag Warning - Small Fires | 2023 | 0 | 0 | 0 | 0 | 0.080408 | 0.03759 | 0.0016314 | 0.041187 | 0 | 0.0081378 | 0.0081378 | 0.0081378 | 0.003642 |  | 0 | 0 | 0 | 0 | 2.9638e-05 | 2.9638e-05 | 0 | 2.9638e-05 | 2.9638e-05 | 0 | 2.9638e-05 | 2.9638e-05 | [40 empty] | All EPR in 2020WLDFRSafety | WLDFR | HFTD - Distribution - Tier 2 - 4QU CoRE ¦ 4QU LoRE | Red Flag Warning - Catastrophic Fires | 2025 | Safety | 5534.8915 | 690.0576 | 2025 | Control | 0.053 | 3 | 0 | esc | 0 | 0 | 0 | 0 | 0 | 0 | 0.055966 | 309.7669
[79 empty] | WLDFR | HFTD - Distribution - Tier 3 - 4QU CoRE ¦ 4QU LoRE | Non-Red Flag Warning - Small Fires | 2024 | 0 | 0 | 0 | 0 | 0.080408 | 0.03759 | 0.0016314 | 0.041187 | 0 | 0 | 0.0081378 | 0.0081378 | 0.003642 |  | 0 | 0 | 0 | 0 | 0 | 0 | 0 | 2.9638e-05 | 2.9638e-05 | 0 | 2.9638e-05 | 2.9638e-05 | [40 empty] | All EPR in 2020WLDFRElectric Reliability | WLDFR | HFTD - Distribution - Tier 2 - 4QU CoRE ¦ 4QU LoRE | Red Flag Warning - Destructive Fires | 2021 | Electric Reliability | 222.2294 | 690.0576 | 2021 | Control | 0.1325 | 3 | 0 | esc | 0.15274 | 33.9428 | 0.15274 | 33.9428 | 0 | 0 | 0 | 0
[79 empty] | WLDFR | HFTD - Distribution - Tier 3 - 4QU CoRE ¦ 4QU LoRE | Non-Red Flag Warning - Small Fires | 2025 | 0 | 0 | 0 | 0 | 0.080408 | 0.03759 | 0.0016314 | 0.041187 | 0 | 0 | 0 | 0.0081378 | 0.003642 |  | 0 | 0 | 0 | 0 | 0 | 0 | 0 | 0 | 0 | 0 | 2.9638e-05 | 2.9638e-05 | [40 empty] | All EPR in 2020WLDFRFinancial | WLDFR | HFTD - Distribution - Tier 2 - 4QU CoRE ¦ 4QU LoRE | Red Flag Warning - Destructive Fires | 2021 | Financial | 8585.7228 | 690.0576 | 2021 | Control | 0.053 | 3 | 0 | esc | 0.055966 | 480.5104 | 0.055966 | 480.5104 | 0 | 0 | 0 | 0
[79 empty] | WLDFR | HFTD - Distribution - Tier 3 - 4QU CoRE ¦ 4QU LoRE | Red Flag Warning - Catastrophic Fires | 2020 | 0 | 0 | 0 | 0 | 14146.1306 | 222.2294 | 8585.7228 | 5338.1784 | 813.2108 | 0 | 0 | 0 | 8.2093e-06 |  | 0 | 0.0066759 | 0.0066759 | 0 | 0 | 0 | 0 | 0 | 0 | 0 | 0 | 0 | [40 empty] | All EPR in 2020WLDFRElectric Reliability | WLDFR | HFTD - Distribution - Tier 2 - 4QU CoRE ¦ 4QU LoRE | Red Flag Warning - Destructive Fires | 2022 | Electric Reliability | 222.2294 | 690.0576 | 2022 | Control | 0.1325 | 3 | 0 | esc | 0.15274 | 33.9428 | 0.15274 | 33.9428 | 0.15274 | 33.9428 | 0 | 0
[79 empty] | WLDFR | HFTD - Distribution - Tier 3 - 4QU CoRE ¦ 4QU LoRE | Red Flag Warning - Catastrophic Fires | 2021 | 0 | 0 | 0 | 0 | 14146.1306 | 222.2294 | 8585.7228 | 5338.1784 | 813.2108 | 813.2108 | 0 | 0 | 8.2093e-06 |  | 0 | 0.0066759 | 0.0066759 | 0 | 0.0066759 | 0.0066759 | 0 | 0 | 0 | 0 | 0 | 0 | [40 empty] | All EPR in 2020WLDFRFinancial | WLDFR | HFTD - Distribution - Tier 2 - 4QU CoRE ¦ 4QU LoRE | Red Flag Warning - Destructive Fires | 2022 | Financial | 8585.7228 | 690.0576 | 2022 | Control | 0.053 | 3 | 0 | esc | 0.055966 | 480.5104 | 0.055966 | 480.5104 | 0.055966 | 480.5104 | 0 | 0
[79 empty] | WLDFR | HFTD - Distribution - Tier 3 - 4QU CoRE ¦ 4QU LoRE | Red Flag Warning - Catastrophic Fires | 2022 | 0 | 0 | 0 | 0 | 14146.1306 | 222.2294 | 8585.7228 | 5338.1784 | 813.2108 | 813.2108 | 813.2108 | 0 | 8.2093e-06 |  | 0 | 0.0066759 | 0.0066759 | 0 | 0.0066759 | 0.0066759 | 0 | 0.0066759 | 0.0066759 | 0 | 0 | 0 | [40 empty] | All EPR in 2020WLDFRElectric Reliability | WLDFR | HFTD - Distribution - Tier 2 - 4QU CoRE ¦ 4QU LoRE | Red Flag Warning - Destructive Fires | 2023 | Electric Reliability | 233.2301 | 690.0576 | 2023 | Control | 0.1325 | 3 | 0 | esc | 0 | 0 | 0.15274 | 35.623 | 0.15274 | 35.623 | 0.15274 | 35.623
[79 empty] | WLDFR | HFTD - Distribution - Tier 3 - 4QU CoRE ¦ 4QU LoRE | Red Flag Warning - Catastrophic Fires | 2023 | 0 | 0 | 0 | 0 | 14664.6376 | 233.2301 | 8896.516 | 5534.8915 | 0 | 843.2942 | 843.2942 | 843.2942 | 8.2093e-06 |  | 0 | 0 | 0 | 0 | 0.0069229 | 0.0069229 | 0 | 0.0069229 | 0.0069229 | 0 | 0.0069229 | 0.0069229 | [40 empty] | All EPR in 2020WLDFRFinancial | WLDFR | HFTD - Distribution - Tier 2 - 4QU CoRE ¦ 4QU LoRE | Red Flag Warning - Destructive Fires | 2023 | Financial | 8896.516 | 690.0576 | 2023 | Control | 0.053 | 3 | 0 | esc | 0 | 0 | 0.055966 | 497.9043 | 0.055966 | 497.9043 | 0.055966 | 497.9043
[79 empty] | WLDFR | HFTD - Distribution - Tier 3 - 4QU CoRE ¦ 4QU LoRE | Red Flag Warning - Catastrophic Fires | 2024 | 0 | 0 | 0 | 0 | 14664.6376 | 233.2301 | 8896.516 | 5534.8915 | 0 | 0 | 843.2942 | 843.2942 | 8.2093e-06 |  | 0 | 0 | 0 | 0 | 0 | 0 | 0 | 0.0069229 | 0.0069229 | 0 | 0.0069229 | 0.0069229 | [40 empty] | All EPR in 2020WLDFRElectric Reliability | WLDFR | HFTD - Distribution - Tier 2 - 4QU CoRE ¦ 4QU LoRE | Red Flag Warning - Destructive Fires | 2024 | Electric Reliability | 233.2301 | 690.0576 | 2024 | Control | 0.1325 | 3 | 0 | esc | 0 | 0 | 0 | 0 | 0.15274 | 35.623 | 0.15274 | 35.623
[79 empty] | WLDFR | HFTD - Distribution - Tier 3 - 4QU CoRE ¦ 4QU LoRE | Red Flag Warning - Catastrophic Fires | 2025 | 0 | 0 | 0 | 0 | 14664.6376 | 233.2301 | 8896.516 | 5534.8915 | 0 | 0 | 0 | 843.2942 | 8.2093e-06 |  | 0 | 0 | 0 | 0 | 0 | 0 | 0 | 0 | 0 | 0 | 0.0069229 | 0.0069229 | [40 empty] | All EPR in 2020WLDFRFinancial | WLDFR | HFTD - Distribution - Tier 2 - 4QU CoRE ¦ 4QU LoRE | Red Flag Warning - Destructive Fires | 2024 | Financial | 8896.516 | 690.0576 | 2024 | Control | 0.053 | 3 | 0 | esc | 0 | 0 | 0 | 0 | 0.055966 | 497.9043 | 0.055966 | 497.9043
[79 empty] | WLDFR | HFTD - Distribution - Tier 3 - 4QU CoRE ¦ 4QU LoRE | Red Flag Warning - Destructive Fires | 2020 | 0 | 0 | 0 | 0 | 8807.9522 | 222.2294 | 8585.7228 | 0 | 514.4532 | 0 | 0 | 0 | 1.3611e-06 |  | 0 | 0.00070023 | 0.00070023 | 0 | 0 | 0 | 0 | 0 | 0 | 0 | 0 | 0 | [40 empty] | All EPR in 2020WLDFRElectric Reliability | WLDFR | HFTD - Distribution - Tier 2 - 4QU CoRE ¦ 4QU LoRE | Red Flag Warning - Destructive Fires | 2025 | Electric Reliability | 233.2301 | 690.0576 | 2025 | Control | 0.1325 | 3 | 0 | esc | 0 | 0 | 0 | 0 | 0 | 0 | 0.15274 | 35.623
[79 empty] | WLDFR | HFTD - Distribution - Tier 3 - 4QU CoRE ¦ 4QU LoRE | Red Flag Warning - Destructive Fires | 2021 | 0 | 0 | 0 | 0 | 8807.9522 | 222.2294 | 8585.7228 | 0 | 514.4532 | 514.4532 | 0 | 0 | 1.3611e-06 |  | 0 | 0.00070023 | 0.00070023 | 0 | 0.00070023 | 0.00070023 | 0 | 0 | 0 | 0 | 0 | 0 | [40 empty] | All EPR in 2020WLDFRFinancial | WLDFR | HFTD - Distribution - Tier 2 - 4QU CoRE ¦ 4QU LoRE | Red Flag Warning - Destructive Fires | 2025 | Financial | 8896.516 | 690.0576 | 2025 | Control | 0.053 | 3 | 0 | esc | 0 | 0 | 0 | 0 | 0 | 0 | 0.055966 | 497.9043
[79 empty] | WLDFR | HFTD - Distribution - Tier 3 - 4QU CoRE ¦ 4QU LoRE | Red Flag Warning - Destructive Fires | 2022 | 0 | 0 | 0 | 0 | 8807.9522 | 222.2294 | 8585.7228 | 0 | 514.4532 | 514.4532 | 514.4532 | 0 | 1.3611e-06 |  | 0 | 0.00070023 | 0.00070023 | 0 | 0.00070023 | 0.00070023 | 0 | 0.00070023 | 0.00070023 | 0 | 0 | 0 | [40 empty] | All EPR in 2020WLDFRElectric Reliability | WLDFR | HFTD - Distribution - Tier 2 - 4QU CoRE ¦ 4QU LoRE | Red Flag Warning - Large Fires | 2021 | Electric Reliability | 0.69642 | 690.0576 | 2021 | Control | 0.1325 | 3 | 0 | esc | 0.15274 | 0.10637 | 0.15274 | 0.10637 | 0 | 0 | 0 | 0
[79 empty] | WLDFR | HFTD - Distribution - Tier 3 - 4QU CoRE ¦ 4QU LoRE | Red Flag Warning - Destructive Fires | 2023 | 0 | 0 | 0 | 0 | 9129.7461 | 233.2301 | 8896.516 | 0 | 0 | 533.5273 | 533.5273 | 533.5273 | 1.3611e-06 |  | 0 | 0 | 0 | 0 | 0.0007262 | 0.0007262 | 0 | 0.0007262 | 0.0007262 | 0 | 0.0007262 | 0.0007262 | [40 empty] | All EPR in 2020WLDFRFinancial | WLDFR | HFTD - Distribution - Tier 2 - 4QU CoRE ¦ 4QU LoRE | Red Flag Warning - Large Fires | 2021 | Financial | 2.942 | 690.0576 | 2021 | Control | 0.053 | 3 | 0 | esc | 0.055966 | 0.16465 | 0.055966 | 0.16465 | 0 | 0 | 0 | 0
[79 empty] | WLDFR | HFTD - Distribution - Tier 3 - 4QU CoRE ¦ 4QU LoRE | Red Flag Warning - Destructive Fires | 2024 | 0 | 0 | 0 | 0 | 9129.7461 | 233.2301 | 8896.516 | 0 | 0 | 0 | 533.5273 | 533.5273 | 1.3611e-06 |  | 0 | 0 | 0 | 0 | 0 | 0 | 0 | 0.0007262 | 0.0007262 | 0 | 0.0007262 | 0.0007262 | [40 empty] | All EPR in 2020WLDFRSafety | WLDFR | HFTD - Distribution - Tier 2 - 4QU CoRE ¦ 4QU LoRE | Red Flag Warning - Large Fires | 2021 | Safety | 1.6022 | 690.0576 | 2021 | Control | 0.053 | 3 | 0 | esc | 0.055966 | 0.089668 | 0.055966 | 0.089668 | 0 | 0 | 0 | 0
[79 empty] | WLDFR | HFTD - Distribution - Tier 3 - 4QU CoRE ¦ 4QU LoRE | Red Flag Warning - Destructive Fires | 2025 | 0 | 0 | 0 | 0 | 9129.7461 | 233.2301 | 8896.516 | 0 | 0 | 0 | 0 | 533.5273 | 1.3611e-06 |  | 0 | 0 | 0 | 0 | 0 | 0 | 0 | 0 | 0 | 0 | 0.0007262 | 0.0007262 | [40 empty] | All EPR in 2020WLDFRElectric Reliability | WLDFR | HFTD - Distribution - Tier 2 - 4QU CoRE ¦ 4QU LoRE | Red Flag Warning - Large Fires | 2022 | Electric Reliability | 0.69642 | 690.0576 | 2022 | Control | 0.1325 | 3 | 0 | esc | 0.15274 | 0.10637 | 0.15274 | 0.10637 | 0.15274 | 0.10637 | 0 | 0
[79 empty] | WLDFR | HFTD - Distribution - Tier 3 - 4QU CoRE ¦ 4QU LoRE | Red Flag Warning - Large Fires | 2020 | 0 | 0 | 0 | 0 | 5.2406 | 0.69642 | 2.942 | 1.6022 | 0.36069 | 0 | 0 | 0 | 1.7922e-05 |  | 0 | 6.4641e-06 | 6.4641e-06 | 0 | 0 | 0 | 0 | 0 | 0 | 0 | 0 | 0 | [40 empty] | All EPR in 2020WLDFRFinancial | WLDFR | HFTD - Distribution - Tier 2 - 4QU CoRE ¦ 4QU LoRE | Red Flag Warning - Large Fires | 2022 | Financial | 2.942 | 690.0576 | 2022 | Control | 0.053 | 3 | 0 | esc | 0.055966 | 0.16465 | 0.055966 | 0.16465 | 0.055966 | 0.16465 | 0 | 0
[79 empty] | WLDFR | HFTD - Distribution - Tier 3 - 4QU CoRE ¦ 4QU LoRE | Red Flag Warning - Large Fires | 2021 | 0 | 0 | 0 | 0 | 5.2406 | 0.69642 | 2.942 | 1.6022 | 0.36069 | 0.36069 | 0 | 0 | 1.7922e-05 |  | 0 | 6.4641e-06 | 6.4641e-06 | 0 | 6.4641e-06 | 6.4641e-06 | 0 | 0 | 0 | 0 | 0 | 0 | [40 empty] | All EPR in 2020WLDFRSafety | WLDFR | HFTD - Distribution - Tier 2 - 4QU CoRE ¦ 4QU LoRE | Red Flag Warning - Large Fires | 2022 | Safety | 1.6022 | 690.0576 | 2022 | Control | 0.053 | 3 | 0 | esc | 0.055966 | 0.089668 | 0.055966 | 0.089668 | 0.055966 | 0.089668 | 0 | 0
[79 empty] | WLDFR | HFTD - Distribution - Tier 3 - 4QU CoRE ¦ 4QU LoRE | Red Flag Warning - Large Fires | 2022 | 0 | 0 | 0 | 0 | 5.2406 | 0.69642 | 2.942 | 1.6022 | 0.36069 | 0.36069 | 0.36069 | 0 | 1.7922e-05 |  | 0 | 6.4641e-06 | 6.4641e-06 | 0 | 6.4641e-06 | 6.4641e-06 | 0 | 6.4641e-06 | 6.4641e-06 | 0 | 0 | 0 | [40 empty] | All EPR in 2020WLDFRElectric Reliability | WLDFR | HFTD - Distribution - Tier 2 - 4QU CoRE ¦ 4QU LoRE | Red Flag Warning - Large Fires | 2023 | Electric Reliability | 0.71896 | 690.0576 | 2023 | Control | 0.1325 | 3 | 0 | esc | 0 | 0 | 0.15274 | 0.10981 | 0.15274 | 0.10981 | 0.15274 | 0.10981
[79 empty] | WLDFR | HFTD - Distribution - Tier 3 - 4QU CoRE ¦ 4QU LoRE | Red Flag Warning - Large Fires | 2023 | 0 | 0 | 0 | 0 | 5.475 | 0.71896 | 3.0715 | 1.6846 | 0 | 0.37599 | 0.37599 | 0.37599 | 1.7922e-05 |  | 0 | 0 | 0 | 0 | 6.7384e-06 | 6.7384e-06 | 0 | 6.7384e-06 | 6.7384e-06 | 0 | 6.7384e-06 | 6.7384e-06 | [40 empty] | All EPR in 2020WLDFRFinancial | WLDFR | HFTD - Distribution - Tier 2 - 4QU CoRE ¦ 4QU LoRE | Red Flag Warning - Large Fires | 2023 | Financial | 3.0715 | 690.0576 | 2023 | Control | 0.053 | 3 | 0 | esc | 0 | 0 | 0.055966 | 0.1719 | 0.055966 | 0.1719 | 0.055966 | 0.1719
[79 empty] | WLDFR | HFTD - Distribution - Tier 3 - 4QU CoRE ¦ 4QU LoRE | Red Flag Warning - Large Fires | 2024 | 0 | 0 | 0 | 0 | 5.475 | 0.71896 | 3.0715 | 1.6846 | 0 | 0 | 0.37599 | 0.37599 | 1.7922e-05 |  | 0 | 0 | 0 | 0 | 0 | 0 | 0 | 6.7384e-06 | 6.7384e-06 | 0 | 6.7384e-06 | 6.7384e-06 | [40 empty] | All EPR in 2020WLDFRSafety | WLDFR | HFTD - Distribution - Tier 2 - 4QU CoRE ¦ 4QU LoRE | Red Flag Warning - Large Fires | 2023 | Safety | 1.6846 | 690.0576 | 2023 | Control | 0.053 | 3 | 0 | esc | 0 | 0 | 0.055966 | 0.094279 | 0.055966 | 0.094279 | 0.055966 | 0.094279
[79 empty] | WLDFR | HFTD - Distribution - Tier 3 - 4QU CoRE ¦ 4QU LoRE | Red Flag Warning - Large Fires | 2025 | 0 | 0 | 0 | 0 | 5.475 | 0.71896 | 3.0715 | 1.6846 | 0 | 0 | 0 | 0.37599 | 1.7922e-05 |  | 0 | 0 | 0 | 0 | 0 | 0 | 0 | 0 | 0 | 0 | 6.7384e-06 | 6.7384e-06 | [40 empty] | All EPR in 2020WLDFRElectric Reliability | WLDFR | HFTD - Distribution - Tier 2 - 4QU CoRE ¦ 4QU LoRE | Red Flag Warning - Large Fires | 2024 | Electric Reliability | 0.71896 | 690.0576 | 2024 | Control | 0.1325 | 3 | 0 | esc | 0 | 0 | 0 | 0 | 0.15274 | 0.10981 | 0.15274 | 0.10981
[79 empty] | WLDFR | HFTD - Distribution - Tier 3 - 4QU CoRE ¦ 4QU LoRE | Red Flag Warning - Small Fires | 2020 | 0 | 0 | 0 | 0 | 0.077901 | 0.036425 | 0.0015809 | 0.039895 | 0.0078847 | 0 | 0 | 0 | 0.00051948 |  | 0 | 4.096e-06 | 4.096e-06 | 0 | 0 | 0 | 0 | 0 | 0 | 0 | 0 | 0 | [40 empty] | All EPR in 2020WLDFRFinancial | WLDFR | HFTD - Distribution - Tier 2 - 4QU CoRE ¦ 4QU LoRE | Red Flag Warning - Large Fires | 2024 | Financial | 3.0715 | 690.0576 | 2024 | Control | 0.053 | 3 | 0 | esc | 0 | 0 | 0 | 0 | 0.055966 | 0.1719 | 0.055966 | 0.1719
[79 empty] | WLDFR | HFTD - Distribution - Tier 3 - 4QU CoRE ¦ 4QU LoRE | Red Flag Warning - Small Fires | 2021 | 0 | 0 | 0 | 0 | 0.077901 | 0.036425 | 0.0015809 | 0.039895 | 0.0078847 | 0.0078847 | 0 | 0 | 0.00051948 |  | 0 | 4.096e-06 | 4.096e-06 | 0 | 4.096e-06 | 4.096e-06 | 0 | 0 | 0 | 0 | 0 | 0 | [40 empty] | All EPR in 2020WLDFRSafety | WLDFR | HFTD - Distribution - Tier 2 - 4QU CoRE ¦ 4QU LoRE | Red Flag Warning - Large Fires | 2024 | Safety | 1.6846 | 690.0576 | 2024 | Control | 0.053 | 3 | 0 | esc | 0 | 0 | 0 | 0 | 0.055966 | 0.094279 | 0.055966 | 0.094279
[79 empty] | WLDFR | HFTD - Distribution - Tier 3 - 4QU CoRE ¦ 4QU LoRE | Red Flag Warning - Small Fires | 2022 | 0 | 0 | 0 | 0 | 0.077901 | 0.036425 | 0.0015809 | 0.039895 | 0.0078847 | 0.0078847 | 0.0078847 | 0 | 0.00051948 |  | 0 | 4.096e-06 | 4.096e-06 | 0 | 4.096e-06 | 4.096e-06 | 0 | 4.096e-06 | 4.096e-06 | 0 | 0 | 0 | [40 empty] | All EPR in 2020WLDFRElectric Reliability | WLDFR | HFTD - Distribution - Tier 2 - 4QU CoRE ¦ 4QU LoRE | Red Flag Warning - Large Fires | 2025 | Electric Reliability | 0.71896 | 690.0576 | 2025 | Control | 0.1325 | 3 | 0 | esc | 0 | 0 | 0 | 0 | 0 | 0 | 0.15274 | 0.10981
[79 empty] | WLDFR | HFTD - Distribution - Tier 3 - 4QU CoRE ¦ 4QU LoRE | Red Flag Warning - Small Fires | 2023 | 0 | 0 | 0 | 0 | 0.080408 | 0.03759 | 0.0016314 | 0.041187 | 0 | 0.0081378 | 0.0081378 | 0.0081378 | 0.00051948 |  | 0 | 0 | 0 | 0 | 4.2275e-06 | 4.2275e-06 | 0 | 4.2275e-06 | 4.2275e-06 | 0 | 4.2275e-06 | 4.2275e-06 | [40 empty] | All EPR in 2020WLDFRFinancial | WLDFR | HFTD - Distribution - Tier 2 - 4QU CoRE ¦ 4QU LoRE | Red Flag Warning - Large Fires | 2025 | Financial | 3.0715 | 690.0576 | 2025 | Control | 0.053 | 3 | 0 | esc | 0 | 0 | 0 | 0 | 0 | 0 | 0.055966 | 0.1719
[79 empty] | WLDFR | HFTD - Distribution - Tier 3 - 4QU CoRE ¦ 4QU LoRE | Red Flag Warning - Small Fires | 2024 | 0 | 0 | 0 | 0 | 0.080408 | 0.03759 | 0.0016314 | 0.041187 | 0 | 0 | 0.0081378 | 0.0081378 | 0.00051948 |  | 0 | 0 | 0 | 0 | 0 | 0 | 0 | 4.2275e-06 | 4.2275e-06 | 0 | 4.2275e-06 | 4.2275e-06 | [40 empty] | All EPR in 2020WLDFRSafety | WLDFR | HFTD - Distribution - Tier 2 - 4QU CoRE ¦ 4QU LoRE | Red Flag Warning - Large Fires | 2025 | Safety | 1.6846 | 690.0576 | 2025 | Control | 0.053 | 3 | 0 | esc | 0 | 0 | 0 | 0 | 0 | 0 | 0.055966 | 0.094279
[79 empty] | WLDFR | HFTD - Distribution - Tier 3 - 4QU CoRE ¦ 4QU LoRE | Red Flag Warning - Small Fires | 2025 | 0 | 0 | 0 | 0 | 0.080408 | 0.03759 | 0.0016314 | 0.041187 | 0 | 0 | 0 | 0.0081378 | 0.00051948 |  | 0 | 0 | 0 | 0 | 0 | 0 | 0 | 0 | 0 | 0 | 4.2275e-06 | 4.2275e-06 | [40 empty] | All EPR in 2020WLDFRElectric Reliability | WLDFR | HFTD - Distribution - Tier 2 - 4QU CoRE ¦ 4QU LoRE | Red Flag Warning - Small Fires | 2021 | Electric Reliability | 0.036425 | 690.0576 | 2021 | Control | 0.1325 | 3 | 0 | esc | 0.15274 | 0.0055635 | 0.15274 | 0.0055635 | 0 | 0 | 0 | 0
[79 empty] | WLDFR | HFTD - Distribution - Tier 3 - 4QU CoRE ¦ 4QU LoRE | Seismic - Non-Red Flag Warning - Catastrophic Fires | 2020 | 0 | 0 | 0 | 0 | 21083.8428 | 409.2237 | 13469.0878 | 7205.5313 | 1219.584 | 0 | 0 | 0 | 2.5761e-10 |  | 0 | 3.1417e-07 | 3.1417e-07 | 0 | 0 | 0 | 0 | 0 | 0 | 0 | 0 | 0 | [40 empty] | All EPR in 2020WLDFRFinancial | WLDFR | HFTD - Distribution - Tier 2 - 4QU CoRE ¦ 4QU LoRE | Red Flag Warning - Small Fires | 2021 | Financial | 0.0015809 | 690.0576 | 2021 | Control | 0.053 | 3 | 0 | esc | 0.055966 | 8.8475e-05 | 0.055966 | 8.8475e-05 | 0 | 0 | 0 | 0
[79 empty] | WLDFR | HFTD - Distribution - Tier 3 - 4QU CoRE ¦ 4QU LoRE | Seismic - Non-Red Flag Warning - Catastrophic Fires | 2021 | 0 | 0 | 0 | 0 | 21083.8428 | 409.2237 | 13469.0878 | 7205.5313 | 1219.584 | 1219.584 | 0 | 0 | 2.5761e-10 |  | 0 | 3.1417e-07 | 3.1417e-07 | 0 | 3.1417e-07 | 3.1417e-07 | 0 | 0 | 0 | 0 | 0 | 0 | [40 empty] | All EPR in 2020WLDFRSafety | WLDFR | HFTD - Distribution - Tier 2 - 4QU CoRE ¦ 4QU LoRE | Red Flag Warning - Small Fires | 2021 | Safety | 0.039895 | 690.0576 | 2021 | Control | 0.053 | 3 | 0 | esc | 0.055966 | 0.0022328 | 0.055966 | 0.0022328 | 0 | 0 | 0 | 0
[79 empty] | WLDFR | HFTD - Distribution - Tier 3 - 4QU CoRE ¦ 4QU LoRE | Seismic - Non-Red Flag Warning - Catastrophic Fires | 2022 | 0 | 0 | 0 | 0 | 21083.8428 | 409.2237 | 13469.0878 | 7205.5313 | 1219.584 | 1219.584 | 1219.584 | 0 | 2.5761e-10 |  | 0 | 3.1417e-07 | 3.1417e-07 | 0 | 3.1417e-07 | 3.1417e-07 | 0 | 3.1417e-07 | 3.1417e-07 | 0 | 0 | 0 | [40 empty] | All EPR in 2020WLDFRElectric Reliability | WLDFR | HFTD - Distribution - Tier 2 - 4QU CoRE ¦ 4QU LoRE | Red Flag Warning - Small Fires | 2022 | Electric Reliability | 0.036425 | 690.0576 | 2022 | Control | 0.1325 | 3 | 0 | esc | 0.15274 | 0.0055635 | 0.15274 | 0.0055635 | 0.15274 | 0.0055635 | 0 | 0
[79 empty] | WLDFR | HFTD - Distribution - Tier 3 - 4QU CoRE ¦ 4QU LoRE | Seismic - Non-Red Flag Warning - Catastrophic Fires | 2023 | 0 | 0 | 0 | 0 | 21835.9781 | 428.6023 | 13939.561 | 7467.8148 | 0 | 1263.5534 | 1263.5534 | 1263.5534 | 2.5761e-10 |  | 0 | 0 | 0 | 0 | 3.255e-07 | 3.255e-07 | 0 | 3.255e-07 | 3.255e-07 | 0 | 3.255e-07 | 3.255e-07 | [40 empty] | All EPR in 2020WLDFRFinancial | WLDFR | HFTD - Distribution - Tier 2 - 4QU CoRE ¦ 4QU LoRE | Red Flag Warning - Small Fires | 2022 | Financial | 0.0015809 | 690.0576 | 2022 | Control | 0.053 | 3 | 0 | esc | 0.055966 | 8.8475e-05 | 0.055966 | 8.8475e-05 | 0.055966 | 8.8475e-05 | 0 | 0
[79 empty] | WLDFR | HFTD - Distribution - Tier 3 - 4QU CoRE ¦ 4QU LoRE | Seismic - Non-Red Flag Warning - Catastrophic Fires | 2024 | 0 | 0 | 0 | 0 | 21835.9781 | 428.6023 | 13939.561 | 7467.8148 | 0 | 0 | 1263.5534 | 1263.5534 | 2.5761e-10 |  | 0 | 0 | 0 | 0 | 0 | 0 | 0 | 3.255e-07 | 3.255e-07 | 0 | 3.255e-07 | 3.255e-07 | [40 empty] | All EPR in 2020WLDFRSafety | WLDFR | HFTD - Distribution - Tier 2 - 4QU CoRE ¦ 4QU LoRE | Red Flag Warning - Small Fires | 2022 | Safety | 0.039895 | 690.0576 | 2022 | Control | 0.053 | 3 | 0 | esc | 0.055966 | 0.0022328 | 0.055966 | 0.0022328 | 0.055966 | 0.0022328 | 0 | 0
[79 empty] | WLDFR | HFTD - Distribution - Tier 3 - 4QU CoRE ¦ 4QU LoRE | Seismic - Non-Red Flag Warning - Catastrophic Fires | 2025 | 0 | 0 | 0 | 0 | 21835.9781 | 428.6023 | 13939.561 | 7467.8148 | 0 | 0 | 0 | 1263.5534 | 2.5761e-10 |  | 0 | 0 | 0 | 0 | 0 | 0 | 0 | 0 | 0 | 0 | 3.255e-07 | 3.255e-07 | [40 empty] | All EPR in 2020WLDFRElectric Reliability | WLDFR | HFTD - Distribution - Tier 2 - 4QU CoRE ¦ 4QU LoRE | Red Flag Warning - Small Fires | 2023 | Electric Reliability | 0.03759 | 690.0576 | 2023 | Control | 0.1325 | 3 | 0 | esc | 0 | 0 | 0.15274 | 0.0057414 | 0.15274 | 0.0057414 | 0.15274 | 0.0057414
[79 empty] | WLDFR | HFTD - Distribution - Tier 3 - 4QU CoRE ¦ 4QU LoRE | Seismic - Red Flag Warning - Catastrophic Fires | 2020 | 0 | 0 | 0 | 0 | 21083.8428 | 409.2237 | 13469.0878 | 7205.5313 | 1219.584 | 0 | 0 | 0 | 1.111e-08 |  | 0 | 1.355e-05 | 1.355e-05 | 0 | 0 | 0 | 0 | 0 | 0 | 0 | 0 | 0 | [40 empty] | All EPR in 2020WLDFRFinancial | WLDFR | HFTD - Distribution - Tier 2 - 4QU CoRE ¦ 4QU LoRE | Red Flag Warning - Small Fires | 2023 | Financial | 0.0016314 | 690.0576 | 2023 | Control | 0.053 | 3 | 0 | esc | 0 | 0 | 0.055966 | 9.1305e-05 | 0.055966 | 9.1305e-05 | 0.055966 | 9.1305e-05
[79 empty] | WLDFR | HFTD - Distribution - Tier 3 - 4QU CoRE ¦ 4QU LoRE | Seismic - Red Flag Warning - Catastrophic Fires | 2021 | 0 | 0 | 0 | 0 | 21083.8428 | 409.2237 | 13469.0878 | 7205.5313 | 1219.584 | 1219.584 | 0 | 0 | 1.111e-08 |  | 0 | 1.355e-05 | 1.355e-05 | 0 | 1.355e-05 | 1.355e-05 | 0 | 0 | 0 | 0 | 0 | 0 | [40 empty] | All EPR in 2020WLDFRSafety | WLDFR | HFTD - Distribution - Tier 2 - 4QU CoRE ¦ 4QU LoRE | Red Flag Warning - Small Fires | 2023 | Safety | 0.041187 | 690.0576 | 2023 | Control | 0.053 | 3 | 0 | esc | 0 | 0 | 0.055966 | 0.0023051 | 0.055966 | 0.0023051 | 0.055966 | 0.0023051
[79 empty] | WLDFR | HFTD - Distribution - Tier 3 - 4QU CoRE ¦ 4QU LoRE | Seismic - Red Flag Warning - Catastrophic Fires | 2022 | 0 | 0 | 0 | 0 | 21083.8428 | 409.2237 | 13469.0878 | 7205.5313 | 1219.584 | 1219.584 | 1219.584 | 0 | 1.111e-08 |  | 0 | 1.355e-05 | 1.355e-05 | 0 | 1.355e-05 | 1.355e-05 | 0 | 1.355e-05 | 1.355e-05 | 0 | 0 | 0 | [40 empty] | All EPR in 2020WLDFRElectric Reliability | WLDFR | HFTD - Distribution - Tier 2 - 4QU CoRE ¦ 4QU LoRE | Red Flag Warning - Small Fires | 2024 | Electric Reliability | 0.03759 | 690.0576 | 2024 | Control | 0.1325 | 3 | 0 | esc | 0 | 0 | 0 | 0 | 0.15274 | 0.0057414 | 0.15274 | 0.0057414
[79 empty] | WLDFR | HFTD - Distribution - Tier 3 - 4QU CoRE ¦ 4QU LoRE | Seismic - Red Flag Warning - Catastrophic Fires | 2023 | 0 | 0 | 0 | 0 | 21835.9781 | 428.6023 | 13939.561 | 7467.8148 | 0 | 1263.5534 | 1263.5534 | 1263.5534 | 1.111e-08 |  | 0 | 0 | 0 | 0 | 1.4038e-05 | 1.4038e-05 | 0 | 1.4038e-05 | 1.4038e-05 | 0 | 1.4038e-05 | 1.4038e-05 | [40 empty] | All EPR in 2020WLDFRFinancial | WLDFR | HFTD - Distribution - Tier 2 - 4QU CoRE ¦ 4QU LoRE | Red Flag Warning - Small Fires | 2024 | Financial | 0.0016314 | 690.0576 | 2024 | Control | 0.053 | 3 | 0 | esc | 0 | 0 | 0 | 0 | 0.055966 | 9.1305e-05 | 0.055966 | 9.1305e-05
[79 empty] | WLDFR | HFTD - Distribution - Tier 3 - 4QU CoRE ¦ 4QU LoRE | Seismic - Red Flag Warning - Catastrophic Fires | 2024 | 0 | 0 | 0 | 0 | 21835.9781 | 428.6023 | 13939.561 | 7467.8148 | 0 | 0 | 1263.5534 | 1263.5534 | 1.111e-08 |  | 0 | 0 | 0 | 0 | 0 | 0 | 0 | 1.4038e-05 | 1.4038e-05 | 0 | 1.4038e-05 | 1.4038e-05 | [40 empty] | All EPR in 2020WLDFRSafety | WLDFR | HFTD - Distribution - Tier 2 - 4QU CoRE ¦ 4QU LoRE | Red Flag Warning - Small Fires | 2024 | Safety | 0.041187 | 690.0576 | 2024 | Control | 0.053 | 3 | 0 | esc | 0 | 0 | 0 | 0 | 0.055966 | 0.0023051 | 0.055966 | 0.0023051
[79 empty] | WLDFR | HFTD - Distribution - Tier 3 - 4QU CoRE ¦ 4QU LoRE | Seismic - Red Flag Warning - Catastrophic Fires | 2025 | 0 | 0 | 0 | 0 | 21835.9781 | 428.6023 | 13939.561 | 7467.8148 | 0 | 0 | 0 | 1263.5534 | 1.111e-08 |  | 0 | 0 | 0 | 0 | 0 | 0 | 0 | 0 | 0 | 0 | 1.4038e-05 | 1.4038e-05 | [40 empty] | All EPR in 2020WLDFRElectric Reliability | WLDFR | HFTD - Distribution - Tier 2 - 4QU CoRE ¦ 4QU LoRE | Red Flag Warning - Small Fires | 2025 | Electric Reliability | 0.03759 | 690.0576 | 2025 | Control | 0.1325 | 3 | 0 | esc | 0 | 0 | 0 | 0 | 0 | 0 | 0.15274 | 0.0057414
[79 empty] | WLDFR | HFTD - Distribution - Tier 3 - 4QU CoRE ¦ 5QU LoRE | Non-Red Flag Warning - Catastrophic Fires | 2020 | 0 | 0 | 0 | 0 | 14146.1306 | 222.2294 | 8585.7228 | 5338.1784 | 813.2108 | 0 | 0 | 0 | 2.2302e-07 |  | 0 | 0.00018136 | 0.00018136 | 0 | 0 | 0 | 0 | 0 | 0 | 0 | 0 | 0 | [40 empty] | All EPR in 2020WLDFRFinancial | WLDFR | HFTD - Distribution - Tier 2 - 4QU CoRE ¦ 4QU LoRE | Red Flag Warning - Small Fires | 2025 | Financial | 0.0016314 | 690.0576 | 2025 | Control | 0.053 | 3 | 0 | esc | 0 | 0 | 0 | 0 | 0 | 0 | 0.055966 | 9.1305e-05
[79 empty] | WLDFR | HFTD - Distribution - Tier 3 - 4QU CoRE ¦ 5QU LoRE | Non-Red Flag Warning - Catastrophic Fires | 2021 | 0 | 0 | 0 | 0 | 14146.1306 | 222.2294 | 8585.7228 | 5338.1784 | 813.2108 | 813.2108 | 0 | 0 | 2.2302e-07 |  | 0 | 0.00018136 | 0.00018136 | 0 | 0.00018136 | 0.00018136 | 0 | 0 | 0 | 0 | 0 | 0 | [40 empty] | All EPR in 2020WLDFRSafety | WLDFR | HFTD - Distribution - Tier 2 - 4QU CoRE ¦ 4QU LoRE | Red Flag Warning - Small Fires | 2025 | Safety | 0.041187 | 690.0576 | 2025 | Control | 0.053 | 3 | 0 | esc | 0 | 0 | 0 | 0 | 0 | 0 | 0.055966 | 0.0023051
[79 empty] | WLDFR | HFTD - Distribution - Tier 3 - 4QU CoRE ¦ 5QU LoRE | Non-Red Flag Warning - Catastrophic Fires | 2022 | 0 | 0 | 0 | 0 | 14146.1306 | 222.2294 | 8585.7228 | 5338.1784 | 813.2108 | 813.2108 | 813.2108 | 0 | 2.2302e-07 |  | 0 | 0.00018136 | 0.00018136 | 0 | 0.00018136 | 0.00018136 | 0 | 0.00018136 | 0.00018136 | 0 | 0 | 0 | [40 empty] | All EPR in 2020WLDFRElectric Reliability | WLDFR | HFTD - Distribution - Tier 2 - 4QU CoRE ¦ 4QU LoRE | Seismic - Non-Red Flag Warning - Catastrophic Fires | 2021 | Electric Reliability | 409.2237 | 690.0576 | 2021 | Control | 0.1325 | 3 | 0 | esc | 0.15274 | 62.5039 | 0.15274 | 62.5039 | 0 | 0 | 0 | 0
[79 empty] | WLDFR | HFTD - Distribution - Tier 3 - 4QU CoRE ¦ 5QU LoRE | Non-Red Flag Warning - Catastrophic Fires | 2023 | 0 | 0 | 0 | 0 | 14664.6376 | 233.2301 | 8896.516 | 5534.8915 | 0 | 843.2942 | 843.2942 | 843.2942 | 2.2302e-07 |  | 0 | 0 | 0 | 0 | 0.00018807 | 0.00018807 | 0 | 0.00018807 | 0.00018807 | 0 | 0.00018807 | 0.00018807 | [40 empty] | All EPR in 2020WLDFRFinancial | WLDFR | HFTD - Distribution - Tier 2 - 4QU CoRE ¦ 4QU LoRE | Seismic - Non-Red Flag Warning - Catastrophic Fires | 2021 | Financial | 13469.0878 | 690.0576 | 2021 | Control | 0.053 | 3 | 0 | esc | 0.055966 | 753.8138 | 0.055966 | 753.8138 | 0 | 0 | 0 | 0
[79 empty] | WLDFR | HFTD - Distribution - Tier 3 - 4QU CoRE ¦ 5QU LoRE | Non-Red Flag Warning - Catastrophic Fires | 2024 | 0 | 0 | 0 | 0 | 14664.6376 | 233.2301 | 8896.516 | 5534.8915 | 0 | 0 | 843.2942 | 843.2942 | 2.2302e-07 |  | 0 | 0 | 0 | 0 | 0 | 0 | 0 | 0.00018807 | 0.00018807 | 0 | 0.00018807 | 0.00018807 | [40 empty] | All EPR in 2020WLDFRSafety | WLDFR | HFTD - Distribution - Tier 2 - 4QU CoRE ¦ 4QU LoRE | Seismic - Non-Red Flag Warning - Catastrophic Fires | 2021 | Safety | 7205.5313 | 690.0576 | 2021 | Control | 0.053 | 3 | 0 | esc | 0.055966 | 403.2663 | 0.055966 | 403.2663 | 0 | 0 | 0 | 0
[79 empty] | WLDFR | HFTD - Distribution - Tier 3 - 4QU CoRE ¦ 5QU LoRE | Non-Red Flag Warning - Catastrophic Fires | 2025 | 0 | 0 | 0 | 0 | 14664.6376 | 233.2301 | 8896.516 | 5534.8915 | 0 | 0 | 0 | 843.2942 | 2.2302e-07 |  | 0 | 0 | 0 | 0 | 0 | 0 | 0 | 0 | 0 | 0 | 0.00018807 | 0.00018807 | [40 empty] | All EPR in 2020WLDFRElectric Reliability | WLDFR | HFTD - Distribution - Tier 2 - 4QU CoRE ¦ 4QU LoRE | Seismic - Non-Red Flag Warning - Catastrophic Fires | 2022 | Electric Reliability | 409.2237 | 690.0576 | 2022 | Control | 0.1325 | 3 | 0 | esc | 0.15274 | 62.5039 | 0.15274 | 62.5039 | 0.15274 | 62.5039 | 0 | 0
[79 empty] | WLDFR | HFTD - Distribution - Tier 3 - 4QU CoRE ¦ 5QU LoRE | Non-Red Flag Warning - Destructive Fires | 2020 | 0 | 0 | 0 | 0 | 8807.9522 | 222.2294 | 8585.7228 | 0 | 514.4532 | 0 | 0 | 0 | 3.3441e-07 |  | 0 | 0.00017204 | 0.00017204 | 0 | 0 | 0 | 0 | 0 | 0 | 0 | 0 | 0 | [40 empty] | All EPR in 2020WLDFRFinancial | WLDFR | HFTD - Distribution - Tier 2 - 4QU CoRE ¦ 4QU LoRE | Seismic - Non-Red Flag Warning - Catastrophic Fires | 2022 | Financial | 13469.0878 | 690.0576 | 2022 | Control | 0.053 | 3 | 0 | esc | 0.055966 | 753.8138 | 0.055966 | 753.8138 | 0.055966 | 753.8138 | 0 | 0
[79 empty] | WLDFR | HFTD - Distribution - Tier 3 - 4QU CoRE ¦ 5QU LoRE | Non-Red Flag Warning - Destructive Fires | 2021 | 0 | 0 | 0 | 0 | 8807.9522 | 222.2294 | 8585.7228 | 0 | 514.4532 | 514.4532 | 0 | 0 | 3.3441e-07 |  | 0 | 0.00017204 | 0.00017204 | 0 | 0.00017204 | 0.00017204 | 0 | 0 | 0 | 0 | 0 | 0 | [40 empty] | All EPR in 2020WLDFRSafety | WLDFR | HFTD - Distribution - Tier 2 - 4QU CoRE ¦ 4QU LoRE | Seismic - Non-Red Flag Warning - Catastrophic Fires | 2022 | Safety | 7205.5313 | 690.0576 | 2022 | Control | 0.053 | 3 | 0 | esc | 0.055966 | 403.2663 | 0.055966 | 403.2663 | 0.055966 | 403.2663 | 0 | 0
[79 empty] | WLDFR | HFTD - Distribution - Tier 3 - 4QU CoRE ¦ 5QU LoRE | Non-Red Flag Warning - Destructive Fires | 2022 | 0 | 0 | 0 | 0 | 8807.9522 | 222.2294 | 8585.7228 | 0 | 514.4532 | 514.4532 | 514.4532 | 0 | 3.3441e-07 |  | 0 | 0.00017204 | 0.00017204 | 0 | 0.00017204 | 0.00017204 | 0 | 0.00017204 | 0.00017204 | 0 | 0 | 0 | [40 empty] | All EPR in 2020WLDFRElectric Reliability | WLDFR | HFTD - Distribution - Tier 2 - 4QU CoRE ¦ 4QU LoRE | Seismic - Non-Red Flag Warning - Catastrophic Fires | 2023 | Electric Reliability | 428.6023 | 690.0576 | 2023 | Control | 0.1325 | 3 | 0 | esc | 0 | 0 | 0.15274 | 65.4638 | 0.15274 | 65.4638 | 0.15274 | 65.4638
[79 empty] | WLDFR | HFTD - Distribution - Tier 3 - 4QU CoRE ¦ 5QU LoRE | Non-Red Flag Warning - Destructive Fires | 2023 | 0 | 0 | 0 | 0 | 9129.7461 | 233.2301 | 8896.516 | 0 | 0 | 533.5273 | 533.5273 | 533.5273 | 3.3441e-07 |  | 0 | 0 | 0 | 0 | 0.00017842 | 0.00017842 | 0 | 0.00017842 | 0.00017842 | 0 | 0.00017842 | 0.00017842 | [40 empty] | All EPR in 2020WLDFRFinancial | WLDFR | HFTD - Distribution - Tier 2 - 4QU CoRE ¦ 4QU LoRE | Seismic - Non-Red Flag Warning - Catastrophic Fires | 2023 | Financial | 13939.561 | 690.0576 | 2023 | Control | 0.053 | 3 | 0 | esc | 0 | 0 | 0.055966 | 780.1444 | 0.055966 | 780.1444 | 0.055966 | 780.1444
[79 empty] | WLDFR | HFTD - Distribution - Tier 3 - 4QU CoRE ¦ 5QU LoRE | Non-Red Flag Warning - Destructive Fires | 2024 | 0 | 0 | 0 | 0 | 9129.7461 | 233.2301 | 8896.516 | 0 | 0 | 0 | 533.5273 | 533.5273 | 3.3441e-07 |  | 0 | 0 | 0 | 0 | 0 | 0 | 0 | 0.00017842 | 0.00017842 | 0 | 0.00017842 | 0.00017842 | [40 empty] | All EPR in 2020WLDFRSafety | WLDFR | HFTD - Distribution - Tier 2 - 4QU CoRE ¦ 4QU LoRE | Seismic - Non-Red Flag Warning - Catastrophic Fires | 2023 | Safety | 7467.8148 | 690.0576 | 2023 | Control | 0.053 | 3 | 0 | esc | 0 | 0 | 0.055966 | 417.9453 | 0.055966 | 417.9453 | 0.055966 | 417.9453
[79 empty] | WLDFR | HFTD - Distribution - Tier 3 - 4QU CoRE ¦ 5QU LoRE | Non-Red Flag Warning - Destructive Fires | 2025 | 0 | 0 | 0 | 0 | 9129.7461 | 233.2301 | 8896.516 | 0 | 0 | 0 | 0 | 533.5273 | 3.3441e-07 |  | 0 | 0 | 0 | 0 | 0 | 0 | 0 | 0 | 0 | 0 | 0.00017842 | 0.00017842 | [40 empty] | All EPR in 2020WLDFRElectric Reliability | WLDFR | HFTD - Distribution - Tier 2 - 4QU CoRE ¦ 4QU LoRE | Seismic - Non-Red Flag Warning - Catastrophic Fires | 2024 | Electric Reliability | 428.6023 | 690.0576 | 2024 | Control | 0.1325 | 3 | 0 | esc | 0 | 0 | 0 | 0 | 0.15274 | 65.4638 | 0.15274 | 65.4638
[79 empty] | WLDFR | HFTD - Distribution - Tier 3 - 4QU CoRE ¦ 5QU LoRE | Non-Red Flag Warning - Large Fires | 2020 | 0 | 0 | 0 | 0 | 5.2406 | 0.69642 | 2.942 | 1.6022 | 0.36069 | 0 | 0 | 0 | 8.5866e-06 |  | 0 | 3.0971e-06 | 3.0971e-06 | 0 | 0 | 0 | 0 | 0 | 0 | 0 | 0 | 0 | [40 empty] | All EPR in 2020WLDFRFinancial | WLDFR | HFTD - Distribution - Tier 2 - 4QU CoRE ¦ 4QU LoRE | Seismic - Non-Red Flag Warning - Catastrophic Fires | 2024 | Financial | 13939.561 | 690.0576 | 2024 | Control | 0.053 | 3 | 0 | esc | 0 | 0 | 0 | 0 | 0.055966 | 780.1444 | 0.055966 | 780.1444
[79 empty] | WLDFR | HFTD - Distribution - Tier 3 - 4QU CoRE ¦ 5QU LoRE | Non-Red Flag Warning - Large Fires | 2021 | 0 | 0 | 0 | 0 | 5.2406 | 0.69642 | 2.942 | 1.6022 | 0.36069 | 0.36069 | 0 | 0 | 8.5866e-06 |  | 0 | 3.0971e-06 | 3.0971e-06 | 0 | 3.0971e-06 | 3.0971e-06 | 0 | 0 | 0 | 0 | 0 | 0 | [40 empty] | All EPR in 2020WLDFRSafety | WLDFR | HFTD - Distribution - Tier 2 - 4QU CoRE ¦ 4QU LoRE | Seismic - Non-Red Flag Warning - Catastrophic Fires | 2024 | Safety | 7467.8148 | 690.0576 | 2024 | Control | 0.053 | 3 | 0 | esc | 0 | 0 | 0 | 0 | 0.055966 | 417.9453 | 0.055966 | 417.9453
[79 empty] | WLDFR | HFTD - Distribution - Tier 3 - 4QU CoRE ¦ 5QU LoRE | Non-Red Flag Warning - Large Fires | 2022 | 0 | 0 | 0 | 0 | 5.2406 | 0.69642 | 2.942 | 1.6022 | 0.36069 | 0.36069 | 0.36069 | 0 | 8.5866e-06 |  | 0 | 3.0971e-06 | 3.0971e-06 | 0 | 3.0971e-06 | 3.0971e-06 | 0 | 3.0971e-06 | 3.0971e-06 | 0 | 0 | 0 | [40 empty] | All EPR in 2020WLDFRElectric Reliability | WLDFR | HFTD - Distribution - Tier 2 - 4QU CoRE ¦ 4QU LoRE | Seismic - Non-Red Flag Warning - Catastrophic Fires | 2025 | Electric Reliability | 428.6023 | 690.0576 | 2025 | Control | 0.1325 | 3 | 0 | esc | 0 | 0 | 0 | 0 | 0 | 0 | 0.15274 | 65.4638
[79 empty] | WLDFR | HFTD - Distribution - Tier 3 - 4QU CoRE ¦ 5QU LoRE | Non-Red Flag Warning - Large Fires | 2023 | 0 | 0 | 0 | 0 | 5.475 | 0.71896 | 3.0715 | 1.6846 | 0 | 0.37599 | 0.37599 | 0.37599 | 8.5866e-06 |  | 0 | 0 | 0 | 0 | 3.2285e-06 | 3.2285e-06 | 0 | 3.2285e-06 | 3.2285e-06 | 0 | 3.2285e-06 | 3.2285e-06 | [40 empty] | All EPR in 2020WLDFRFinancial | WLDFR | HFTD - Distribution - Tier 2 - 4QU CoRE ¦ 4QU LoRE | Seismic - Non-Red Flag Warning - Catastrophic Fires | 2025 | Financial | 13939.561 | 690.0576 | 2025 | Control | 0.053 | 3 | 0 | esc | 0 | 0 | 0 | 0 | 0 | 0 | 0.055966 | 780.1444
[79 empty] | WLDFR | HFTD - Distribution - Tier 3 - 4QU CoRE ¦ 5QU LoRE | Non-Red Flag Warning - Large Fires | 2024 | 0 | 0 | 0 | 0 | 5.475 | 0.71896 | 3.0715 | 1.6846 | 0 | 0 | 0.37599 | 0.37599 | 8.5866e-06 |  | 0 | 0 | 0 | 0 | 0 | 0 | 0 | 3.2285e-06 | 3.2285e-06 | 0 | 3.2285e-06 | 3.2285e-06 | [40 empty] | All EPR in 2020WLDFRSafety | WLDFR | HFTD - Distribution - Tier 2 - 4QU CoRE ¦ 4QU LoRE | Seismic - Non-Red Flag Warning - Catastrophic Fires | 2025 | Safety | 7467.8148 | 690.0576 | 2025 | Control | 0.053 | 3 | 0 | esc | 0 | 0 | 0 | 0 | 0 | 0 | 0.055966 | 417.9453
[79 empty] | WLDFR | HFTD - Distribution - Tier 3 - 4QU CoRE ¦ 5QU LoRE | Non-Red Flag Warning - Large Fires | 2025 | 0 | 0 | 0 | 0 | 5.475 | 0.71896 | 3.0715 | 1.6846 | 0 | 0 | 0 | 0.37599 | 8.5866e-06 |  | 0 | 0 | 0 | 0 | 0 | 0 | 0 | 0 | 0 | 0 | 3.2285e-06 | 3.2285e-06 | [40 empty] | All EPR in 2020WLDFRElectric Reliability | WLDFR | HFTD - Distribution - Tier 2 - 4QU CoRE ¦ 4QU LoRE | Seismic - Red Flag Warning - Catastrophic Fires | 2021 | Electric Reliability | 409.2237 | 690.0576 | 2021 | Control | 0.1325 | 3 | 0 | esc | 0.15274 | 62.5039 | 0.15274 | 62.5039 | 0 | 0 | 0 | 0
[79 empty] | WLDFR | HFTD - Distribution - Tier 3 - 4QU CoRE ¦ 5QU LoRE | Non-Red Flag Warning - Small Fires | 2020 | 0 | 0 | 0 | 0 | 0.077901 | 0.036425 | 0.0015809 | 0.039895 | 0.0078847 | 0 | 0 | 0 | 0.0025383 |  | 0 | 2.0013e-05 | 2.0013e-05 | 0 | 0 | 0 | 0 | 0 | 0 | 0 | 0 | 0 | [40 empty] | All EPR in 2020WLDFRFinancial | WLDFR | HFTD - Distribution - Tier 2 - 4QU CoRE ¦ 4QU LoRE | Seismic - Red Flag Warning - Catastrophic Fires | 2021 | Financial | 13469.0878 | 690.0576 | 2021 | Control | 0.053 | 3 | 0 | esc | 0.055966 | 753.8138 | 0.055966 | 753.8138 | 0 | 0 | 0 | 0
[79 empty] | WLDFR | HFTD - Distribution - Tier 3 - 4QU CoRE ¦ 5QU LoRE | Non-Red Flag Warning - Small Fires | 2021 | 0 | 0 | 0 | 0 | 0.077901 | 0.036425 | 0.0015809 | 0.039895 | 0.0078847 | 0.0078847 | 0 | 0 | 0.0025383 |  | 0 | 2.0013e-05 | 2.0013e-05 | 0 | 2.0013e-05 | 2.0013e-05 | 0 | 0 | 0 | 0 | 0 | 0 | [40 empty] | All EPR in 2020WLDFRSafety | WLDFR | HFTD - Distribution - Tier 2 - 4QU CoRE ¦ 4QU LoRE | Seismic - Red Flag Warning - Catastrophic Fires | 2021 | Safety | 7205.5313 | 690.0576 | 2021 | Control | 0.053 | 3 | 0 | esc | 0.055966 | 403.2663 | 0.055966 | 403.2663 | 0 | 0 | 0 | 0
[79 empty] | WLDFR | HFTD - Distribution - Tier 3 - 4QU CoRE ¦ 5QU LoRE | Non-Red Flag Warning - Small Fires | 2022 | 0 | 0 | 0 | 0 | 0.077901 | 0.036425 | 0.0015809 | 0.039895 | 0.0078847 | 0.0078847 | 0.0078847 | 0 | 0.0025383 |  | 0 | 2.0013e-05 | 2.0013e-05 | 0 | 2.0013e-05 | 2.0013e-05 | 0 | 2.0013e-05 | 2.0013e-05 | 0 | 0 | 0 | [40 empty] | All EPR in 2020WLDFRElectric Reliability | WLDFR | HFTD - Distribution - Tier 2 - 4QU CoRE ¦ 4QU LoRE | Seismic - Red Flag Warning - Catastrophic Fires | 2022 | Electric Reliability | 409.2237 | 690.0576 | 2022 | Control | 0.1325 | 3 | 0 | esc | 0.15274 | 62.5039 | 0.15274 | 62.5039 | 0.15274 | 62.5039 | 0 | 0
[79 empty] | WLDFR | HFTD - Distribution - Tier 3 - 4QU CoRE ¦ 5QU LoRE | Non-Red Flag Warning - Small Fires | 2023 | 0 | 0 | 0 | 0 | 0.080408 | 0.03759 | 0.0016314 | 0.041187 | 0 | 0.0081378 | 0.0081378 | 0.0081378 | 0.0025383 |  | 0 | 0 | 0 | 0 | 2.0656e-05 | 2.0656e-05 | 0 | 2.0656e-05 | 2.0656e-05 | 0 | 2.0656e-05 | 2.0656e-05 | [40 empty] | All EPR in 2020WLDFRFinancial | WLDFR | HFTD - Distribution - Tier 2 - 4QU CoRE ¦ 4QU LoRE | Seismic - Red Flag Warning - Catastrophic Fires | 2022 | Financial | 13469.0878 | 690.0576 | 2022 | Control | 0.053 | 3 | 0 | esc | 0.055966 | 753.8138 | 0.055966 | 753.8138 | 0.055966 | 753.8138 | 0 | 0
[79 empty] | WLDFR | HFTD - Distribution - Tier 3 - 4QU CoRE ¦ 5QU LoRE | Non-Red Flag Warning - Small Fires | 2024 | 0 | 0 | 0 | 0 | 0.080408 | 0.03759 | 0.0016314 | 0.041187 | 0 | 0 | 0.0081378 | 0.0081378 | 0.0025383 |  | 0 | 0 | 0 | 0 | 0 | 0 | 0 | 2.0656e-05 | 2.0656e-05 | 0 | 2.0656e-05 | 2.0656e-05 | [40 empty] | All EPR in 2020WLDFRSafety | WLDFR | HFTD - Distribution - Tier 2 - 4QU CoRE ¦ 4QU LoRE | Seismic - Red Flag Warning - Catastrophic Fires | 2022 | Safety | 7205.5313 | 690.0576 | 2022 | Control | 0.053 | 3 | 0 | esc | 0.055966 | 403.2663 | 0.055966 | 403.2663 | 0.055966 | 403.2663 | 0 | 0
[79 empty] | WLDFR | HFTD - Distribution - Tier 3 - 4QU CoRE ¦ 5QU LoRE | Non-Red Flag Warning - Small Fires | 2025 | 0 | 0 | 0 | 0 | 0.080408 | 0.03759 | 0.0016314 | 0.041187 | 0 | 0 | 0 | 0.0081378 | 0.0025383 |  | 0 | 0 | 0 | 0 | 0 | 0 | 0 | 0 | 0 | 0 | 2.0656e-05 | 2.0656e-05 | [40 empty] | All EPR in 2020WLDFRElectric Reliability | WLDFR | HFTD - Distribution - Tier 2 - 4QU CoRE ¦ 4QU LoRE | Seismic - Red Flag Warning - Catastrophic Fires | 2023 | Electric Reliability | 428.6023 | 690.0576 | 2023 | Control | 0.1325 | 3 | 0 | esc | 0 | 0 | 0.15274 | 65.4638 | 0.15274 | 65.4638 | 0.15274 | 65.4638
[79 empty] | WLDFR | HFTD - Distribution - Tier 3 - 4QU CoRE ¦ 5QU LoRE | Red Flag Warning - Catastrophic Fires | 2020 | 0 | 0 | 0 | 0 | 14146.1306 | 222.2294 | 8585.7228 | 5338.1784 | 813.2108 | 0 | 0 | 0 | 6.9233e-06 |  | 0 | 0.0056301 | 0.0056301 | 0 | 0 | 0 | 0 | 0 | 0 | 0 | 0 | 0 | [40 empty] | All EPR in 2020WLDFRFinancial | WLDFR | HFTD - Distribution - Tier 2 - 4QU CoRE ¦ 4QU LoRE | Seismic - Red Flag Warning - Catastrophic Fires | 2023 | Financial | 13939.561 | 690.0576 | 2023 | Control | 0.053 | 3 | 0 | esc | 0 | 0 | 0.055966 | 780.1444 | 0.055966 | 780.1444 | 0.055966 | 780.1444
[79 empty] | WLDFR | HFTD - Distribution - Tier 3 - 4QU CoRE ¦ 5QU LoRE | Red Flag Warning - Catastrophic Fires | 2021 | 0 | 0 | 0 | 0 | 14146.1306 | 222.2294 | 8585.7228 | 5338.1784 | 813.2108 | 813.2108 | 0 | 0 | 6.9233e-06 |  | 0 | 0.0056301 | 0.0056301 | 0 | 0.0056301 | 0.0056301 | 0 | 0 | 0 | 0 | 0 | 0 | [40 empty] | All EPR in 2020WLDFRSafety | WLDFR | HFTD - Distribution - Tier 2 - 4QU CoRE ¦ 4QU LoRE | Seismic - Red Flag Warning - Catastrophic Fires | 2023 | Safety | 7467.8148 | 690.0576 | 2023 | Control | 0.053 | 3 | 0 | esc | 0 | 0 | 0.055966 | 417.9453 | 0.055966 | 417.9453 | 0.055966 | 417.9453
[79 empty] | WLDFR | HFTD - Distribution - Tier 3 - 4QU CoRE ¦ 5QU LoRE | Red Flag Warning - Catastrophic Fires | 2022 | 0 | 0 | 0 | 0 | 14146.1306 | 222.2294 | 8585.7228 | 5338.1784 | 813.2108 | 813.2108 | 813.2108 | 0 | 6.9233e-06 |  | 0 | 0.0056301 | 0.0056301 | 0 | 0.0056301 | 0.0056301 | 0 | 0.0056301 | 0.0056301 | 0 | 0 | 0 | [40 empty] | All EPR in 2020WLDFRElectric Reliability | WLDFR | HFTD - Distribution - Tier 2 - 4QU CoRE ¦ 4QU LoRE | Seismic - Red Flag Warning - Catastrophic Fires | 2024 | Electric Reliability | 428.6023 | 690.0576 | 2024 | Control | 0.1325 | 3 | 0 | esc | 0 | 0 | 0 | 0 | 0.15274 | 65.4638 | 0.15274 | 65.4638
[79 empty] | WLDFR | HFTD - Distribution - Tier 3 - 4QU CoRE ¦ 5QU LoRE | Red Flag Warning - Catastrophic Fires | 2023 | 0 | 0 | 0 | 0 | 14664.6376 | 233.2301 | 8896.516 | 5534.8915 | 0 | 843.2942 | 843.2942 | 843.2942 | 6.9233e-06 |  | 0 | 0 | 0 | 0 | 0.0058384 | 0.0058384 | 0 | 0.0058384 | 0.0058384 | 0 | 0.0058384 | 0.0058384 | [40 empty] | All EPR in 2020WLDFRFinancial | WLDFR | HFTD - Distribution - Tier 2 - 4QU CoRE ¦ 4QU LoRE | Seismic - Red Flag Warning - Catastrophic Fires | 2024 | Financial | 13939.561 | 690.0576 | 2024 | Control | 0.053 | 3 | 0 | esc | 0 | 0 | 0 | 0 | 0.055966 | 780.1444 | 0.055966 | 780.1444
[79 empty] | WLDFR | HFTD - Distribution - Tier 3 - 4QU CoRE ¦ 5QU LoRE | Red Flag Warning - Catastrophic Fires | 2024 | 0 | 0 | 0 | 0 | 14664.6376 | 233.2301 | 8896.516 | 5534.8915 | 0 | 0 | 843.2942 | 843.2942 | 6.9233e-06 |  | 0 | 0 | 0 | 0 | 0 | 0 | 0 | 0.0058384 | 0.0058384 | 0 | 0.0058384 | 0.0058384 | [40 empty] | All EPR in 2020WLDFRSafety | WLDFR | HFTD - Distribution - Tier 2 - 4QU CoRE ¦ 4QU LoRE | Seismic - Red Flag Warning - Catastrophic Fires | 2024 | Safety | 7467.8148 | 690.0576 | 2024 | Control | 0.053 | 3 | 0 | esc | 0 | 0 | 0 | 0 | 0.055966 | 417.9453 | 0.055966 | 417.9453
[79 empty] | WLDFR | HFTD - Distribution - Tier 3 - 4QU CoRE ¦ 5QU LoRE | Red Flag Warning - Catastrophic Fires | 2025 | 0 | 0 | 0 | 0 | 14664.6376 | 233.2301 | 8896.516 | 5534.8915 | 0 | 0 | 0 | 843.2942 | 6.9233e-06 |  | 0 | 0 | 0 | 0 | 0 | 0 | 0 | 0 | 0 | 0 | 0.0058384 | 0.0058384 | [40 empty] | All EPR in 2020WLDFRElectric Reliability | WLDFR | HFTD - Distribution - Tier 2 - 4QU CoRE ¦ 4QU LoRE | Seismic - Red Flag Warning - Catastrophic Fires | 2025 | Electric Reliability | 428.6023 | 690.0576 | 2025 | Control | 0.1325 | 3 | 0 | esc | 0 | 0 | 0 | 0 | 0 | 0 | 0.15274 | 65.4638
[79 empty] | WLDFR | HFTD - Distribution - Tier 3 - 4QU CoRE ¦ 5QU LoRE | Red Flag Warning - Destructive Fires | 2020 | 0 | 0 | 0 | 0 | 8807.9522 | 222.2294 | 8585.7228 | 0 | 514.4532 | 0 | 0 | 0 | 1.0224e-06 |  | 0 | 0.00052598 | 0.00052598 | 0 | 0 | 0 | 0 | 0 | 0 | 0 | 0 | 0 | [40 empty] | All EPR in 2020WLDFRFinancial | WLDFR | HFTD - Distribution - Tier 2 - 4QU CoRE ¦ 4QU LoRE | Seismic - Red Flag Warning - Catastrophic Fires | 2025 | Financial | 13939.561 | 690.0576 | 2025 | Control | 0.053 | 3 | 0 | esc | 0 | 0 | 0 | 0 | 0 | 0 | 0.055966 | 780.1444
[79 empty] | WLDFR | HFTD - Distribution - Tier 3 - 4QU CoRE ¦ 5QU LoRE | Red Flag Warning - Destructive Fires | 2021 | 0 | 0 | 0 | 0 | 8807.9522 | 222.2294 | 8585.7228 | 0 | 514.4532 | 514.4532 | 0 | 0 | 1.0224e-06 |  | 0 | 0.00052598 | 0.00052598 | 0 | 0.00052598 | 0.00052598 | 0 | 0 | 0 | 0 | 0 | 0 | [40 empty] | All EPR in 2020WLDFRSafety | WLDFR | HFTD - Distribution - Tier 2 - 4QU CoRE ¦ 4QU LoRE | Seismic - Red Flag Warning - Catastrophic Fires | 2025 | Safety | 7467.8148 | 690.0576 | 2025 | Control | 0.053 | 3 | 0 | esc | 0 | 0 | 0 | 0 | 0 | 0 | 0.055966 | 417.9453
[79 empty] | WLDFR | HFTD - Distribution - Tier 3 - 4QU CoRE ¦ 5QU LoRE | Red Flag Warning - Destructive Fires | 2022 | 0 | 0 | 0 | 0 | 8807.9522 | 222.2294 | 8585.7228 | 0 | 514.4532 | 514.4532 | 514.4532 | 0 | 1.0224e-06 |  | 0 | 0.00052598 | 0.00052598 | 0 | 0.00052598 | 0.00052598 | 0 | 0.00052598 | 0.00052598 | 0 | 0 | 0 | [40 empty] | All EPR in 2020WLDFRElectric Reliability | WLDFR | HFTD - Distribution - Tier 2 - 4QU CoRE ¦ 5QU LoRE | Non-Red Flag Warning - Catastrophic Fires | 2021 | Electric Reliability | 222.2294 | 489.3555 | 2021 | Control | 0.1325 | 3 | 0 | esc | 0.15274 | 33.9428 | 0.15274 | 33.9428 | 0 | 0 | 0 | 0
[79 empty] | WLDFR | HFTD - Distribution - Tier 3 - 4QU CoRE ¦ 5QU LoRE | Red Flag Warning - Destructive Fires | 2023 | 0 | 0 | 0 | 0 | 9129.7461 | 233.2301 | 8896.516 | 0 | 0 | 533.5273 | 533.5273 | 533.5273 | 1.0224e-06 |  | 0 | 0 | 0 | 0 | 0.00054548 | 0.00054548 | 0 | 0.00054548 | 0.00054548 | 0 | 0.00054548 | 0.00054548 | [40 empty] | All EPR in 2020WLDFRFinancial | WLDFR | HFTD - Distribution - Tier 2 - 4QU CoRE ¦ 5QU LoRE | Non-Red Flag Warning - Catastrophic Fires | 2021 | Financial | 8585.7228 | 489.3555 | 2021 | Control | 0.053 | 3 | 0 | esc | 0.055966 | 480.5104 | 0.055966 | 480.5104 | 0 | 0 | 0 | 0
[79 empty] | WLDFR | HFTD - Distribution - Tier 3 - 4QU CoRE ¦ 5QU LoRE | Red Flag Warning - Destructive Fires | 2024 | 0 | 0 | 0 | 0 | 9129.7461 | 233.2301 | 8896.516 | 0 | 0 | 0 | 533.5273 | 533.5273 | 1.0224e-06 |  | 0 | 0 | 0 | 0 | 0 | 0 | 0 | 0.00054548 | 0.00054548 | 0 | 0.00054548 | 0.00054548 | [40 empty] | All EPR in 2020WLDFRSafety | WLDFR | HFTD - Distribution - Tier 2 - 4QU CoRE ¦ 5QU LoRE | Non-Red Flag Warning - Catastrophic Fires | 2021 | Safety | 5338.1784 | 489.3555 | 2021 | Control | 0.053 | 3 | 0 | esc | 0.055966 | 298.7576 | 0.055966 | 298.7576 | 0 | 0 | 0 | 0
[79 empty] | WLDFR | HFTD - Distribution - Tier 3 - 4QU CoRE ¦ 5QU LoRE | Red Flag Warning - Destructive Fires | 2025 | 0 | 0 | 0 | 0 | 9129.7461 | 233.2301 | 8896.516 | 0 | 0 | 0 | 0 | 533.5273 | 1.0224e-06 |  | 0 | 0 | 0 | 0 | 0 | 0 | 0 | 0 | 0 | 0 | 0.00054548 | 0.00054548 | [40 empty] | All EPR in 2020WLDFRElectric Reliability | WLDFR | HFTD - Distribution - Tier 2 - 4QU CoRE ¦ 5QU LoRE | Non-Red Flag Warning - Catastrophic Fires | 2022 | Electric Reliability | 222.2294 | 489.3555 | 2022 | Control | 0.1325 | 3 | 0 | esc | 0.15274 | 33.9428 | 0.15274 | 33.9428 | 0.15274 | 33.9428 | 0 | 0
[79 empty] | WLDFR | HFTD - Distribution - Tier 3 - 4QU CoRE ¦ 5QU LoRE | Red Flag Warning - Large Fires | 2020 | 0 | 0 | 0 | 0 | 5.2406 | 0.69642 | 2.942 | 1.6022 | 0.36069 | 0 | 0 | 0 | 1.6535e-05 |  | 0 | 5.9638e-06 | 5.9638e-06 | 0 | 0 | 0 | 0 | 0 | 0 | 0 | 0 | 0 | [40 empty] | All EPR in 2020WLDFRFinancial | WLDFR | HFTD - Distribution - Tier 2 - 4QU CoRE ¦ 5QU LoRE | Non-Red Flag Warning - Catastrophic Fires | 2022 | Financial | 8585.7228 | 489.3555 | 2022 | Control | 0.053 | 3 | 0 | esc | 0.055966 | 480.5104 | 0.055966 | 480.5104 | 0.055966 | 480.5104 | 0 | 0
[79 empty] | WLDFR | HFTD - Distribution - Tier 3 - 4QU CoRE ¦ 5QU LoRE | Red Flag Warning - Large Fires | 2021 | 0 | 0 | 0 | 0 | 5.2406 | 0.69642 | 2.942 | 1.6022 | 0.36069 | 0.36069 | 0 | 0 | 1.6535e-05 |  | 0 | 5.9638e-06 | 5.9638e-06 | 0 | 5.9638e-06 | 5.9638e-06 | 0 | 0 | 0 | 0 | 0 | 0 | [40 empty] | All EPR in 2020WLDFRSafety | WLDFR | HFTD - Distribution - Tier 2 - 4QU CoRE ¦ 5QU LoRE | Non-Red Flag Warning - Catastrophic Fires | 2022 | Safety | 5338.1784 | 489.3555 | 2022 | Control | 0.053 | 3 | 0 | esc | 0.055966 | 298.7576 | 0.055966 | 298.7576 | 0.055966 | 298.7576 | 0 | 0
[79 empty] | WLDFR | HFTD - Distribution - Tier 3 - 4QU CoRE ¦ 5QU LoRE | Red Flag Warning - Large Fires | 2022 | 0 | 0 | 0 | 0 | 5.2406 | 0.69642 | 2.942 | 1.6022 | 0.36069 | 0.36069 | 0.36069 | 0 | 1.6535e-05 |  | 0 | 5.9638e-06 | 5.9638e-06 | 0 | 5.9638e-06 | 5.9638e-06 | 0 | 5.9638e-06 | 5.9638e-06 | 0 | 0 | 0 | [40 empty] | All EPR in 2020WLDFRElectric Reliability | WLDFR | HFTD - Distribution - Tier 2 - 4QU CoRE ¦ 5QU LoRE | Non-Red Flag Warning - Catastrophic Fires | 2023 | Electric Reliability | 233.2301 | 489.3555 | 2023 | Control | 0.1325 | 3 | 0 | esc | 0 | 0 | 0.15274 | 35.623 | 0.15274 | 35.623 | 0.15274 | 35.623
[79 empty] | WLDFR | HFTD - Distribution - Tier 3 - 4QU CoRE ¦ 5QU LoRE | Red Flag Warning - Large Fires | 2023 | 0 | 0 | 0 | 0 | 5.475 | 0.71896 | 3.0715 | 1.6846 | 0 | 0.37599 | 0.37599 | 0.37599 | 1.6535e-05 |  | 0 | 0 | 0 | 0 | 6.2169e-06 | 6.2169e-06 | 0 | 6.2169e-06 | 6.2169e-06 | 0 | 6.2169e-06 | 6.2169e-06 | [40 empty] | All EPR in 2020WLDFRFinancial | WLDFR | HFTD - Distribution - Tier 2 - 4QU CoRE ¦ 5QU LoRE | Non-Red Flag Warning - Catastrophic Fires | 2023 | Financial | 8896.516 | 489.3555 | 2023 | Control | 0.053 | 3 | 0 | esc | 0 | 0 | 0.055966 | 497.9043 | 0.055966 | 497.9043 | 0.055966 | 497.9043
[79 empty] | WLDFR | HFTD - Distribution - Tier 3 - 4QU CoRE ¦ 5QU LoRE | Red Flag Warning - Large Fires | 2024 | 0 | 0 | 0 | 0 | 5.475 | 0.71896 | 3.0715 | 1.6846 | 0 | 0 | 0.37599 | 0.37599 | 1.6535e-05 |  | 0 | 0 | 0 | 0 | 0 | 0 | 0 | 6.2169e-06 | 6.2169e-06 | 0 | 6.2169e-06 | 6.2169e-06 | [40 empty] | All EPR in 2020WLDFRSafety | WLDFR | HFTD - Distribution - Tier 2 - 4QU CoRE ¦ 5QU LoRE | Non-Red Flag Warning - Catastrophic Fires | 2023 | Safety | 5534.8915 | 489.3555 | 2023 | Control | 0.053 | 3 | 0 | esc | 0 | 0 | 0.055966 | 309.7669 | 0.055966 | 309.7669 | 0.055966 | 309.7669
[79 empty] | WLDFR | HFTD - Distribution - Tier 3 - 4QU CoRE ¦ 5QU LoRE | Red Flag Warning - Large Fires | 2025 | 0 | 0 | 0 | 0 | 5.475 | 0.71896 | 3.0715 | 1.6846 | 0 | 0 | 0 | 0.37599 | 1.6535e-05 |  | 0 | 0 | 0 | 0 | 0 | 0 | 0 | 0 | 0 | 0 | 6.2169e-06 | 6.2169e-06 | [40 empty] | All EPR in 2020WLDFRElectric Reliability | WLDFR | HFTD - Distribution - Tier 2 - 4QU CoRE ¦ 5QU LoRE | Non-Red Flag Warning - Catastrophic Fires | 2024 | Electric Reliability | 233.2301 | 489.3555 | 2024 | Control | 0.1325 | 3 | 0 | esc | 0 | 0 | 0 | 0 | 0.15274 | 35.623 | 0.15274 | 35.623
[79 empty] | WLDFR | HFTD - Distribution - Tier 3 - 4QU CoRE ¦ 5QU LoRE | Red Flag Warning - Small Fires | 2020 | 0 | 0 | 0 | 0 | 0.077901 | 0.036425 | 0.0015809 | 0.039895 | 0.0078847 | 0 | 0 | 0 | 0.00040232 |  | 0 | 3.1721e-06 | 3.1721e-06 | 0 | 0 | 0 | 0 | 0 | 0 | 0 | 0 | 0 | [40 empty] | All EPR in 2020WLDFRFinancial | WLDFR | HFTD - Distribution - Tier 2 - 4QU CoRE ¦ 5QU LoRE | Non-Red Flag Warning - Catastrophic Fires | 2024 | Financial | 8896.516 | 489.3555 | 2024 | Control | 0.053 | 3 | 0 | esc | 0 | 0 | 0 | 0 | 0.055966 | 497.9043 | 0.055966 | 497.9043
[79 empty] | WLDFR | HFTD - Distribution - Tier 3 - 4QU CoRE ¦ 5QU LoRE | Red Flag Warning - Small Fires | 2021 | 0 | 0 | 0 | 0 | 0.077901 | 0.036425 | 0.0015809 | 0.039895 | 0.0078847 | 0.0078847 | 0 | 0 | 0.00040232 |  | 0 | 3.1721e-06 | 3.1721e-06 | 0 | 3.1721e-06 | 3.1721e-06 | 0 | 0 | 0 | 0 | 0 | 0 | [40 empty] | All EPR in 2020WLDFRSafety | WLDFR | HFTD - Distribution - Tier 2 - 4QU CoRE ¦ 5QU LoRE | Non-Red Flag Warning - Catastrophic Fires | 2024 | Safety | 5534.8915 | 489.3555 | 2024 | Control | 0.053 | 3 | 0 | esc | 0 | 0 | 0 | 0 | 0.055966 | 309.7669 | 0.055966 | 309.7669
[79 empty] | WLDFR | HFTD - Distribution - Tier 3 - 4QU CoRE ¦ 5QU LoRE | Red Flag Warning - Small Fires | 2022 | 0 | 0 | 0 | 0 | 0.077901 | 0.036425 | 0.0015809 | 0.039895 | 0.0078847 | 0.0078847 | 0.0078847 | 0 | 0.00040232 |  | 0 | 3.1721e-06 | 3.1721e-06 | 0 | 3.1721e-06 | 3.1721e-06 | 0 | 3.1721e-06 | 3.1721e-06 | 0 | 0 | 0 | [40 empty] | All EPR in 2020WLDFRElectric Reliability | WLDFR | HFTD - Distribution - Tier 2 - 4QU CoRE ¦ 5QU LoRE | Non-Red Flag Warning - Catastrophic Fires | 2025 | Electric Reliability | 233.2301 | 489.3555 | 2025 | Control | 0.1325 | 3 | 0 | esc | 0 | 0 | 0 | 0 | 0 | 0 | 0.15274 | 35.623
[79 empty] | WLDFR | HFTD - Distribution - Tier 3 - 4QU CoRE ¦ 5QU LoRE | Red Flag Warning - Small Fires | 2023 | 0 | 0 | 0 | 0 | 0.080408 | 0.03759 | 0.0016314 | 0.041187 | 0 | 0.0081378 | 0.0081378 | 0.0081378 | 0.00040232 |  | 0 | 0 | 0 | 0 | 3.274e-06 | 3.274e-06 | 0 | 3.274e-06 | 3.274e-06 | 0 | 3.274e-06 | 3.274e-06 | [40 empty] | All EPR in 2020WLDFRFinancial | WLDFR | HFTD - Distribution - Tier 2 - 4QU CoRE ¦ 5QU LoRE | Non-Red Flag Warning - Catastrophic Fires | 2025 | Financial | 8896.516 | 489.3555 | 2025 | Control | 0.053 | 3 | 0 | esc | 0 | 0 | 0 | 0 | 0 | 0 | 0.055966 | 497.9043
[79 empty] | WLDFR | HFTD - Distribution - Tier 3 - 4QU CoRE ¦ 5QU LoRE | Red Flag Warning - Small Fires | 2024 | 0 | 0 | 0 | 0 | 0.080408 | 0.03759 | 0.0016314 | 0.041187 | 0 | 0 | 0.0081378 | 0.0081378 | 0.00040232 |  | 0 | 0 | 0 | 0 | 0 | 0 | 0 | 3.274e-06 | 3.274e-06 | 0 | 3.274e-06 | 3.274e-06 | [40 empty] | All EPR in 2020WLDFRSafety | WLDFR | HFTD - Distribution - Tier 2 - 4QU CoRE ¦ 5QU LoRE | Non-Red Flag Warning - Catastrophic Fires | 2025 | Safety | 5534.8915 | 489.3555 | 2025 | Control | 0.053 | 3 | 0 | esc | 0 | 0 | 0 | 0 | 0 | 0 | 0.055966 | 309.7669
[79 empty] | WLDFR | HFTD - Distribution - Tier 3 - 4QU CoRE ¦ 5QU LoRE | Red Flag Warning - Small Fires | 2025 | 0 | 0 | 0 | 0 | 0.080408 | 0.03759 | 0.0016314 | 0.041187 | 0 | 0 | 0 | 0.0081378 | 0.00040232 |  | 0 | 0 | 0 | 0 | 0 | 0 | 0 | 0 | 0 | 0 | 3.274e-06 | 3.274e-06 | [40 empty] | All EPR in 2020WLDFRElectric Reliability | WLDFR | HFTD - Distribution - Tier 2 - 4QU CoRE ¦ 5QU LoRE | Non-Red Flag Warning - Destructive Fires | 2021 | Electric Reliability | 222.2294 | 489.3555 | 2021 | Control | 0.1325 | 3 | 0 | esc | 0.15274 | 33.9428 | 0.15274 | 33.9428 | 0 | 0 | 0 | 0
[79 empty] | WLDFR | HFTD - Distribution - Tier 3 - 4QU CoRE ¦ 5QU LoRE | Seismic - Non-Red Flag Warning - Catastrophic Fires | 2020 | 0 | 0 | 0 | 0 | 21083.8428 | 409.2237 | 13469.0878 | 7205.5313 | 1219.584 | 0 | 0 | 0 | 3.76e-10 |  | 0 | 4.5856e-07 | 4.5856e-07 | 0 | 0 | 0 | 0 | 0 | 0 | 0 | 0 | 0 | [40 empty] | All EPR in 2020WLDFRFinancial | WLDFR | HFTD - Distribution - Tier 2 - 4QU CoRE ¦ 5QU LoRE | Non-Red Flag Warning - Destructive Fires | 2021 | Financial | 8585.7228 | 489.3555 | 2021 | Control | 0.053 | 3 | 0 | esc | 0.055966 | 480.5104 | 0.055966 | 480.5104 | 0 | 0 | 0 | 0
[79 empty] | WLDFR | HFTD - Distribution - Tier 3 - 4QU CoRE ¦ 5QU LoRE | Seismic - Non-Red Flag Warning - Catastrophic Fires | 2021 | 0 | 0 | 0 | 0 | 21083.8428 | 409.2237 | 13469.0878 | 7205.5313 | 1219.584 | 1219.584 | 0 | 0 | 3.76e-10 |  | 0 | 4.5856e-07 | 4.5856e-07 | 0 | 4.5856e-07 | 4.5856e-07 | 0 | 0 | 0 | 0 | 0 | 0 | [40 empty] | All EPR in 2020WLDFRElectric Reliability | WLDFR | HFTD - Distribution - Tier 2 - 4QU CoRE ¦ 5QU LoRE | Non-Red Flag Warning - Destructive Fires | 2022 | Electric Reliability | 222.2294 | 489.3555 | 2022 | Control | 0.1325 | 3 | 0 | esc | 0.15274 | 33.9428 | 0.15274 | 33.9428 | 0.15274 | 33.9428 | 0 | 0
[79 empty] | WLDFR | HFTD - Distribution - Tier 3 - 4QU CoRE ¦ 5QU LoRE | Seismic - Non-Red Flag Warning - Catastrophic Fires | 2022 | 0 | 0 | 0 | 0 | 21083.8428 | 409.2237 | 13469.0878 | 7205.5313 | 1219.584 | 1219.584 | 1219.584 | 0 | 3.76e-10 |  | 0 | 4.5856e-07 | 4.5856e-07 | 0 | 4.5856e-07 | 4.5856e-07 | 0 | 4.5856e-07 | 4.5856e-07 | 0 | 0 | 0 | [40 empty] | All EPR in 2020WLDFRFinancial | WLDFR | HFTD - Distribution - Tier 2 - 4QU CoRE ¦ 5QU LoRE | Non-Red Flag Warning - Destructive Fires | 2022 | Financial | 8585.7228 | 489.3555 | 2022 | Control | 0.053 | 3 | 0 | esc | 0.055966 | 480.5104 | 0.055966 | 480.5104 | 0.055966 | 480.5104 | 0 | 0
[79 empty] | WLDFR | HFTD - Distribution - Tier 3 - 4QU CoRE ¦ 5QU LoRE | Seismic - Non-Red Flag Warning - Catastrophic Fires | 2023 | 0 | 0 | 0 | 0 | 21835.9781 | 428.6023 | 13939.561 | 7467.8148 | 0 | 1263.5534 | 1263.5534 | 1263.5534 | 3.76e-10 |  | 0 | 0 | 0 | 0 | 4.751e-07 | 4.751e-07 | 0 | 4.751e-07 | 4.751e-07 | 0 | 4.751e-07 | 4.751e-07 | [40 empty] | All EPR in 2020WLDFRElectric Reliability | WLDFR | HFTD - Distribution - Tier 2 - 4QU CoRE ¦ 5QU LoRE | Non-Red Flag Warning - Destructive Fires | 2023 | Electric Reliability | 233.2301 | 489.3555 | 2023 | Control | 0.1325 | 3 | 0 | esc | 0 | 0 | 0.15274 | 35.623 | 0.15274 | 35.623 | 0.15274 | 35.623
[79 empty] | WLDFR | HFTD - Distribution - Tier 3 - 4QU CoRE ¦ 5QU LoRE | Seismic - Non-Red Flag Warning - Catastrophic Fires | 2024 | 0 | 0 | 0 | 0 | 21835.9781 | 428.6023 | 13939.561 | 7467.8148 | 0 | 0 | 1263.5534 | 1263.5534 | 3.76e-10 |  | 0 | 0 | 0 | 0 | 0 | 0 | 0 | 4.751e-07 | 4.751e-07 | 0 | 4.751e-07 | 4.751e-07 | [40 empty] | All EPR in 2020WLDFRFinancial | WLDFR | HFTD - Distribution - Tier 2 - 4QU CoRE ¦ 5QU LoRE | Non-Red Flag Warning - Destructive Fires | 2023 | Financial | 8896.516 | 489.3555 | 2023 | Control | 0.053 | 3 | 0 | esc | 0 | 0 | 0.055966 | 497.9043 | 0.055966 | 497.9043 | 0.055966 | 497.9043
[79 empty] | WLDFR | HFTD - Distribution - Tier 3 - 4QU CoRE ¦ 5QU LoRE | Seismic - Non-Red Flag Warning - Catastrophic Fires | 2025 | 0 | 0 | 0 | 0 | 21835.9781 | 428.6023 | 13939.561 | 7467.8148 | 0 | 0 | 0 | 1263.5534 | 3.76e-10 |  | 0 | 0 | 0 | 0 | 0 | 0 | 0 | 0 | 0 | 0 | 4.751e-07 | 4.751e-07 | [40 empty] | All EPR in 2020WLDFRElectric Reliability | WLDFR | HFTD - Distribution - Tier 2 - 4QU CoRE ¦ 5QU LoRE | Non-Red Flag Warning - Destructive Fires | 2024 | Electric Reliability | 233.2301 | 489.3555 | 2024 | Control | 0.1325 | 3 | 0 | esc | 0 | 0 | 0 | 0 | 0.15274 | 35.623 | 0.15274 | 35.623
[79 empty] | WLDFR | HFTD - Distribution - Tier 3 - 4QU CoRE ¦ 5QU LoRE | Seismic - Red Flag Warning - Catastrophic Fires | 2020 | 0 | 0 | 0 | 0 | 21083.8428 | 409.2237 | 13469.0878 | 7205.5313 | 1219.584 | 0 | 0 | 0 | 1.6216e-08 |  | 0 | 1.9777e-05 | 1.9777e-05 | 0 | 0 | 0 | 0 | 0 | 0 | 0 | 0 | 0 | [40 empty] | All EPR in 2020WLDFRFinancial | WLDFR | HFTD - Distribution - Tier 2 - 4QU CoRE ¦ 5QU LoRE | Non-Red Flag Warning - Destructive Fires | 2024 | Financial | 8896.516 | 489.3555 | 2024 | Control | 0.053 | 3 | 0 | esc | 0 | 0 | 0 | 0 | 0.055966 | 497.9043 | 0.055966 | 497.9043
[79 empty] | WLDFR | HFTD - Distribution - Tier 3 - 4QU CoRE ¦ 5QU LoRE | Seismic - Red Flag Warning - Catastrophic Fires | 2021 | 0 | 0 | 0 | 0 | 21083.8428 | 409.2237 | 13469.0878 | 7205.5313 | 1219.584 | 1219.584 | 0 | 0 | 1.6216e-08 |  | 0 | 1.9777e-05 | 1.9777e-05 | 0 | 1.9777e-05 | 1.9777e-05 | 0 | 0 | 0 | 0 | 0 | 0 | [40 empty] | All EPR in 2020WLDFRElectric Reliability | WLDFR | HFTD - Distribution - Tier 2 - 4QU CoRE ¦ 5QU LoRE | Non-Red Flag Warning - Destructive Fires | 2025 | Electric Reliability | 233.2301 | 489.3555 | 2025 | Control | 0.1325 | 3 | 0 | esc | 0 | 0 | 0 | 0 | 0 | 0 | 0.15274 | 35.623
[79 empty] | WLDFR | HFTD - Distribution - Tier 3 - 4QU CoRE ¦ 5QU LoRE | Seismic - Red Flag Warning - Catastrophic Fires | 2022 | 0 | 0 | 0 | 0 | 21083.8428 | 409.2237 | 13469.0878 | 7205.5313 | 1219.584 | 1219.584 | 1219.584 | 0 | 1.6216e-08 |  | 0 | 1.9777e-05 | 1.9777e-05 | 0 | 1.9777e-05 | 1.9777e-05 | 0 | 1.9777e-05 | 1.9777e-05 | 0 | 0 | 0 | [40 empty] | All EPR in 2020WLDFRFinancial | WLDFR | HFTD - Distribution - Tier 2 - 4QU CoRE ¦ 5QU LoRE | Non-Red Flag Warning - Destructive Fires | 2025 | Financial | 8896.516 | 489.3555 | 2025 | Control | 0.053 | 3 | 0 | esc | 0 | 0 | 0 | 0 | 0 | 0 | 0.055966 | 497.9043
[79 empty] | WLDFR | HFTD - Distribution - Tier 3 - 4QU CoRE ¦ 5QU LoRE | Seismic - Red Flag Warning - Catastrophic Fires | 2023 | 0 | 0 | 0 | 0 | 21835.9781 | 428.6023 | 13939.561 | 7467.8148 | 0 | 1263.5534 | 1263.5534 | 1263.5534 | 1.6216e-08 |  | 0 | 0 | 0 | 0 | 2.049e-05 | 2.049e-05 | 0 | 2.049e-05 | 2.049e-05 | 0 | 2.049e-05 | 2.049e-05 | [40 empty] | All EPR in 2020WLDFRElectric Reliability | WLDFR | HFTD - Distribution - Tier 2 - 4QU CoRE ¦ 5QU LoRE | Non-Red Flag Warning - Large Fires | 2021 | Electric Reliability | 0.69642 | 489.3555 | 2021 | Control | 0.1325 | 3 | 0 | esc | 0.15274 | 0.10637 | 0.15274 | 0.10637 | 0 | 0 | 0 | 0
[79 empty] | WLDFR | HFTD - Distribution - Tier 3 - 4QU CoRE ¦ 5QU LoRE | Seismic - Red Flag Warning - Catastrophic Fires | 2024 | 0 | 0 | 0 | 0 | 21835.9781 | 428.6023 | 13939.561 | 7467.8148 | 0 | 0 | 1263.5534 | 1263.5534 | 1.6216e-08 |  | 0 | 0 | 0 | 0 | 0 | 0 | 0 | 2.049e-05 | 2.049e-05 | 0 | 2.049e-05 | 2.049e-05 | [40 empty] | All EPR in 2020WLDFRFinancial | WLDFR | HFTD - Distribution - Tier 2 - 4QU CoRE ¦ 5QU LoRE | Non-Red Flag Warning - Large Fires | 2021 | Financial | 2.942 | 489.3555 | 2021 | Control | 0.053 | 3 | 0 | esc | 0.055966 | 0.16465 | 0.055966 | 0.16465 | 0 | 0 | 0 | 0
[79 empty] | WLDFR | HFTD - Distribution - Tier 3 - 4QU CoRE ¦ 5QU LoRE | Seismic - Red Flag Warning - Catastrophic Fires | 2025 | 0 | 0 | 0 | 0 | 21835.9781 | 428.6023 | 13939.561 | 7467.8148 | 0 | 0 | 0 | 1263.5534 | 1.6216e-08 |  | 0 | 0 | 0 | 0 | 0 | 0 | 0 | 0 | 0 | 0 | 2.049e-05 | 2.049e-05 | [40 empty] | All EPR in 2020WLDFRSafety | WLDFR | HFTD - Distribution - Tier 2 - 4QU CoRE ¦ 5QU LoRE | Non-Red Flag Warning - Large Fires | 2021 | Safety | 1.6022 | 489.3555 | 2021 | Control | 0.053 | 3 | 0 | esc | 0.055966 | 0.089668 | 0.055966 | 0.089668 | 0 | 0 | 0 | 0
[79 empty] | WLDFR | HFTD - Distribution - Tier 3 - 5QU CoRE ¦ 1QU LoRE | Non-Red Flag Warning - Catastrophic Fires | 2020 | 0 | 0 | 0 | 0 | 14146.1306 | 222.2294 | 8585.7228 | 5338.1784 | 813.2108 | 0 | 0 | 0 | 1.1496e-07 |  | 0 | 9.3485e-05 | 9.3485e-05 | 0 | 0 | 0 | 0 | 0 | 0 | 0 | 0 | 0 | [40 empty] | All EPR in 2020WLDFRElectric Reliability | WLDFR | HFTD - Distribution - Tier 2 - 4QU CoRE ¦ 5QU LoRE | Non-Red Flag Warning - Large Fires | 2022 | Electric Reliability | 0.69642 | 489.3555 | 2022 | Control | 0.1325 | 3 | 0 | esc | 0.15274 | 0.10637 | 0.15274 | 0.10637 | 0.15274 | 0.10637 | 0 | 0
[79 empty] | WLDFR | HFTD - Distribution - Tier 3 - 5QU CoRE ¦ 1QU LoRE | Non-Red Flag Warning - Catastrophic Fires | 2021 | 0 | 0 | 0 | 0 | 14146.1306 | 222.2294 | 8585.7228 | 5338.1784 | 813.2108 | 813.2108 | 0 | 0 | 1.1496e-07 |  | 0 | 9.3485e-05 | 9.3485e-05 | 0 | 9.3485e-05 | 9.3485e-05 | 0 | 0 | 0 | 0 | 0 | 0 | [40 empty] | All EPR in 2020WLDFRFinancial | WLDFR | HFTD - Distribution - Tier 2 - 4QU CoRE ¦ 5QU LoRE | Non-Red Flag Warning - Large Fires | 2022 | Financial | 2.942 | 489.3555 | 2022 | Control | 0.053 | 3 | 0 | esc | 0.055966 | 0.16465 | 0.055966 | 0.16465 | 0.055966 | 0.16465 | 0 | 0
[79 empty] | WLDFR | HFTD - Distribution - Tier 3 - 5QU CoRE ¦ 1QU LoRE | Non-Red Flag Warning - Catastrophic Fires | 2022 | 0 | 0 | 0 | 0 | 14146.1306 | 222.2294 | 8585.7228 | 5338.1784 | 813.2108 | 813.2108 | 813.2108 | 0 | 1.1496e-07 |  | 0 | 9.3485e-05 | 9.3485e-05 | 0 | 9.3485e-05 | 9.3485e-05 | 0 | 9.3485e-05 | 9.3485e-05 | 0 | 0 | 0 | [40 empty] | All EPR in 2020WLDFRSafety | WLDFR | HFTD - Distribution - Tier 2 - 4QU CoRE ¦ 5QU LoRE | Non-Red Flag Warning - Large Fires | 2022 | Safety | 1.6022 | 489.3555 | 2022 | Control | 0.053 | 3 | 0 | esc | 0.055966 | 0.089668 | 0.055966 | 0.089668 | 0.055966 | 0.089668 | 0 | 0
[79 empty] | WLDFR | HFTD - Distribution - Tier 3 - 5QU CoRE ¦ 1QU LoRE | Non-Red Flag Warning - Catastrophic Fires | 2023 | 0 | 0 | 0 | 0 | 14664.6376 | 233.2301 | 8896.516 | 5534.8915 | 0 | 843.2942 | 843.2942 | 843.2942 | 1.1496e-07 |  | 0 | 0 | 0 | 0 | 9.6944e-05 | 9.6944e-05 | 0 | 9.6944e-05 | 9.6944e-05 | 0 | 9.6944e-05 | 9.6944e-05 | [40 empty] | All EPR in 2020WLDFRElectric Reliability | WLDFR | HFTD - Distribution - Tier 2 - 4QU CoRE ¦ 5QU LoRE | Non-Red Flag Warning - Large Fires | 2023 | Electric Reliability | 0.71896 | 489.3555 | 2023 | Control | 0.1325 | 3 | 0 | esc | 0 | 0 | 0.15274 | 0.10981 | 0.15274 | 0.10981 | 0.15274 | 0.10981
[79 empty] | WLDFR | HFTD - Distribution - Tier 3 - 5QU CoRE ¦ 1QU LoRE | Non-Red Flag Warning - Catastrophic Fires | 2024 | 0 | 0 | 0 | 0 | 14664.6376 | 233.2301 | 8896.516 | 5534.8915 | 0 | 0 | 843.2942 | 843.2942 | 1.1496e-07 |  | 0 | 0 | 0 | 0 | 0 | 0 | 0 | 9.6944e-05 | 9.6944e-05 | 0 | 9.6944e-05 | 9.6944e-05 | [40 empty] | All EPR in 2020WLDFRFinancial | WLDFR | HFTD - Distribution - Tier 2 - 4QU CoRE ¦ 5QU LoRE | Non-Red Flag Warning - Large Fires | 2023 | Financial | 3.0715 | 489.3555 | 2023 | Control | 0.053 | 3 | 0 | esc | 0 | 0 | 0.055966 | 0.1719 | 0.055966 | 0.1719 | 0.055966 | 0.1719
[79 empty] | WLDFR | HFTD - Distribution - Tier 3 - 5QU CoRE ¦ 1QU LoRE | Non-Red Flag Warning - Catastrophic Fires | 2025 | 0 | 0 | 0 | 0 | 14664.6376 | 233.2301 | 8896.516 | 5534.8915 | 0 | 0 | 0 | 843.2942 | 1.1496e-07 |  | 0 | 0 | 0 | 0 | 0 | 0 | 0 | 0 | 0 | 0 | 9.6944e-05 | 9.6944e-05 | [40 empty] | All EPR in 2020WLDFRSafety | WLDFR | HFTD - Distribution - Tier 2 - 4QU CoRE ¦ 5QU LoRE | Non-Red Flag Warning - Large Fires | 2023 | Safety | 1.6846 | 489.3555 | 2023 | Control | 0.053 | 3 | 0 | esc | 0 | 0 | 0.055966 | 0.094279 | 0.055966 | 0.094279 | 0.055966 | 0.094279
[79 empty] | WLDFR | HFTD - Distribution - Tier 3 - 5QU CoRE ¦ 1QU LoRE | Non-Red Flag Warning - Destructive Fires | 2020 | 0 | 0 | 0 | 0 | 8807.9522 | 222.2294 | 8585.7228 | 0 | 514.4532 | 0 | 0 | 0 | 1.4446e-07 |  | 0 | 7.4318e-05 | 7.4318e-05 | 0 | 0 | 0 | 0 | 0 | 0 | 0 | 0 | 0 | [40 empty] | All EPR in 2020WLDFRElectric Reliability | WLDFR | HFTD - Distribution - Tier 2 - 4QU CoRE ¦ 5QU LoRE | Non-Red Flag Warning - Large Fires | 2024 | Electric Reliability | 0.71896 | 489.3555 | 2024 | Control | 0.1325 | 3 | 0 | esc | 0 | 0 | 0 | 0 | 0.15274 | 0.10981 | 0.15274 | 0.10981
[79 empty] | WLDFR | HFTD - Distribution - Tier 3 - 5QU CoRE ¦ 1QU LoRE | Non-Red Flag Warning - Destructive Fires | 2021 | 0 | 0 | 0 | 0 | 8807.9522 | 222.2294 | 8585.7228 | 0 | 514.4532 | 514.4532 | 0 | 0 | 1.4446e-07 |  | 0 | 7.4318e-05 | 7.4318e-05 | 0 | 7.4318e-05 | 7.4318e-05 | 0 | 0 | 0 | 0 | 0 | 0 | [40 empty] | All EPR in 2020WLDFRFinancial | WLDFR | HFTD - Distribution - Tier 2 - 4QU CoRE ¦ 5QU LoRE | Non-Red Flag Warning - Large Fires | 2024 | Financial | 3.0715 | 489.3555 | 2024 | Control | 0.053 | 3 | 0 | esc | 0 | 0 | 0 | 0 | 0.055966 | 0.1719 | 0.055966 | 0.1719
[79 empty] | WLDFR | HFTD - Distribution - Tier 3 - 5QU CoRE ¦ 1QU LoRE | Non-Red Flag Warning - Destructive Fires | 2022 | 0 | 0 | 0 | 0 | 8807.9522 | 222.2294 | 8585.7228 | 0 | 514.4532 | 514.4532 | 514.4532 | 0 | 1.4446e-07 |  | 0 | 7.4318e-05 | 7.4318e-05 | 0 | 7.4318e-05 | 7.4318e-05 | 0 | 7.4318e-05 | 7.4318e-05 | 0 | 0 | 0 | [40 empty] | All EPR in 2020WLDFRSafety | WLDFR | HFTD - Distribution - Tier 2 - 4QU CoRE ¦ 5QU LoRE | Non-Red Flag Warning - Large Fires | 2024 | Safety | 1.6846 | 489.3555 | 2024 | Control | 0.053 | 3 | 0 | esc | 0 | 0 | 0 | 0 | 0.055966 | 0.094279 | 0.055966 | 0.094279
[79 empty] | WLDFR | HFTD - Distribution - Tier 3 - 5QU CoRE ¦ 1QU LoRE | Non-Red Flag Warning - Destructive Fires | 2023 | 0 | 0 | 0 | 0 | 9129.7461 | 233.2301 | 8896.516 | 0 | 0 | 533.5273 | 533.5273 | 533.5273 | 1.4446e-07 |  | 0 | 0 | 0 | 0 | 7.7073e-05 | 7.7073e-05 | 0 | 7.7073e-05 | 7.7073e-05 | 0 | 7.7073e-05 | 7.7073e-05 | [40 empty] | All EPR in 2020WLDFRElectric Reliability | WLDFR | HFTD - Distribution - Tier 2 - 4QU CoRE ¦ 5QU LoRE | Non-Red Flag Warning - Large Fires | 2025 | Electric Reliability | 0.71896 | 489.3555 | 2025 | Control | 0.1325 | 3 | 0 | esc | 0 | 0 | 0 | 0 | 0 | 0 | 0.15274 | 0.10981
[79 empty] | WLDFR | HFTD - Distribution - Tier 3 - 5QU CoRE ¦ 1QU LoRE | Non-Red Flag Warning - Destructive Fires | 2024 | 0 | 0 | 0 | 0 | 9129.7461 | 233.2301 | 8896.516 | 0 | 0 | 0 | 533.5273 | 533.5273 | 1.4446e-07 |  | 0 | 0 | 0 | 0 | 0 | 0 | 0 | 7.7073e-05 | 7.7073e-05 | 0 | 7.7073e-05 | 7.7073e-05 | [40 empty] | All EPR in 2020WLDFRFinancial | WLDFR | HFTD - Distribution - Tier 2 - 4QU CoRE ¦ 5QU LoRE | Non-Red Flag Warning - Large Fires | 2025 | Financial | 3.0715 | 489.3555 | 2025 | Control | 0.053 | 3 | 0 | esc | 0 | 0 | 0 | 0 | 0 | 0 | 0.055966 | 0.1719
[79 empty] | WLDFR | HFTD - Distribution - Tier 3 - 5QU CoRE ¦ 1QU LoRE | Non-Red Flag Warning - Destructive Fires | 2025 | 0 | 0 | 0 | 0 | 9129.7461 | 233.2301 | 8896.516 | 0 | 0 | 0 | 0 | 533.5273 | 1.4446e-07 |  | 0 | 0 | 0 | 0 | 0 | 0 | 0 | 0 | 0 | 0 | 7.7073e-05 | 7.7073e-05 | [40 empty] | All EPR in 2020WLDFRSafety | WLDFR | HFTD - Distribution - Tier 2 - 4QU CoRE ¦ 5QU LoRE | Non-Red Flag Warning - Large Fires | 2025 | Safety | 1.6846 | 489.3555 | 2025 | Control | 0.053 | 3 | 0 | esc | 0 | 0 | 0 | 0 | 0 | 0 | 0.055966 | 0.094279
[79 empty] | WLDFR | HFTD - Distribution - Tier 3 - 5QU CoRE ¦ 1QU LoRE | Non-Red Flag Warning - Large Fires | 2020 | 0 | 0 | 0 | 0 | 5.2406 | 0.69642 | 2.942 | 1.6022 | 0.36069 | 0 | 0 | 0 | 2.5327e-05 |  | 0 | 9.135e-06 | 9.135e-06 | 0 | 0 | 0 | 0 | 0 | 0 | 0 | 0 | 0 | [40 empty] | All EPR in 2020WLDFRElectric Reliability | WLDFR | HFTD - Distribution - Tier 2 - 4QU CoRE ¦ 5QU LoRE | Non-Red Flag Warning - Small Fires | 2021 | Electric Reliability | 0.036425 | 489.3555 | 2021 | Control | 0.1325 | 3 | 0 | esc | 0.15274 | 0.0055635 | 0.15274 | 0.0055635 | 0 | 0 | 0 | 0
[79 empty] | WLDFR | HFTD - Distribution - Tier 3 - 5QU CoRE ¦ 1QU LoRE | Non-Red Flag Warning - Large Fires | 2021 | 0 | 0 | 0 | 0 | 5.2406 | 0.69642 | 2.942 | 1.6022 | 0.36069 | 0.36069 | 0 | 0 | 2.5327e-05 |  | 0 | 9.135e-06 | 9.135e-06 | 0 | 9.135e-06 | 9.135e-06 | 0 | 0 | 0 | 0 | 0 | 0 | [40 empty] | All EPR in 2020WLDFRFinancial | WLDFR | HFTD - Distribution - Tier 2 - 4QU CoRE ¦ 5QU LoRE | Non-Red Flag Warning - Small Fires | 2021 | Financial | 0.0015809 | 489.3555 | 2021 | Control | 0.053 | 3 | 0 | esc | 0.055966 | 8.8475e-05 | 0.055966 | 8.8475e-05 | 0 | 0 | 0 | 0
[79 empty] | WLDFR | HFTD - Distribution - Tier 3 - 5QU CoRE ¦ 1QU LoRE | Non-Red Flag Warning - Large Fires | 2022 | 0 | 0 | 0 | 0 | 5.2406 | 0.69642 | 2.942 | 1.6022 | 0.36069 | 0.36069 | 0.36069 | 0 | 2.5327e-05 |  | 0 | 9.135e-06 | 9.135e-06 | 0 | 9.135e-06 | 9.135e-06 | 0 | 9.135e-06 | 9.135e-06 | 0 | 0 | 0 | [40 empty] | All EPR in 2020WLDFRSafety | WLDFR | HFTD - Distribution - Tier 2 - 4QU CoRE ¦ 5QU LoRE | Non-Red Flag Warning - Small Fires | 2021 | Safety | 0.039895 | 489.3555 | 2021 | Control | 0.053 | 3 | 0 | esc | 0.055966 | 0.0022328 | 0.055966 | 0.0022328 | 0 | 0 | 0 | 0
[79 empty] | WLDFR | HFTD - Distribution - Tier 3 - 5QU CoRE ¦ 1QU LoRE | Non-Red Flag Warning - Large Fires | 2023 | 0 | 0 | 0 | 0 | 5.475 | 0.71896 | 3.0715 | 1.6846 | 0 | 0.37599 | 0.37599 | 0.37599 | 2.5327e-05 |  | 0 | 0 | 0 | 0 | 9.5227e-06 | 9.5227e-06 | 0 | 9.5227e-06 | 9.5227e-06 | 0 | 9.5227e-06 | 9.5227e-06 | [40 empty] | All EPR in 2020WLDFRElectric Reliability | WLDFR | HFTD - Distribution - Tier 2 - 4QU CoRE ¦ 5QU LoRE | Non-Red Flag Warning - Small Fires | 2022 | Electric Reliability | 0.036425 | 489.3555 | 2022 | Control | 0.1325 | 3 | 0 | esc | 0.15274 | 0.0055635 | 0.15274 | 0.0055635 | 0.15274 | 0.0055635 | 0 | 0
[79 empty] | WLDFR | HFTD - Distribution - Tier 3 - 5QU CoRE ¦ 1QU LoRE | Non-Red Flag Warning - Large Fires | 2024 | 0 | 0 | 0 | 0 | 5.475 | 0.71896 | 3.0715 | 1.6846 | 0 | 0 | 0.37599 | 0.37599 | 2.5327e-05 |  | 0 | 0 | 0 | 0 | 0 | 0 | 0 | 9.5227e-06 | 9.5227e-06 | 0 | 9.5227e-06 | 9.5227e-06 | [40 empty] | All EPR in 2020WLDFRFinancial | WLDFR | HFTD - Distribution - Tier 2 - 4QU CoRE ¦ 5QU LoRE | Non-Red Flag Warning - Small Fires | 2022 | Financial | 0.0015809 | 489.3555 | 2022 | Control | 0.053 | 3 | 0 | esc | 0.055966 | 8.8475e-05 | 0.055966 | 8.8475e-05 | 0.055966 | 8.8475e-05 | 0 | 0
[79 empty] | WLDFR | HFTD - Distribution - Tier 3 - 5QU CoRE ¦ 1QU LoRE | Non-Red Flag Warning - Large Fires | 2025 | 0 | 0 | 0 | 0 | 5.475 | 0.71896 | 3.0715 | 1.6846 | 0 | 0 | 0 | 0.37599 | 2.5327e-05 |  | 0 | 0 | 0 | 0 | 0 | 0 | 0 | 0 | 0 | 0 | 9.5227e-06 | 9.5227e-06 | [40 empty] | All EPR in 2020WLDFRSafety | WLDFR | HFTD - Distribution - Tier 2 - 4QU CoRE ¦ 5QU LoRE | Non-Red Flag Warning - Small Fires | 2022 | Safety | 0.039895 | 489.3555 | 2022 | Control | 0.053 | 3 | 0 | esc | 0.055966 | 0.0022328 | 0.055966 | 0.0022328 | 0.055966 | 0.0022328 | 0 | 0
[79 empty] | WLDFR | HFTD - Distribution - Tier 3 - 5QU CoRE ¦ 1QU LoRE | Non-Red Flag Warning - Small Fires | 2020 | 0 | 0 | 0 | 0 | 0.077901 | 0.036425 | 0.0015809 | 0.039895 | 0.0078847 | 0 | 0 | 0 | 0.009988 |  | 0 | 7.8752e-05 | 7.8752e-05 | 0 | 0 | 0 | 0 | 0 | 0 | 0 | 0 | 0 | [40 empty] | All EPR in 2020WLDFRElectric Reliability | WLDFR | HFTD - Distribution - Tier 2 - 4QU CoRE ¦ 5QU LoRE | Non-Red Flag Warning - Small Fires | 2023 | Electric Reliability | 0.03759 | 489.3555 | 2023 | Control | 0.1325 | 3 | 0 | esc | 0 | 0 | 0.15274 | 0.0057414 | 0.15274 | 0.0057414 | 0.15274 | 0.0057414
[79 empty] | WLDFR | HFTD - Distribution - Tier 3 - 5QU CoRE ¦ 1QU LoRE | Non-Red Flag Warning - Small Fires | 2021 | 0 | 0 | 0 | 0 | 0.077901 | 0.036425 | 0.0015809 | 0.039895 | 0.0078847 | 0.0078847 | 0 | 0 | 0.009988 |  | 0 | 7.8752e-05 | 7.8752e-05 | 0 | 7.8752e-05 | 7.8752e-05 | 0 | 0 | 0 | 0 | 0 | 0 | [40 empty] | All EPR in 2020WLDFRFinancial | WLDFR | HFTD - Distribution - Tier 2 - 4QU CoRE ¦ 5QU LoRE | Non-Red Flag Warning - Small Fires | 2023 | Financial | 0.0016314 | 489.3555 | 2023 | Control | 0.053 | 3 | 0 | esc | 0 | 0 | 0.055966 | 9.1305e-05 | 0.055966 | 9.1305e-05 | 0.055966 | 9.1305e-05
[79 empty] | WLDFR | HFTD - Distribution - Tier 3 - 5QU CoRE ¦ 1QU LoRE | Non-Red Flag Warning - Small Fires | 2022 | 0 | 0 | 0 | 0 | 0.077901 | 0.036425 | 0.0015809 | 0.039895 | 0.0078847 | 0.0078847 | 0.0078847 | 0 | 0.009988 |  | 0 | 7.8752e-05 | 7.8752e-05 | 0 | 7.8752e-05 | 7.8752e-05 | 0 | 7.8752e-05 | 7.8752e-05 | 0 | 0 | 0 | [40 empty] | All EPR in 2020WLDFRSafety | WLDFR | HFTD - Distribution - Tier 2 - 4QU CoRE ¦ 5QU LoRE | Non-Red Flag Warning - Small Fires | 2023 | Safety | 0.041187 | 489.3555 | 2023 | Control | 0.053 | 3 | 0 | esc | 0 | 0 | 0.055966 | 0.0023051 | 0.055966 | 0.0023051 | 0.055966 | 0.0023051
[79 empty] | WLDFR | HFTD - Distribution - Tier 3 - 5QU CoRE ¦ 1QU LoRE | Non-Red Flag Warning - Small Fires | 2023 | 0 | 0 | 0 | 0 | 0.080408 | 0.03759 | 0.0016314 | 0.041187 | 0 | 0.0081378 | 0.0081378 | 0.0081378 | 0.009988 |  | 0 | 0 | 0 | 0 | 8.128e-05 | 8.128e-05 | 0 | 8.128e-05 | 8.128e-05 | 0 | 8.128e-05 | 8.128e-05 | [40 empty] | All EPR in 2020WLDFRElectric Reliability | WLDFR | HFTD - Distribution - Tier 2 - 4QU CoRE ¦ 5QU LoRE | Non-Red Flag Warning - Small Fires | 2024 | Electric Reliability | 0.03759 | 489.3555 | 2024 | Control | 0.1325 | 3 | 0 | esc | 0 | 0 | 0 | 0 | 0.15274 | 0.0057414 | 0.15274 | 0.0057414
[79 empty] | WLDFR | HFTD - Distribution - Tier 3 - 5QU CoRE ¦ 1QU LoRE | Non-Red Flag Warning - Small Fires | 2024 | 0 | 0 | 0 | 0 | 0.080408 | 0.03759 | 0.0016314 | 0.041187 | 0 | 0 | 0.0081378 | 0.0081378 | 0.009988 |  | 0 | 0 | 0 | 0 | 0 | 0 | 0 | 8.128e-05 | 8.128e-05 | 0 | 8.128e-05 | 8.128e-05 | [40 empty] | All EPR in 2020WLDFRFinancial | WLDFR | HFTD - Distribution - Tier 2 - 4QU CoRE ¦ 5QU LoRE | Non-Red Flag Warning - Small Fires | 2024 | Financial | 0.0016314 | 489.3555 | 2024 | Control | 0.053 | 3 | 0 | esc | 0 | 0 | 0 | 0 | 0.055966 | 9.1305e-05 | 0.055966 | 9.1305e-05
[79 empty] | WLDFR | HFTD - Distribution - Tier 3 - 5QU CoRE ¦ 1QU LoRE | Non-Red Flag Warning - Small Fires | 2025 | 0 | 0 | 0 | 0 | 0.080408 | 0.03759 | 0.0016314 | 0.041187 | 0 | 0 | 0 | 0.0081378 | 0.009988 |  | 0 | 0 | 0 | 0 | 0 | 0 | 0 | 0 | 0 | 0 | 8.128e-05 | 8.128e-05 | [40 empty] | All EPR in 2020WLDFRSafety | WLDFR | HFTD - Distribution - Tier 2 - 4QU CoRE ¦ 5QU LoRE | Non-Red Flag Warning - Small Fires | 2024 | Safety | 0.041187 | 489.3555 | 2024 | Control | 0.053 | 3 | 0 | esc | 0 | 0 | 0 | 0 | 0.055966 | 0.0023051 | 0.055966 | 0.0023051
[79 empty] | WLDFR | HFTD - Distribution - Tier 3 - 5QU CoRE ¦ 1QU LoRE | Red Flag Warning - Catastrophic Fires | 2020 | 0 | 0 | 0 | 0 | 14146.1306 | 222.2294 | 8585.7228 | 5338.1784 | 813.2108 | 0 | 0 | 0 | 2.4066e-06 |  | 0 | 0.0019571 | 0.0019571 | 0 | 0 | 0 | 0 | 0 | 0 | 0 | 0 | 0 | [40 empty] | All EPR in 2020WLDFRElectric Reliability | WLDFR | HFTD - Distribution - Tier 2 - 4QU CoRE ¦ 5QU LoRE | Non-Red Flag Warning - Small Fires | 2025 | Electric Reliability | 0.03759 | 489.3555 | 2025 | Control | 0.1325 | 3 | 0 | esc | 0 | 0 | 0 | 0 | 0 | 0 | 0.15274 | 0.0057414
[79 empty] | WLDFR | HFTD - Distribution - Tier 3 - 5QU CoRE ¦ 1QU LoRE | Red Flag Warning - Catastrophic Fires | 2021 | 0 | 0 | 0 | 0 | 14146.1306 | 222.2294 | 8585.7228 | 5338.1784 | 813.2108 | 813.2108 | 0 | 0 | 2.4066e-06 |  | 0 | 0.0019571 | 0.0019571 | 0 | 0.0019571 | 0.0019571 | 0 | 0 | 0 | 0 | 0 | 0 | [40 empty] | All EPR in 2020WLDFRFinancial | WLDFR | HFTD - Distribution - Tier 2 - 4QU CoRE ¦ 5QU LoRE | Non-Red Flag Warning - Small Fires | 2025 | Financial | 0.0016314 | 489.3555 | 2025 | Control | 0.053 | 3 | 0 | esc | 0 | 0 | 0 | 0 | 0 | 0 | 0.055966 | 9.1305e-05
[79 empty] | WLDFR | HFTD - Distribution - Tier 3 - 5QU CoRE ¦ 1QU LoRE | Red Flag Warning - Catastrophic Fires | 2022 | 0 | 0 | 0 | 0 | 14146.1306 | 222.2294 | 8585.7228 | 5338.1784 | 813.2108 | 813.2108 | 813.2108 | 0 | 2.4066e-06 |  | 0 | 0.0019571 | 0.0019571 | 0 | 0.0019571 | 0.0019571 | 0 | 0.0019571 | 0.0019571 | 0 | 0 | 0 | [40 empty] | All EPR in 2020WLDFRSafety | WLDFR | HFTD - Distribution - Tier 2 - 4QU CoRE ¦ 5QU LoRE | Non-Red Flag Warning - Small Fires | 2025 | Safety | 0.041187 | 489.3555 | 2025 | Control | 0.053 | 3 | 0 | esc | 0 | 0 | 0 | 0 | 0 | 0 | 0.055966 | 0.0023051
[79 empty] | WLDFR | HFTD - Distribution - Tier 3 - 5QU CoRE ¦ 1QU LoRE | Red Flag Warning - Catastrophic Fires | 2023 | 0 | 0 | 0 | 0 | 14664.6376 | 233.2301 | 8896.516 | 5534.8915 | 0 | 843.2942 | 843.2942 | 843.2942 | 2.4066e-06 |  | 0 | 0 | 0 | 0 | 0.0020295 | 0.0020295 | 0 | 0.0020295 | 0.0020295 | 0 | 0.0020295 | 0.0020295 | [40 empty] | All EPR in 2020WLDFRElectric Reliability | WLDFR | HFTD - Distribution - Tier 2 - 4QU CoRE ¦ 5QU LoRE | Red Flag Warning - Catastrophic Fires | 2021 | Electric Reliability | 222.2294 | 489.3555 | 2021 | Control | 0.1325 | 3 | 0 | esc | 0.15274 | 33.9428 | 0.15274 | 33.9428 | 0 | 0 | 0 | 0
[79 empty] | WLDFR | HFTD - Distribution - Tier 3 - 5QU CoRE ¦ 1QU LoRE | Red Flag Warning - Catastrophic Fires | 2024 | 0 | 0 | 0 | 0 | 14664.6376 | 233.2301 | 8896.516 | 5534.8915 | 0 | 0 | 843.2942 | 843.2942 | 2.4066e-06 |  | 0 | 0 | 0 | 0 | 0 | 0 | 0 | 0.0020295 | 0.0020295 | 0 | 0.0020295 | 0.0020295 | [40 empty] | All EPR in 2020WLDFRFinancial | WLDFR | HFTD - Distribution - Tier 2 - 4QU CoRE ¦ 5QU LoRE | Red Flag Warning - Catastrophic Fires | 2021 | Financial | 8585.7228 | 489.3555 | 2021 | Control | 0.053 | 3 | 0 | esc | 0.055966 | 480.5104 | 0.055966 | 480.5104 | 0 | 0 | 0 | 0
[79 empty] | WLDFR | HFTD - Distribution - Tier 3 - 5QU CoRE ¦ 1QU LoRE | Red Flag Warning - Catastrophic Fires | 2025 | 0 | 0 | 0 | 0 | 14664.6376 | 233.2301 | 8896.516 | 5534.8915 | 0 | 0 | 0 | 843.2942 | 2.4066e-06 |  | 0 | 0 | 0 | 0 | 0 | 0 | 0 | 0 | 0 | 0 | 0.0020295 | 0.0020295 | [40 empty] | All EPR in 2020WLDFRSafety | WLDFR | HFTD - Distribution - Tier 2 - 4QU CoRE ¦ 5QU LoRE | Red Flag Warning - Catastrophic Fires | 2021 | Safety | 5338.1784 | 489.3555 | 2021 | Control | 0.053 | 3 | 0 | esc | 0.055966 | 298.7576 | 0.055966 | 298.7576 | 0 | 0 | 0 | 0
[79 empty] | WLDFR | HFTD - Distribution - Tier 3 - 5QU CoRE ¦ 1QU LoRE | Red Flag Warning - Destructive Fires | 2020 | 0 | 0 | 0 | 0 | 8807.9522 | 222.2294 | 8585.7228 | 0 | 514.4532 | 0 | 0 | 0 | 4.1156e-07 |  | 0 | 0.00021173 | 0.00021173 | 0 | 0 | 0 | 0 | 0 | 0 | 0 | 0 | 0 | [40 empty] | All EPR in 2020WLDFRElectric Reliability | WLDFR | HFTD - Distribution - Tier 2 - 4QU CoRE ¦ 5QU LoRE | Red Flag Warning - Catastrophic Fires | 2022 | Electric Reliability | 222.2294 | 489.3555 | 2022 | Control | 0.1325 | 3 | 0 | esc | 0.15274 | 33.9428 | 0.15274 | 33.9428 | 0.15274 | 33.9428 | 0 | 0
[79 empty] | WLDFR | HFTD - Distribution - Tier 3 - 5QU CoRE ¦ 1QU LoRE | Red Flag Warning - Destructive Fires | 2021 | 0 | 0 | 0 | 0 | 8807.9522 | 222.2294 | 8585.7228 | 0 | 514.4532 | 514.4532 | 0 | 0 | 4.1156e-07 |  | 0 | 0.00021173 | 0.00021173 | 0 | 0.00021173 | 0.00021173 | 0 | 0 | 0 | 0 | 0 | 0 | [40 empty] | All EPR in 2020WLDFRFinancial | WLDFR | HFTD - Distribution - Tier 2 - 4QU CoRE ¦ 5QU LoRE | Red Flag Warning - Catastrophic Fires | 2022 | Financial | 8585.7228 | 489.3555 | 2022 | Control | 0.053 | 3 | 0 | esc | 0.055966 | 480.5104 | 0.055966 | 480.5104 | 0.055966 | 480.5104 | 0 | 0
[79 empty] | WLDFR | HFTD - Distribution - Tier 3 - 5QU CoRE ¦ 1QU LoRE | Red Flag Warning - Destructive Fires | 2022 | 0 | 0 | 0 | 0 | 8807.9522 | 222.2294 | 8585.7228 | 0 | 514.4532 | 514.4532 | 514.4532 | 0 | 4.1156e-07 |  | 0 | 0.00021173 | 0.00021173 | 0 | 0.00021173 | 0.00021173 | 0 | 0.00021173 | 0.00021173 | 0 | 0 | 0 | [40 empty] | All EPR in 2020WLDFRSafety | WLDFR | HFTD - Distribution - Tier 2 - 4QU CoRE ¦ 5QU LoRE | Red Flag Warning - Catastrophic Fires | 2022 | Safety | 5338.1784 | 489.3555 | 2022 | Control | 0.053 | 3 | 0 | esc | 0.055966 | 298.7576 | 0.055966 | 298.7576 | 0.055966 | 298.7576 | 0 | 0
[79 empty] | WLDFR | HFTD - Distribution - Tier 3 - 5QU CoRE ¦ 1QU LoRE | Red Flag Warning - Destructive Fires | 2023 | 0 | 0 | 0 | 0 | 9129.7461 | 233.2301 | 8896.516 | 0 | 0 | 533.5273 | 533.5273 | 533.5273 | 4.1156e-07 |  | 0 | 0 | 0 | 0 | 0.00021958 | 0.00021958 | 0 | 0.00021958 | 0.00021958 | 0 | 0.00021958 | 0.00021958 | [40 empty] | All EPR in 2020WLDFRElectric Reliability | WLDFR | HFTD - Distribution - Tier 2 - 4QU CoRE ¦ 5QU LoRE | Red Flag Warning - Catastrophic Fires | 2023 | Electric Reliability | 233.2301 | 489.3555 | 2023 | Control | 0.1325 | 3 | 0 | esc | 0 | 0 | 0.15274 | 35.623 | 0.15274 | 35.623 | 0.15274 | 35.623
[79 empty] | WLDFR | HFTD - Distribution - Tier 3 - 5QU CoRE ¦ 1QU LoRE | Red Flag Warning - Destructive Fires | 2024 | 0 | 0 | 0 | 0 | 9129.7461 | 233.2301 | 8896.516 | 0 | 0 | 0 | 533.5273 | 533.5273 | 4.1156e-07 |  | 0 | 0 | 0 | 0 | 0 | 0 | 0 | 0.00021958 | 0.00021958 | 0 | 0.00021958 | 0.00021958 | [40 empty] | All EPR in 2020WLDFRFinancial | WLDFR | HFTD - Distribution - Tier 2 - 4QU CoRE ¦ 5QU LoRE | Red Flag Warning - Catastrophic Fires | 2023 | Financial | 8896.516 | 489.3555 | 2023 | Control | 0.053 | 3 | 0 | esc | 0 | 0 | 0.055966 | 497.9043 | 0.055966 | 497.9043 | 0.055966 | 497.9043
[79 empty] | WLDFR | HFTD - Distribution - Tier 3 - 5QU CoRE ¦ 1QU LoRE | Red Flag Warning - Destructive Fires | 2025 | 0 | 0 | 0 | 0 | 9129.7461 | 233.2301 | 8896.516 | 0 | 0 | 0 | 0 | 533.5273 | 4.1156e-07 |  | 0 | 0 | 0 | 0 | 0 | 0 | 0 | 0 | 0 | 0 | 0.00021958 | 0.00021958 | [40 empty] | All EPR in 2020WLDFRSafety | WLDFR | HFTD - Distribution - Tier 2 - 4QU CoRE ¦ 5QU LoRE | Red Flag Warning - Catastrophic Fires | 2023 | Safety | 5534.8915 | 489.3555 | 2023 | Control | 0.053 | 3 | 0 | esc | 0 | 0 | 0.055966 | 309.7669 | 0.055966 | 309.7669 | 0.055966 | 309.7669
[79 empty] | WLDFR | HFTD - Distribution - Tier 3 - 5QU CoRE ¦ 1QU LoRE | Red Flag Warning - Large Fires | 2020 | 0 | 0 | 0 | 0 | 5.2406 | 0.69642 | 2.942 | 1.6022 | 0.36069 | 0 | 0 | 0 | 4.3251e-05 |  | 0 | 1.56e-05 | 1.56e-05 | 0 | 0 | 0 | 0 | 0 | 0 | 0 | 0 | 0 | [40 empty] | All EPR in 2020WLDFRElectric Reliability | WLDFR | HFTD - Distribution - Tier 2 - 4QU CoRE ¦ 5QU LoRE | Red Flag Warning - Catastrophic Fires | 2024 | Electric Reliability | 233.2301 | 489.3555 | 2024 | Control | 0.1325 | 3 | 0 | esc | 0 | 0 | 0 | 0 | 0.15274 | 35.623 | 0.15274 | 35.623
[79 empty] | WLDFR | HFTD - Distribution - Tier 3 - 5QU CoRE ¦ 1QU LoRE | Red Flag Warning - Large Fires | 2021 | 0 | 0 | 0 | 0 | 5.2406 | 0.69642 | 2.942 | 1.6022 | 0.36069 | 0.36069 | 0 | 0 | 4.3251e-05 |  | 0 | 1.56e-05 | 1.56e-05 | 0 | 1.56e-05 | 1.56e-05 | 0 | 0 | 0 | 0 | 0 | 0 | [40 empty] | All EPR in 2020WLDFRFinancial | WLDFR | HFTD - Distribution - Tier 2 - 4QU CoRE ¦ 5QU LoRE | Red Flag Warning - Catastrophic Fires | 2024 | Financial | 8896.516 | 489.3555 | 2024 | Control | 0.053 | 3 | 0 | esc | 0 | 0 | 0 | 0 | 0.055966 | 497.9043 | 0.055966 | 497.9043
[79 empty] | WLDFR | HFTD - Distribution - Tier 3 - 5QU CoRE ¦ 1QU LoRE | Red Flag Warning - Large Fires | 2022 | 0 | 0 | 0 | 0 | 5.2406 | 0.69642 | 2.942 | 1.6022 | 0.36069 | 0.36069 | 0.36069 | 0 | 4.3251e-05 |  | 0 | 1.56e-05 | 1.56e-05 | 0 | 1.56e-05 | 1.56e-05 | 0 | 1.56e-05 | 1.56e-05 | 0 | 0 | 0 | [40 empty] | All EPR in 2020WLDFRSafety | WLDFR | HFTD - Distribution - Tier 2 - 4QU CoRE ¦ 5QU LoRE | Red Flag Warning - Catastrophic Fires | 2024 | Safety | 5534.8915 | 489.3555 | 2024 | Control | 0.053 | 3 | 0 | esc | 0 | 0 | 0 | 0 | 0.055966 | 309.7669 | 0.055966 | 309.7669
[79 empty] | WLDFR | HFTD - Distribution - Tier 3 - 5QU CoRE ¦ 1QU LoRE | Red Flag Warning - Large Fires | 2023 | 0 | 0 | 0 | 0 | 5.475 | 0.71896 | 3.0715 | 1.6846 | 0 | 0.37599 | 0.37599 | 0.37599 | 4.3251e-05 |  | 0 | 0 | 0 | 0 | 1.6262e-05 | 1.6262e-05 | 0 | 1.6262e-05 | 1.6262e-05 | 0 | 1.6262e-05 | 1.6262e-05 | [40 empty] | All EPR in 2020WLDFRElectric Reliability | WLDFR | HFTD - Distribution - Tier 2 - 4QU CoRE ¦ 5QU LoRE | Red Flag Warning - Catastrophic Fires | 2025 | Electric Reliability | 233.2301 | 489.3555 | 2025 | Control | 0.1325 | 3 | 0 | esc | 0 | 0 | 0 | 0 | 0 | 0 | 0.15274 | 35.623
[79 empty] | WLDFR | HFTD - Distribution - Tier 3 - 5QU CoRE ¦ 1QU LoRE | Red Flag Warning - Large Fires | 2024 | 0 | 0 | 0 | 0 | 5.475 | 0.71896 | 3.0715 | 1.6846 | 0 | 0 | 0.37599 | 0.37599 | 4.3251e-05 |  | 0 | 0 | 0 | 0 | 0 | 0 | 0 | 1.6262e-05 | 1.6262e-05 | 0 | 1.6262e-05 | 1.6262e-05 | [40 empty] | All EPR in 2020WLDFRFinancial | WLDFR | HFTD - Distribution - Tier 2 - 4QU CoRE ¦ 5QU LoRE | Red Flag Warning - Catastrophic Fires | 2025 | Financial | 8896.516 | 489.3555 | 2025 | Control | 0.053 | 3 | 0 | esc | 0 | 0 | 0 | 0 | 0 | 0 | 0.055966 | 497.9043
[79 empty] | WLDFR | HFTD - Distribution - Tier 3 - 5QU CoRE ¦ 1QU LoRE | Red Flag Warning - Large Fires | 2025 | 0 | 0 | 0 | 0 | 5.475 | 0.71896 | 3.0715 | 1.6846 | 0 | 0 | 0 | 0.37599 | 4.3251e-05 |  | 0 | 0 | 0 | 0 | 0 | 0 | 0 | 0 | 0 | 0 | 1.6262e-05 | 1.6262e-05 | [40 empty] | All EPR in 2020WLDFRSafety | WLDFR | HFTD - Distribution - Tier 2 - 4QU CoRE ¦ 5QU LoRE | Red Flag Warning - Catastrophic Fires | 2025 | Safety | 5534.8915 | 489.3555 | 2025 | Control | 0.053 | 3 | 0 | esc | 0 | 0 | 0 | 0 | 0 | 0 | 0.055966 | 309.7669
[79 empty] | WLDFR | HFTD - Distribution - Tier 3 - 5QU CoRE ¦ 1QU LoRE | Red Flag Warning - Small Fires | 2020 | 0 | 0 | 0 | 0 | 0.077901 | 0.036425 | 0.0015809 | 0.039895 | 0.0078847 | 0 | 0 | 0 | 0.0013243 |  | 0 | 1.0442e-05 | 1.0442e-05 | 0 | 0 | 0 | 0 | 0 | 0 | 0 | 0 | 0 | [40 empty] | All EPR in 2020WLDFRElectric Reliability | WLDFR | HFTD - Distribution - Tier 2 - 4QU CoRE ¦ 5QU LoRE | Red Flag Warning - Destructive Fires | 2021 | Electric Reliability | 222.2294 | 489.3555 | 2021 | Control | 0.1325 | 3 | 0 | esc | 0.15274 | 33.9428 | 0.15274 | 33.9428 | 0 | 0 | 0 | 0
[79 empty] | WLDFR | HFTD - Distribution - Tier 3 - 5QU CoRE ¦ 1QU LoRE | Red Flag Warning - Small Fires | 2021 | 0 | 0 | 0 | 0 | 0.077901 | 0.036425 | 0.0015809 | 0.039895 | 0.0078847 | 0.0078847 | 0 | 0 | 0.0013243 |  | 0 | 1.0442e-05 | 1.0442e-05 | 0 | 1.0442e-05 | 1.0442e-05 | 0 | 0 | 0 | 0 | 0 | 0 | [40 empty] | All EPR in 2020WLDFRFinancial | WLDFR | HFTD - Distribution - Tier 2 - 4QU CoRE ¦ 5QU LoRE | Red Flag Warning - Destructive Fires | 2021 | Financial | 8585.7228 | 489.3555 | 2021 | Control | 0.053 | 3 | 0 | esc | 0.055966 | 480.5104 | 0.055966 | 480.5104 | 0 | 0 | 0 | 0
[79 empty] | WLDFR | HFTD - Distribution - Tier 3 - 5QU CoRE ¦ 1QU LoRE | Red Flag Warning - Small Fires | 2022 | 0 | 0 | 0 | 0 | 0.077901 | 0.036425 | 0.0015809 | 0.039895 | 0.0078847 | 0.0078847 | 0.0078847 | 0 | 0.0013243 |  | 0 | 1.0442e-05 | 1.0442e-05 | 0 | 1.0442e-05 | 1.0442e-05 | 0 | 1.0442e-05 | 1.0442e-05 | 0 | 0 | 0 | [40 empty] | All EPR in 2020WLDFRElectric Reliability | WLDFR | HFTD - Distribution - Tier 2 - 4QU CoRE ¦ 5QU LoRE | Red Flag Warning - Destructive Fires | 2022 | Electric Reliability | 222.2294 | 489.3555 | 2022 | Control | 0.1325 | 3 | 0 | esc | 0.15274 | 33.9428 | 0.15274 | 33.9428 | 0.15274 | 33.9428 | 0 | 0
[79 empty] | WLDFR | HFTD - Distribution - Tier 3 - 5QU CoRE ¦ 1QU LoRE | Red Flag Warning - Small Fires | 2023 | 0 | 0 | 0 | 0 | 0.080408 | 0.03759 | 0.0016314 | 0.041187 | 0 | 0.0081378 | 0.0081378 | 0.0081378 | 0.0013243 |  | 0 | 0 | 0 | 0 | 1.0777e-05 | 1.0777e-05 | 0 | 1.0777e-05 | 1.0777e-05 | 0 | 1.0777e-05 | 1.0777e-05 | [40 empty] | All EPR in 2020WLDFRFinancial | WLDFR | HFTD - Distribution - Tier 2 - 4QU CoRE ¦ 5QU LoRE | Red Flag Warning - Destructive Fires | 2022 | Financial | 8585.7228 | 489.3555 | 2022 | Control | 0.053 | 3 | 0 | esc | 0.055966 | 480.5104 | 0.055966 | 480.5104 | 0.055966 | 480.5104 | 0 | 0
[79 empty] | WLDFR | HFTD - Distribution - Tier 3 - 5QU CoRE ¦ 1QU LoRE | Red Flag Warning - Small Fires | 2024 | 0 | 0 | 0 | 0 | 0.080408 | 0.03759 | 0.0016314 | 0.041187 | 0 | 0 | 0.0081378 | 0.0081378 | 0.0013243 |  | 0 | 0 | 0 | 0 | 0 | 0 | 0 | 1.0777e-05 | 1.0777e-05 | 0 | 1.0777e-05 | 1.0777e-05 | [40 empty] | All EPR in 2020WLDFRElectric Reliability | WLDFR | HFTD - Distribution - Tier 2 - 4QU CoRE ¦ 5QU LoRE | Red Flag Warning - Destructive Fires | 2023 | Electric Reliability | 233.2301 | 489.3555 | 2023 | Control | 0.1325 | 3 | 0 | esc | 0 | 0 | 0.15274 | 35.623 | 0.15274 | 35.623 | 0.15274 | 35.623
[79 empty] | WLDFR | HFTD - Distribution - Tier 3 - 5QU CoRE ¦ 1QU LoRE | Red Flag Warning - Small Fires | 2025 | 0 | 0 | 0 | 0 | 0.080408 | 0.03759 | 0.0016314 | 0.041187 | 0 | 0 | 0 | 0.0081378 | 0.0013243 |  | 0 | 0 | 0 | 0 | 0 | 0 | 0 | 0 | 0 | 0 | 1.0777e-05 | 1.0777e-05 | [40 empty] | All EPR in 2020WLDFRFinancial | WLDFR | HFTD - Distribution - Tier 2 - 4QU CoRE ¦ 5QU LoRE | Red Flag Warning - Destructive Fires | 2023 | Financial | 8896.516 | 489.3555 | 2023 | Control | 0.053 | 3 | 0 | esc | 0 | 0 | 0.055966 | 497.9043 | 0.055966 | 497.9043 | 0.055966 | 497.9043
[79 empty] | WLDFR | HFTD - Distribution - Tier 3 - 5QU CoRE ¦ 1QU LoRE | Seismic - Non-Red Flag Warning - Catastrophic Fires | 2020 | 0 | 0 | 0 | 0 | 21083.8428 | 409.2237 | 13469.0878 | 7205.5313 | 1219.584 | 0 | 0 | 0 | 6.2447e-10 |  | 0 | 7.616e-07 | 7.616e-07 | 0 | 0 | 0 | 0 | 0 | 0 | 0 | 0 | 0 | [40 empty] | All EPR in 2020WLDFRElectric Reliability | WLDFR | HFTD - Distribution - Tier 2 - 4QU CoRE ¦ 5QU LoRE | Red Flag Warning - Destructive Fires | 2024 | Electric Reliability | 233.2301 | 489.3555 | 2024 | Control | 0.1325 | 3 | 0 | esc | 0 | 0 | 0 | 0 | 0.15274 | 35.623 | 0.15274 | 35.623
[79 empty] | WLDFR | HFTD - Distribution - Tier 3 - 5QU CoRE ¦ 1QU LoRE | Seismic - Non-Red Flag Warning - Catastrophic Fires | 2021 | 0 | 0 | 0 | 0 | 21083.8428 | 409.2237 | 13469.0878 | 7205.5313 | 1219.584 | 1219.584 | 0 | 0 | 6.2447e-10 |  | 0 | 7.616e-07 | 7.616e-07 | 0 | 7.616e-07 | 7.616e-07 | 0 | 0 | 0 | 0 | 0 | 0 | [40 empty] | All EPR in 2020WLDFRFinancial | WLDFR | HFTD - Distribution - Tier 2 - 4QU CoRE ¦ 5QU LoRE | Red Flag Warning - Destructive Fires | 2024 | Financial | 8896.516 | 489.3555 | 2024 | Control | 0.053 | 3 | 0 | esc | 0 | 0 | 0 | 0 | 0.055966 | 497.9043 | 0.055966 | 497.9043
[79 empty] | WLDFR | HFTD - Distribution - Tier 3 - 5QU CoRE ¦ 1QU LoRE | Seismic - Non-Red Flag Warning - Catastrophic Fires | 2022 | 0 | 0 | 0 | 0 | 21083.8428 | 409.2237 | 13469.0878 | 7205.5313 | 1219.584 | 1219.584 | 1219.584 | 0 | 6.2447e-10 |  | 0 | 7.616e-07 | 7.616e-07 | 0 | 7.616e-07 | 7.616e-07 | 0 | 7.616e-07 | 7.616e-07 | 0 | 0 | 0 | [40 empty] | All EPR in 2020WLDFRElectric Reliability | WLDFR | HFTD - Distribution - Tier 2 - 4QU CoRE ¦ 5QU LoRE | Red Flag Warning - Destructive Fires | 2025 | Electric Reliability | 233.2301 | 489.3555 | 2025 | Control | 0.1325 | 3 | 0 | esc | 0 | 0 | 0 | 0 | 0 | 0 | 0.15274 | 35.623
[79 empty] | WLDFR | HFTD - Distribution - Tier 3 - 5QU CoRE ¦ 1QU LoRE | Seismic - Non-Red Flag Warning - Catastrophic Fires | 2023 | 0 | 0 | 0 | 0 | 21835.9781 | 428.6023 | 13939.561 | 7467.8148 | 0 | 1263.5534 | 1263.5534 | 1263.5534 | 6.2447e-10 |  | 0 | 0 | 0 | 0 | 7.8905e-07 | 7.8905e-07 | 0 | 7.8905e-07 | 7.8905e-07 | 0 | 7.8905e-07 | 7.8905e-07 | [40 empty] | All EPR in 2020WLDFRFinancial | WLDFR | HFTD - Distribution - Tier 2 - 4QU CoRE ¦ 5QU LoRE | Red Flag Warning - Destructive Fires | 2025 | Financial | 8896.516 | 489.3555 | 2025 | Control | 0.053 | 3 | 0 | esc | 0 | 0 | 0 | 0 | 0 | 0 | 0.055966 | 497.9043
[79 empty] | WLDFR | HFTD - Distribution - Tier 3 - 5QU CoRE ¦ 1QU LoRE | Seismic - Non-Red Flag Warning - Catastrophic Fires | 2024 | 0 | 0 | 0 | 0 | 21835.9781 | 428.6023 | 13939.561 | 7467.8148 | 0 | 0 | 1263.5534 | 1263.5534 | 6.2447e-10 |  | 0 | 0 | 0 | 0 | 0 | 0 | 0 | 7.8905e-07 | 7.8905e-07 | 0 | 7.8905e-07 | 7.8905e-07 | [40 empty] | All EPR in 2020WLDFRElectric Reliability | WLDFR | HFTD - Distribution - Tier 2 - 4QU CoRE ¦ 5QU LoRE | Red Flag Warning - Large Fires | 2021 | Electric Reliability | 0.69642 | 489.3555 | 2021 | Control | 0.1325 | 3 | 0 | esc | 0.15274 | 0.10637 | 0.15274 | 0.10637 | 0 | 0 | 0 | 0
[79 empty] | WLDFR | HFTD - Distribution - Tier 3 - 5QU CoRE ¦ 1QU LoRE | Seismic - Non-Red Flag Warning - Catastrophic Fires | 2025 | 0 | 0 | 0 | 0 | 21835.9781 | 428.6023 | 13939.561 | 7467.8148 | 0 | 0 | 0 | 1263.5534 | 6.2447e-10 |  | 0 | 0 | 0 | 0 | 0 | 0 | 0 | 0 | 0 | 0 | 7.8905e-07 | 7.8905e-07 | [40 empty] | All EPR in 2020WLDFRFinancial | WLDFR | HFTD - Distribution - Tier 2 - 4QU CoRE ¦ 5QU LoRE | Red Flag Warning - Large Fires | 2021 | Financial | 2.942 | 489.3555 | 2021 | Control | 0.053 | 3 | 0 | esc | 0.055966 | 0.16465 | 0.055966 | 0.16465 | 0 | 0 | 0 | 0
[79 empty] | WLDFR | HFTD - Distribution - Tier 3 - 5QU CoRE ¦ 1QU LoRE | Seismic - Red Flag Warning - Catastrophic Fires | 2020 | 0 | 0 | 0 | 0 | 21083.8428 | 409.2237 | 13469.0878 | 7205.5313 | 1219.584 | 0 | 0 | 0 | 2.6933e-08 |  | 0 | 3.2847e-05 | 3.2847e-05 | 0 | 0 | 0 | 0 | 0 | 0 | 0 | 0 | 0 | [40 empty] | All EPR in 2020WLDFRSafety | WLDFR | HFTD - Distribution - Tier 2 - 4QU CoRE ¦ 5QU LoRE | Red Flag Warning - Large Fires | 2021 | Safety | 1.6022 | 489.3555 | 2021 | Control | 0.053 | 3 | 0 | esc | 0.055966 | 0.089668 | 0.055966 | 0.089668 | 0 | 0 | 0 | 0
[79 empty] | WLDFR | HFTD - Distribution - Tier 3 - 5QU CoRE ¦ 1QU LoRE | Seismic - Red Flag Warning - Catastrophic Fires | 2021 | 0 | 0 | 0 | 0 | 21083.8428 | 409.2237 | 13469.0878 | 7205.5313 | 1219.584 | 1219.584 | 0 | 0 | 2.6933e-08 |  | 0 | 3.2847e-05 | 3.2847e-05 | 0 | 3.2847e-05 | 3.2847e-05 | 0 | 0 | 0 | 0 | 0 | 0 | [40 empty] | All EPR in 2020WLDFRElectric Reliability | WLDFR | HFTD - Distribution - Tier 2 - 4QU CoRE ¦ 5QU LoRE | Red Flag Warning - Large Fires | 2022 | Electric Reliability | 0.69642 | 489.3555 | 2022 | Control | 0.1325 | 3 | 0 | esc | 0.15274 | 0.10637 | 0.15274 | 0.10637 | 0.15274 | 0.10637 | 0 | 0
[79 empty] | WLDFR | HFTD - Distribution - Tier 3 - 5QU CoRE ¦ 1QU LoRE | Seismic - Red Flag Warning - Catastrophic Fires | 2022 | 0 | 0 | 0 | 0 | 21083.8428 | 409.2237 | 13469.0878 | 7205.5313 | 1219.584 | 1219.584 | 1219.584 | 0 | 2.6933e-08 |  | 0 | 3.2847e-05 | 3.2847e-05 | 0 | 3.2847e-05 | 3.2847e-05 | 0 | 3.2847e-05 | 3.2847e-05 | 0 | 0 | 0 | [40 empty] | All EPR in 2020WLDFRFinancial | WLDFR | HFTD - Distribution - Tier 2 - 4QU CoRE ¦ 5QU LoRE | Red Flag Warning - Large Fires | 2022 | Financial | 2.942 | 489.3555 | 2022 | Control | 0.053 | 3 | 0 | esc | 0.055966 | 0.16465 | 0.055966 | 0.16465 | 0.055966 | 0.16465 | 0 | 0
[79 empty] | WLDFR | HFTD - Distribution - Tier 3 - 5QU CoRE ¦ 1QU LoRE | Seismic - Red Flag Warning - Catastrophic Fires | 2023 | 0 | 0 | 0 | 0 | 21835.9781 | 428.6023 | 13939.561 | 7467.8148 | 0 | 1263.5534 | 1263.5534 | 1263.5534 | 2.6933e-08 |  | 0 | 0 | 0 | 0 | 3.4031e-05 | 3.4031e-05 | 0 | 3.4031e-05 | 3.4031e-05 | 0 | 3.4031e-05 | 3.4031e-05 | [40 empty] | All EPR in 2020WLDFRSafety | WLDFR | HFTD - Distribution - Tier 2 - 4QU CoRE ¦ 5QU LoRE | Red Flag Warning - Large Fires | 2022 | Safety | 1.6022 | 489.3555 | 2022 | Control | 0.053 | 3 | 0 | esc | 0.055966 | 0.089668 | 0.055966 | 0.089668 | 0.055966 | 0.089668 | 0 | 0
[79 empty] | WLDFR | HFTD - Distribution - Tier 3 - 5QU CoRE ¦ 1QU LoRE | Seismic - Red Flag Warning - Catastrophic Fires | 2024 | 0 | 0 | 0 | 0 | 21835.9781 | 428.6023 | 13939.561 | 7467.8148 | 0 | 0 | 1263.5534 | 1263.5534 | 2.6933e-08 |  | 0 | 0 | 0 | 0 | 0 | 0 | 0 | 3.4031e-05 | 3.4031e-05 | 0 | 3.4031e-05 | 3.4031e-05 | [40 empty] | All EPR in 2020WLDFRElectric Reliability | WLDFR | HFTD - Distribution - Tier 2 - 4QU CoRE ¦ 5QU LoRE | Red Flag Warning - Large Fires | 2023 | Electric Reliability | 0.71896 | 489.3555 | 2023 | Control | 0.1325 | 3 | 0 | esc | 0 | 0 | 0.15274 | 0.10981 | 0.15274 | 0.10981 | 0.15274 | 0.10981
[79 empty] | WLDFR | HFTD - Distribution - Tier 3 - 5QU CoRE ¦ 1QU LoRE | Seismic - Red Flag Warning - Catastrophic Fires | 2025 | 0 | 0 | 0 | 0 | 21835.9781 | 428.6023 | 13939.561 | 7467.8148 | 0 | 0 | 0 | 1263.5534 | 2.6933e-08 |  | 0 | 0 | 0 | 0 | 0 | 0 | 0 | 0 | 0 | 0 | 3.4031e-05 | 3.4031e-05 | [40 empty] | All EPR in 2020WLDFRFinancial | WLDFR | HFTD - Distribution - Tier 2 - 4QU CoRE ¦ 5QU LoRE | Red Flag Warning - Large Fires | 2023 | Financial | 3.0715 | 489.3555 | 2023 | Control | 0.053 | 3 | 0 | esc | 0 | 0 | 0.055966 | 0.1719 | 0.055966 | 0.1719 | 0.055966 | 0.1719
[79 empty] | WLDFR | HFTD - Distribution - Tier 3 - 5QU CoRE ¦ 2QU LoRE | Non-Red Flag Warning - Catastrophic Fires | 2020 | 0 | 0 | 0 | 0 | 14146.1306 | 222.2294 | 8585.7228 | 5338.1784 | 813.2108 | 0 | 0 | 0 | 8.1148e-08 |  | 0 | 6.599e-05 | 6.599e-05 | 0 | 0 | 0 | 0 | 0 | 0 | 0 | 0 | 0 | [40 empty] | All EPR in 2020WLDFRSafety | WLDFR | HFTD - Distribution - Tier 2 - 4QU CoRE ¦ 5QU LoRE | Red Flag Warning - Large Fires | 2023 | Safety | 1.6846 | 489.3555 | 2023 | Control | 0.053 | 3 | 0 | esc | 0 | 0 | 0.055966 | 0.094279 | 0.055966 | 0.094279 | 0.055966 | 0.094279
[79 empty] | WLDFR | HFTD - Distribution - Tier 3 - 5QU CoRE ¦ 2QU LoRE | Non-Red Flag Warning - Catastrophic Fires | 2021 | 0 | 0 | 0 | 0 | 14146.1306 | 222.2294 | 8585.7228 | 5338.1784 | 813.2108 | 813.2108 | 0 | 0 | 8.1148e-08 |  | 0 | 6.599e-05 | 6.599e-05 | 0 | 6.599e-05 | 6.599e-05 | 0 | 0 | 0 | 0 | 0 | 0 | [40 empty] | All EPR in 2020WLDFRElectric Reliability | WLDFR | HFTD - Distribution - Tier 2 - 4QU CoRE ¦ 5QU LoRE | Red Flag Warning - Large Fires | 2024 | Electric Reliability | 0.71896 | 489.3555 | 2024 | Control | 0.1325 | 3 | 0 | esc | 0 | 0 | 0 | 0 | 0.15274 | 0.10981 | 0.15274 | 0.10981
[79 empty] | WLDFR | HFTD - Distribution - Tier 3 - 5QU CoRE ¦ 2QU LoRE | Non-Red Flag Warning - Catastrophic Fires | 2022 | 0 | 0 | 0 | 0 | 14146.1306 | 222.2294 | 8585.7228 | 5338.1784 | 813.2108 | 813.2108 | 813.2108 | 0 | 8.1148e-08 |  | 0 | 6.599e-05 | 6.599e-05 | 0 | 6.599e-05 | 6.599e-05 | 0 | 6.599e-05 | 6.599e-05 | 0 | 0 | 0 | [40 empty] | All EPR in 2020WLDFRFinancial | WLDFR | HFTD - Distribution - Tier 2 - 4QU CoRE ¦ 5QU LoRE | Red Flag Warning - Large Fires | 2024 | Financial | 3.0715 | 489.3555 | 2024 | Control | 0.053 | 3 | 0 | esc | 0 | 0 | 0 | 0 | 0.055966 | 0.1719 | 0.055966 | 0.1719
[79 empty] | WLDFR | HFTD - Distribution - Tier 3 - 5QU CoRE ¦ 2QU LoRE | Non-Red Flag Warning - Catastrophic Fires | 2023 | 0 | 0 | 0 | 0 | 14664.6376 | 233.2301 | 8896.516 | 5534.8915 | 0 | 843.2942 | 843.2942 | 843.2942 | 8.1148e-08 |  | 0 | 0 | 0 | 0 | 6.8432e-05 | 6.8432e-05 | 0 | 6.8432e-05 | 6.8432e-05 | 0 | 6.8432e-05 | 6.8432e-05 | [40 empty] | All EPR in 2020WLDFRSafety | WLDFR | HFTD - Distribution - Tier 2 - 4QU CoRE ¦ 5QU LoRE | Red Flag Warning - Large Fires | 2024 | Safety | 1.6846 | 489.3555 | 2024 | Control | 0.053 | 3 | 0 | esc | 0 | 0 | 0 | 0 | 0.055966 | 0.094279 | 0.055966 | 0.094279
[79 empty] | WLDFR | HFTD - Distribution - Tier 3 - 5QU CoRE ¦ 2QU LoRE | Non-Red Flag Warning - Catastrophic Fires | 2024 | 0 | 0 | 0 | 0 | 14664.6376 | 233.2301 | 8896.516 | 5534.8915 | 0 | 0 | 843.2942 | 843.2942 | 8.1148e-08 |  | 0 | 0 | 0 | 0 | 0 | 0 | 0 | 6.8432e-05 | 6.8432e-05 | 0 | 6.8432e-05 | 6.8432e-05 | [40 empty] | All EPR in 2020WLDFRElectric Reliability | WLDFR | HFTD - Distribution - Tier 2 - 4QU CoRE ¦ 5QU LoRE | Red Flag Warning - Large Fires | 2025 | Electric Reliability | 0.71896 | 489.3555 | 2025 | Control | 0.1325 | 3 | 0 | esc | 0 | 0 | 0 | 0 | 0 | 0 | 0.15274 | 0.10981
[79 empty] | WLDFR | HFTD - Distribution - Tier 3 - 5QU CoRE ¦ 2QU LoRE | Non-Red Flag Warning - Catastrophic Fires | 2025 | 0 | 0 | 0 | 0 | 14664.6376 | 233.2301 | 8896.516 | 5534.8915 | 0 | 0 | 0 | 843.2942 | 8.1148e-08 |  | 0 | 0 | 0 | 0 | 0 | 0 | 0 | 0 | 0 | 0 | 6.8432e-05 | 6.8432e-05 | [40 empty] | All EPR in 2020WLDFRFinancial | WLDFR | HFTD - Distribution - Tier 2 - 4QU CoRE ¦ 5QU LoRE | Red Flag Warning - Large Fires | 2025 | Financial | 3.0715 | 489.3555 | 2025 | Control | 0.053 | 3 | 0 | esc | 0 | 0 | 0 | 0 | 0 | 0 | 0.055966 | 0.1719
[79 empty] | WLDFR | HFTD - Distribution - Tier 3 - 5QU CoRE ¦ 2QU LoRE | Non-Red Flag Warning - Destructive Fires | 2020 | 0 | 0 | 0 | 0 | 8807.9522 | 222.2294 | 8585.7228 | 0 | 514.4532 | 0 | 0 | 0 | 1.0639e-07 |  | 0 | 5.4735e-05 | 5.4735e-05 | 0 | 0 | 0 | 0 | 0 | 0 | 0 | 0 | 0 | [40 empty] | All EPR in 2020WLDFRSafety | WLDFR | HFTD - Distribution - Tier 2 - 4QU CoRE ¦ 5QU LoRE | Red Flag Warning - Large Fires | 2025 | Safety | 1.6846 | 489.3555 | 2025 | Control | 0.053 | 3 | 0 | esc | 0 | 0 | 0 | 0 | 0 | 0 | 0.055966 | 0.094279
[79 empty] | WLDFR | HFTD - Distribution - Tier 3 - 5QU CoRE ¦ 2QU LoRE | Non-Red Flag Warning - Destructive Fires | 2021 | 0 | 0 | 0 | 0 | 8807.9522 | 222.2294 | 8585.7228 | 0 | 514.4532 | 514.4532 | 0 | 0 | 1.0639e-07 |  | 0 | 5.4735e-05 | 5.4735e-05 | 0 | 5.4735e-05 | 5.4735e-05 | 0 | 0 | 0 | 0 | 0 | 0 | [40 empty] | All EPR in 2020WLDFRElectric Reliability | WLDFR | HFTD - Distribution - Tier 2 - 4QU CoRE ¦ 5QU LoRE | Red Flag Warning - Small Fires | 2021 | Electric Reliability | 0.036425 | 489.3555 | 2021 | Control | 0.1325 | 3 | 0 | esc | 0.15274 | 0.0055635 | 0.15274 | 0.0055635 | 0 | 0 | 0 | 0
[79 empty] | WLDFR | HFTD - Distribution - Tier 3 - 5QU CoRE ¦ 2QU LoRE | Non-Red Flag Warning - Destructive Fires | 2022 | 0 | 0 | 0 | 0 | 8807.9522 | 222.2294 | 8585.7228 | 0 | 514.4532 | 514.4532 | 514.4532 | 0 | 1.0639e-07 |  | 0 | 5.4735e-05 | 5.4735e-05 | 0 | 5.4735e-05 | 5.4735e-05 | 0 | 5.4735e-05 | 5.4735e-05 | 0 | 0 | 0 | [40 empty] | All EPR in 2020WLDFRFinancial | WLDFR | HFTD - Distribution - Tier 2 - 4QU CoRE ¦ 5QU LoRE | Red Flag Warning - Small Fires | 2021 | Financial | 0.0015809 | 489.3555 | 2021 | Control | 0.053 | 3 | 0 | esc | 0.055966 | 8.8475e-05 | 0.055966 | 8.8475e-05 | 0 | 0 | 0 | 0
[79 empty] | WLDFR | HFTD - Distribution - Tier 3 - 5QU CoRE ¦ 2QU LoRE | Non-Red Flag Warning - Destructive Fires | 2023 | 0 | 0 | 0 | 0 | 9129.7461 | 233.2301 | 8896.516 | 0 | 0 | 533.5273 | 533.5273 | 533.5273 | 1.0639e-07 |  | 0 | 0 | 0 | 0 | 5.6764e-05 | 5.6764e-05 | 0 | 5.6764e-05 | 5.6764e-05 | 0 | 5.6764e-05 | 5.6764e-05 | [40 empty] | All EPR in 2020WLDFRSafety | WLDFR | HFTD - Distribution - Tier 2 - 4QU CoRE ¦ 5QU LoRE | Red Flag Warning - Small Fires | 2021 | Safety | 0.039895 | 489.3555 | 2021 | Control | 0.053 | 3 | 0 | esc | 0.055966 | 0.0022328 | 0.055966 | 0.0022328 | 0 | 0 | 0 | 0
[79 empty] | WLDFR | HFTD - Distribution - Tier 3 - 5QU CoRE ¦ 2QU LoRE | Non-Red Flag Warning - Destructive Fires | 2024 | 0 | 0 | 0 | 0 | 9129.7461 | 233.2301 | 8896.516 | 0 | 0 | 0 | 533.5273 | 533.5273 | 1.0639e-07 |  | 0 | 0 | 0 | 0 | 0 | 0 | 0 | 5.6764e-05 | 5.6764e-05 | 0 | 5.6764e-05 | 5.6764e-05 | [40 empty] | All EPR in 2020WLDFRElectric Reliability | WLDFR | HFTD - Distribution - Tier 2 - 4QU CoRE ¦ 5QU LoRE | Red Flag Warning - Small Fires | 2022 | Electric Reliability | 0.036425 | 489.3555 | 2022 | Control | 0.1325 | 3 | 0 | esc | 0.15274 | 0.0055635 | 0.15274 | 0.0055635 | 0.15274 | 0.0055635 | 0 | 0
[79 empty] | WLDFR | HFTD - Distribution - Tier 3 - 5QU CoRE ¦ 2QU LoRE | Non-Red Flag Warning - Destructive Fires | 2025 | 0 | 0 | 0 | 0 | 9129.7461 | 233.2301 | 8896.516 | 0 | 0 | 0 | 0 | 533.5273 | 1.0639e-07 |  | 0 | 0 | 0 | 0 | 0 | 0 | 0 | 0 | 0 | 0 | 5.6764e-05 | 5.6764e-05 | [40 empty] | All EPR in 2020WLDFRFinancial | WLDFR | HFTD - Distribution - Tier 2 - 4QU CoRE ¦ 5QU LoRE | Red Flag Warning - Small Fires | 2022 | Financial | 0.0015809 | 489.3555 | 2022 | Control | 0.053 | 3 | 0 | esc | 0.055966 | 8.8475e-05 | 0.055966 | 8.8475e-05 | 0.055966 | 8.8475e-05 | 0 | 0
[79 empty] | WLDFR | HFTD - Distribution - Tier 3 - 5QU CoRE ¦ 2QU LoRE | Non-Red Flag Warning - Large Fires | 2020 | 0 | 0 | 0 | 0 | 5.2406 | 0.69642 | 2.942 | 1.6022 | 0.36069 | 0 | 0 | 0 | 1.3681e-05 |  | 0 | 4.9345e-06 | 4.9345e-06 | 0 | 0 | 0 | 0 | 0 | 0 | 0 | 0 | 0 | [40 empty] | All EPR in 2020WLDFRSafety | WLDFR | HFTD - Distribution - Tier 2 - 4QU CoRE ¦ 5QU LoRE | Red Flag Warning - Small Fires | 2022 | Safety | 0.039895 | 489.3555 | 2022 | Control | 0.053 | 3 | 0 | esc | 0.055966 | 0.0022328 | 0.055966 | 0.0022328 | 0.055966 | 0.0022328 | 0 | 0
[79 empty] | WLDFR | HFTD - Distribution - Tier 3 - 5QU CoRE ¦ 2QU LoRE | Non-Red Flag Warning - Large Fires | 2021 | 0 | 0 | 0 | 0 | 5.2406 | 0.69642 | 2.942 | 1.6022 | 0.36069 | 0.36069 | 0 | 0 | 1.3681e-05 |  | 0 | 4.9345e-06 | 4.9345e-06 | 0 | 4.9345e-06 | 4.9345e-06 | 0 | 0 | 0 | 0 | 0 | 0 | [40 empty] | All EPR in 2020WLDFRElectric Reliability | WLDFR | HFTD - Distribution - Tier 2 - 4QU CoRE ¦ 5QU LoRE | Red Flag Warning - Small Fires | 2023 | Electric Reliability | 0.03759 | 489.3555 | 2023 | Control | 0.1325 | 3 | 0 | esc | 0 | 0 | 0.15274 | 0.0057414 | 0.15274 | 0.0057414 | 0.15274 | 0.0057414
[79 empty] | WLDFR | HFTD - Distribution - Tier 3 - 5QU CoRE ¦ 2QU LoRE | Non-Red Flag Warning - Large Fires | 2022 | 0 | 0 | 0 | 0 | 5.2406 | 0.69642 | 2.942 | 1.6022 | 0.36069 | 0.36069 | 0.36069 | 0 | 1.3681e-05 |  | 0 | 4.9345e-06 | 4.9345e-06 | 0 | 4.9345e-06 | 4.9345e-06 | 0 | 4.9345e-06 | 4.9345e-06 | 0 | 0 | 0 | [40 empty] | All EPR in 2020WLDFRFinancial | WLDFR | HFTD - Distribution - Tier 2 - 4QU CoRE ¦ 5QU LoRE | Red Flag Warning - Small Fires | 2023 | Financial | 0.0016314 | 489.3555 | 2023 | Control | 0.053 | 3 | 0 | esc | 0 | 0 | 0.055966 | 9.1305e-05 | 0.055966 | 9.1305e-05 | 0.055966 | 9.1305e-05
[79 empty] | WLDFR | HFTD - Distribution - Tier 3 - 5QU CoRE ¦ 2QU LoRE | Non-Red Flag Warning - Large Fires | 2023 | 0 | 0 | 0 | 0 | 5.475 | 0.71896 | 3.0715 | 1.6846 | 0 | 0.37599 | 0.37599 | 0.37599 | 1.3681e-05 |  | 0 | 0 | 0 | 0 | 5.1439e-06 | 5.1439e-06 | 0 | 5.1439e-06 | 5.1439e-06 | 0 | 5.1439e-06 | 5.1439e-06 | [40 empty] | All EPR in 2020WLDFRSafety | WLDFR | HFTD - Distribution - Tier 2 - 4QU CoRE ¦ 5QU LoRE | Red Flag Warning - Small Fires | 2023 | Safety | 0.041187 | 489.3555 | 2023 | Control | 0.053 | 3 | 0 | esc | 0 | 0 | 0.055966 | 0.0023051 | 0.055966 | 0.0023051 | 0.055966 | 0.0023051
[79 empty] | WLDFR | HFTD - Distribution - Tier 3 - 5QU CoRE ¦ 2QU LoRE | Non-Red Flag Warning - Large Fires | 2024 | 0 | 0 | 0 | 0 | 5.475 | 0.71896 | 3.0715 | 1.6846 | 0 | 0 | 0.37599 | 0.37599 | 1.3681e-05 |  | 0 | 0 | 0 | 0 | 0 | 0 | 0 | 5.1439e-06 | 5.1439e-06 | 0 | 5.1439e-06 | 5.1439e-06 | [40 empty] | All EPR in 2020WLDFRElectric Reliability | WLDFR | HFTD - Distribution - Tier 2 - 4QU CoRE ¦ 5QU LoRE | Red Flag Warning - Small Fires | 2024 | Electric Reliability | 0.03759 | 489.3555 | 2024 | Control | 0.1325 | 3 | 0 | esc | 0 | 0 | 0 | 0 | 0.15274 | 0.0057414 | 0.15274 | 0.0057414
[79 empty] | WLDFR | HFTD - Distribution - Tier 3 - 5QU CoRE ¦ 2QU LoRE | Non-Red Flag Warning - Large Fires | 2025 | 0 | 0 | 0 | 0 | 5.475 | 0.71896 | 3.0715 | 1.6846 | 0 | 0 | 0 | 0.37599 | 1.3681e-05 |  | 0 | 0 | 0 | 0 | 0 | 0 | 0 | 0 | 0 | 0 | 5.1439e-06 | 5.1439e-06 | [40 empty] | All EPR in 2020WLDFRFinancial | WLDFR | HFTD - Distribution - Tier 2 - 4QU CoRE ¦ 5QU LoRE | Red Flag Warning - Small Fires | 2024 | Financial | 0.0016314 | 489.3555 | 2024 | Control | 0.053 | 3 | 0 | esc | 0 | 0 | 0 | 0 | 0.055966 | 9.1305e-05 | 0.055966 | 9.1305e-05
[79 empty] | WLDFR | HFTD - Distribution - Tier 3 - 5QU CoRE ¦ 2QU LoRE | Non-Red Flag Warning - Small Fires | 2020 | 0 | 0 | 0 | 0 | 0.077901 | 0.036425 | 0.0015809 | 0.039895 | 0.0078847 | 0 | 0 | 0 | 0.0057939 |  | 0 | 4.5683e-05 | 4.5683e-05 | 0 | 0 | 0 | 0 | 0 | 0 | 0 | 0 | 0 | [40 empty] | All EPR in 2020WLDFRSafety | WLDFR | HFTD - Distribution - Tier 2 - 4QU CoRE ¦ 5QU LoRE | Red Flag Warning - Small Fires | 2024 | Safety | 0.041187 | 489.3555 | 2024 | Control | 0.053 | 3 | 0 | esc | 0 | 0 | 0 | 0 | 0.055966 | 0.0023051 | 0.055966 | 0.0023051
[79 empty] | WLDFR | HFTD - Distribution - Tier 3 - 5QU CoRE ¦ 2QU LoRE | Non-Red Flag Warning - Small Fires | 2021 | 0 | 0 | 0 | 0 | 0.077901 | 0.036425 | 0.0015809 | 0.039895 | 0.0078847 | 0.0078847 | 0 | 0 | 0.0057939 |  | 0 | 4.5683e-05 | 4.5683e-05 | 0 | 4.5683e-05 | 4.5683e-05 | 0 | 0 | 0 | 0 | 0 | 0 | [40 empty] | All EPR in 2020WLDFRElectric Reliability | WLDFR | HFTD - Distribution - Tier 2 - 4QU CoRE ¦ 5QU LoRE | Red Flag Warning - Small Fires | 2025 | Electric Reliability | 0.03759 | 489.3555 | 2025 | Control | 0.1325 | 3 | 0 | esc | 0 | 0 | 0 | 0 | 0 | 0 | 0.15274 | 0.0057414
[79 empty] | WLDFR | HFTD - Distribution - Tier 3 - 5QU CoRE ¦ 2QU LoRE | Non-Red Flag Warning - Small Fires | 2022 | 0 | 0 | 0 | 0 | 0.077901 | 0.036425 | 0.0015809 | 0.039895 | 0.0078847 | 0.0078847 | 0.0078847 | 0 | 0.0057939 |  | 0 | 4.5683e-05 | 4.5683e-05 | 0 | 4.5683e-05 | 4.5683e-05 | 0 | 4.5683e-05 | 4.5683e-05 | 0 | 0 | 0 | [40 empty] | All EPR in 2020WLDFRFinancial | WLDFR | HFTD - Distribution - Tier 2 - 4QU CoRE ¦ 5QU LoRE | Red Flag Warning - Small Fires | 2025 | Financial | 0.0016314 | 489.3555 | 2025 | Control | 0.053 | 3 | 0 | esc | 0 | 0 | 0 | 0 | 0 | 0 | 0.055966 | 9.1305e-05
[79 empty] | WLDFR | HFTD - Distribution - Tier 3 - 5QU CoRE ¦ 2QU LoRE | Non-Red Flag Warning - Small Fires | 2023 | 0 | 0 | 0 | 0 | 0.080408 | 0.03759 | 0.0016314 | 0.041187 | 0 | 0.0081378 | 0.0081378 | 0.0081378 | 0.0057939 |  | 0 | 0 | 0 | 0 | 4.7149e-05 | 4.7149e-05 | 0 | 4.7149e-05 | 4.7149e-05 | 0 | 4.7149e-05 | 4.7149e-05 | [40 empty] | All EPR in 2020WLDFRSafety | WLDFR | HFTD - Distribution - Tier 2 - 4QU CoRE ¦ 5QU LoRE | Red Flag Warning - Small Fires | 2025 | Safety | 0.041187 | 489.3555 | 2025 | Control | 0.053 | 3 | 0 | esc | 0 | 0 | 0 | 0 | 0 | 0 | 0.055966 | 0.0023051
[79 empty] | WLDFR | HFTD - Distribution - Tier 3 - 5QU CoRE ¦ 2QU LoRE | Non-Red Flag Warning - Small Fires | 2024 | 0 | 0 | 0 | 0 | 0.080408 | 0.03759 | 0.0016314 | 0.041187 | 0 | 0 | 0.0081378 | 0.0081378 | 0.0057939 |  | 0 | 0 | 0 | 0 | 0 | 0 | 0 | 4.7149e-05 | 4.7149e-05 | 0 | 4.7149e-05 | 4.7149e-05 | [40 empty] | All EPR in 2020WLDFRElectric Reliability | WLDFR | HFTD - Distribution - Tier 2 - 4QU CoRE ¦ 5QU LoRE | Seismic - Non-Red Flag Warning - Catastrophic Fires | 2021 | Electric Reliability | 409.2237 | 489.3555 | 2021 | Control | 0.1325 | 3 | 0 | esc | 0.15274 | 62.5039 | 0.15274 | 62.5039 | 0 | 0 | 0 | 0
[79 empty] | WLDFR | HFTD - Distribution - Tier 3 - 5QU CoRE ¦ 2QU LoRE | Non-Red Flag Warning - Small Fires | 2025 | 0 | 0 | 0 | 0 | 0.080408 | 0.03759 | 0.0016314 | 0.041187 | 0 | 0 | 0 | 0.0081378 | 0.0057939 |  | 0 | 0 | 0 | 0 | 0 | 0 | 0 | 0 | 0 | 0 | 4.7149e-05 | 4.7149e-05 | [40 empty] | All EPR in 2020WLDFRFinancial | WLDFR | HFTD - Distribution - Tier 2 - 4QU CoRE ¦ 5QU LoRE | Seismic - Non-Red Flag Warning - Catastrophic Fires | 2021 | Financial | 13469.0878 | 489.3555 | 2021 | Control | 0.053 | 3 | 0 | esc | 0.055966 | 753.8138 | 0.055966 | 753.8138 | 0 | 0 | 0 | 0
[79 empty] | WLDFR | HFTD - Distribution - Tier 3 - 5QU CoRE ¦ 2QU LoRE | Red Flag Warning - Catastrophic Fires | 2020 | 0 | 0 | 0 | 0 | 14146.1306 | 222.2294 | 8585.7228 | 5338.1784 | 813.2108 | 0 | 0 | 0 | 1.9991e-06 |  | 0 | 0.0016257 | 0.0016257 | 0 | 0 | 0 | 0 | 0 | 0 | 0 | 0 | 0 | [40 empty] | All EPR in 2020WLDFRSafety | WLDFR | HFTD - Distribution - Tier 2 - 4QU CoRE ¦ 5QU LoRE | Seismic - Non-Red Flag Warning - Catastrophic Fires | 2021 | Safety | 7205.5313 | 489.3555 | 2021 | Control | 0.053 | 3 | 0 | esc | 0.055966 | 403.2663 | 0.055966 | 403.2663 | 0 | 0 | 0 | 0
[79 empty] | WLDFR | HFTD - Distribution - Tier 3 - 5QU CoRE ¦ 2QU LoRE | Red Flag Warning - Catastrophic Fires | 2021 | 0 | 0 | 0 | 0 | 14146.1306 | 222.2294 | 8585.7228 | 5338.1784 | 813.2108 | 813.2108 | 0 | 0 | 1.9991e-06 |  | 0 | 0.0016257 | 0.0016257 | 0 | 0.0016257 | 0.0016257 | 0 | 0 | 0 | 0 | 0 | 0 | [40 empty] | All EPR in 2020WLDFRElectric Reliability | WLDFR | HFTD - Distribution - Tier 2 - 4QU CoRE ¦ 5QU LoRE | Seismic - Non-Red Flag Warning - Catastrophic Fires | 2022 | Electric Reliability | 409.2237 | 489.3555 | 2022 | Control | 0.1325 | 3 | 0 | esc | 0.15274 | 62.5039 | 0.15274 | 62.5039 | 0.15274 | 62.5039 | 0 | 0
[79 empty] | WLDFR | HFTD - Distribution - Tier 3 - 5QU CoRE ¦ 2QU LoRE | Red Flag Warning - Catastrophic Fires | 2022 | 0 | 0 | 0 | 0 | 14146.1306 | 222.2294 | 8585.7228 | 5338.1784 | 813.2108 | 813.2108 | 813.2108 | 0 | 1.9991e-06 |  | 0 | 0.0016257 | 0.0016257 | 0 | 0.0016257 | 0.0016257 | 0 | 0.0016257 | 0.0016257 | 0 | 0 | 0 | [40 empty] | All EPR in 2020WLDFRFinancial | WLDFR | HFTD - Distribution - Tier 2 - 4QU CoRE ¦ 5QU LoRE | Seismic - Non-Red Flag Warning - Catastrophic Fires | 2022 | Financial | 13469.0878 | 489.3555 | 2022 | Control | 0.053 | 3 | 0 | esc | 0.055966 | 753.8138 | 0.055966 | 753.8138 | 0.055966 | 753.8138 | 0 | 0
[79 empty] | WLDFR | HFTD - Distribution - Tier 3 - 5QU CoRE ¦ 2QU LoRE | Red Flag Warning - Catastrophic Fires | 2023 | 0 | 0 | 0 | 0 | 14664.6376 | 233.2301 | 8896.516 | 5534.8915 | 0 | 843.2942 | 843.2942 | 843.2942 | 1.9991e-06 |  | 0 | 0 | 0 | 0 | 0.0016858 | 0.0016858 | 0 | 0.0016858 | 0.0016858 | 0 | 0.0016858 | 0.0016858 | [40 empty] | All EPR in 2020WLDFRSafety | WLDFR | HFTD - Distribution - Tier 2 - 4QU CoRE ¦ 5QU LoRE | Seismic - Non-Red Flag Warning - Catastrophic Fires | 2022 | Safety | 7205.5313 | 489.3555 | 2022 | Control | 0.053 | 3 | 0 | esc | 0.055966 | 403.2663 | 0.055966 | 403.2663 | 0.055966 | 403.2663 | 0 | 0
[79 empty] | WLDFR | HFTD - Distribution - Tier 3 - 5QU CoRE ¦ 2QU LoRE | Red Flag Warning - Catastrophic Fires | 2024 | 0 | 0 | 0 | 0 | 14664.6376 | 233.2301 | 8896.516 | 5534.8915 | 0 | 0 | 843.2942 | 843.2942 | 1.9991e-06 |  | 0 | 0 | 0 | 0 | 0 | 0 | 0 | 0.0016858 | 0.0016858 | 0 | 0.0016858 | 0.0016858 | [40 empty] | All EPR in 2020WLDFRElectric Reliability | WLDFR | HFTD - Distribution - Tier 2 - 4QU CoRE ¦ 5QU LoRE | Seismic - Non-Red Flag Warning - Catastrophic Fires | 2023 | Electric Reliability | 428.6023 | 489.3555 | 2023 | Control | 0.1325 | 3 | 0 | esc | 0 | 0 | 0.15274 | 65.4638 | 0.15274 | 65.4638 | 0.15274 | 65.4638
[79 empty] | WLDFR | HFTD - Distribution - Tier 3 - 5QU CoRE ¦ 2QU LoRE | Red Flag Warning - Catastrophic Fires | 2025 | 0 | 0 | 0 | 0 | 14664.6376 | 233.2301 | 8896.516 | 5534.8915 | 0 | 0 | 0 | 843.2942 | 1.9991e-06 |  | 0 | 0 | 0 | 0 | 0 | 0 | 0 | 0 | 0 | 0 | 0.0016858 | 0.0016858 | [40 empty] | All EPR in 2020WLDFRFinancial | WLDFR | HFTD - Distribution - Tier 2 - 4QU CoRE ¦ 5QU LoRE | Seismic - Non-Red Flag Warning - Catastrophic Fires | 2023 | Financial | 13939.561 | 489.3555 | 2023 | Control | 0.053 | 3 | 0 | esc | 0 | 0 | 0.055966 | 780.1444 | 0.055966 | 780.1444 | 0.055966 | 780.1444
[79 empty] | WLDFR | HFTD - Distribution - Tier 3 - 5QU CoRE ¦ 2QU LoRE | Red Flag Warning - Destructive Fires | 2020 | 0 | 0 | 0 | 0 | 8807.9522 | 222.2294 | 8585.7228 | 0 | 514.4532 | 0 | 0 | 0 | 3.276e-07 |  | 0 | 0.00016853 | 0.00016853 | 0 | 0 | 0 | 0 | 0 | 0 | 0 | 0 | 0 | [40 empty] | All EPR in 2020WLDFRSafety | WLDFR | HFTD - Distribution - Tier 2 - 4QU CoRE ¦ 5QU LoRE | Seismic - Non-Red Flag Warning - Catastrophic Fires | 2023 | Safety | 7467.8148 | 489.3555 | 2023 | Control | 0.053 | 3 | 0 | esc | 0 | 0 | 0.055966 | 417.9453 | 0.055966 | 417.9453 | 0.055966 | 417.9453
[79 empty] | WLDFR | HFTD - Distribution - Tier 3 - 5QU CoRE ¦ 2QU LoRE | Red Flag Warning - Destructive Fires | 2021 | 0 | 0 | 0 | 0 | 8807.9522 | 222.2294 | 8585.7228 | 0 | 514.4532 | 514.4532 | 0 | 0 | 3.276e-07 |  | 0 | 0.00016853 | 0.00016853 | 0 | 0.00016853 | 0.00016853 | 0 | 0 | 0 | 0 | 0 | 0 | [40 empty] | All EPR in 2020WLDFRElectric Reliability | WLDFR | HFTD - Distribution - Tier 2 - 4QU CoRE ¦ 5QU LoRE | Seismic - Non-Red Flag Warning - Catastrophic Fires | 2024 | Electric Reliability | 428.6023 | 489.3555 | 2024 | Control | 0.1325 | 3 | 0 | esc | 0 | 0 | 0 | 0 | 0.15274 | 65.4638 | 0.15274 | 65.4638
[79 empty] | WLDFR | HFTD - Distribution - Tier 3 - 5QU CoRE ¦ 2QU LoRE | Red Flag Warning - Destructive Fires | 2022 | 0 | 0 | 0 | 0 | 8807.9522 | 222.2294 | 8585.7228 | 0 | 514.4532 | 514.4532 | 514.4532 | 0 | 3.276e-07 |  | 0 | 0.00016853 | 0.00016853 | 0 | 0.00016853 | 0.00016853 | 0 | 0.00016853 | 0.00016853 | 0 | 0 | 0 | [40 empty] | All EPR in 2020WLDFRFinancial | WLDFR | HFTD - Distribution - Tier 2 - 4QU CoRE ¦ 5QU LoRE | Seismic - Non-Red Flag Warning - Catastrophic Fires | 2024 | Financial | 13939.561 | 489.3555 | 2024 | Control | 0.053 | 3 | 0 | esc | 0 | 0 | 0 | 0 | 0.055966 | 780.1444 | 0.055966 | 780.1444
[79 empty] | WLDFR | HFTD - Distribution - Tier 3 - 5QU CoRE ¦ 2QU LoRE | Red Flag Warning - Destructive Fires | 2023 | 0 | 0 | 0 | 0 | 9129.7461 | 233.2301 | 8896.516 | 0 | 0 | 533.5273 | 533.5273 | 533.5273 | 3.276e-07 |  | 0 | 0 | 0 | 0 | 0.00017478 | 0.00017478 | 0 | 0.00017478 | 0.00017478 | 0 | 0.00017478 | 0.00017478 | [40 empty] | All EPR in 2020WLDFRSafety | WLDFR | HFTD - Distribution - Tier 2 - 4QU CoRE ¦ 5QU LoRE | Seismic - Non-Red Flag Warning - Catastrophic Fires | 2024 | Safety | 7467.8148 | 489.3555 | 2024 | Control | 0.053 | 3 | 0 | esc | 0 | 0 | 0 | 0 | 0.055966 | 417.9453 | 0.055966 | 417.9453
[79 empty] | WLDFR | HFTD - Distribution - Tier 3 - 5QU CoRE ¦ 2QU LoRE | Red Flag Warning - Destructive Fires | 2024 | 0 | 0 | 0 | 0 | 9129.7461 | 233.2301 | 8896.516 | 0 | 0 | 0 | 533.5273 | 533.5273 | 3.276e-07 |  | 0 | 0 | 0 | 0 | 0 | 0 | 0 | 0.00017478 | 0.00017478 | 0 | 0.00017478 | 0.00017478 | [40 empty] | All EPR in 2020WLDFRElectric Reliability | WLDFR | HFTD - Distribution - Tier 2 - 4QU CoRE ¦ 5QU LoRE | Seismic - Non-Red Flag Warning - Catastrophic Fires | 2025 | Electric Reliability | 428.6023 | 489.3555 | 2025 | Control | 0.1325 | 3 | 0 | esc | 0 | 0 | 0 | 0 | 0 | 0 | 0.15274 | 65.4638
[79 empty] | WLDFR | HFTD - Distribution - Tier 3 - 5QU CoRE ¦ 2QU LoRE | Red Flag Warning - Destructive Fires | 2025 | 0 | 0 | 0 | 0 | 9129.7461 | 233.2301 | 8896.516 | 0 | 0 | 0 | 0 | 533.5273 | 3.276e-07 |  | 0 | 0 | 0 | 0 | 0 | 0 | 0 | 0 | 0 | 0 | 0.00017478 | 0.00017478 | [40 empty] | All EPR in 2020WLDFRFinancial | WLDFR | HFTD - Distribution - Tier 2 - 4QU CoRE ¦ 5QU LoRE | Seismic - Non-Red Flag Warning - Catastrophic Fires | 2025 | Financial | 13939.561 | 489.3555 | 2025 | Control | 0.053 | 3 | 0 | esc | 0 | 0 | 0 | 0 | 0 | 0 | 0.055966 | 780.1444
[79 empty] | WLDFR | HFTD - Distribution - Tier 3 - 5QU CoRE ¦ 2QU LoRE | Red Flag Warning - Large Fires | 2020 | 0 | 0 | 0 | 0 | 5.2406 | 0.69642 | 2.942 | 1.6022 | 0.36069 | 0 | 0 | 0 | 2.7861e-05 |  | 0 | 1.0049e-05 | 1.0049e-05 | 0 | 0 | 0 | 0 | 0 | 0 | 0 | 0 | 0 | [40 empty] | All EPR in 2020WLDFRSafety | WLDFR | HFTD - Distribution - Tier 2 - 4QU CoRE ¦ 5QU LoRE | Seismic - Non-Red Flag Warning - Catastrophic Fires | 2025 | Safety | 7467.8148 | 489.3555 | 2025 | Control | 0.053 | 3 | 0 | esc | 0 | 0 | 0 | 0 | 0 | 0 | 0.055966 | 417.9453
[79 empty] | WLDFR | HFTD - Distribution - Tier 3 - 5QU CoRE ¦ 2QU LoRE | Red Flag Warning - Large Fires | 2021 | 0 | 0 | 0 | 0 | 5.2406 | 0.69642 | 2.942 | 1.6022 | 0.36069 | 0.36069 | 0 | 0 | 2.7861e-05 |  | 0 | 1.0049e-05 | 1.0049e-05 | 0 | 1.0049e-05 | 1.0049e-05 | 0 | 0 | 0 | 0 | 0 | 0 | [40 empty] | All EPR in 2020WLDFRElectric Reliability | WLDFR | HFTD - Distribution - Tier 2 - 4QU CoRE ¦ 5QU LoRE | Seismic - Red Flag Warning - Catastrophic Fires | 2021 | Electric Reliability | 409.2237 | 489.3555 | 2021 | Control | 0.1325 | 3 | 0 | esc | 0.15274 | 62.5039 | 0.15274 | 62.5039 | 0 | 0 | 0 | 0
[79 empty] | WLDFR | HFTD - Distribution - Tier 3 - 5QU CoRE ¦ 2QU LoRE | Red Flag Warning - Large Fires | 2022 | 0 | 0 | 0 | 0 | 5.2406 | 0.69642 | 2.942 | 1.6022 | 0.36069 | 0.36069 | 0.36069 | 0 | 2.7861e-05 |  | 0 | 1.0049e-05 | 1.0049e-05 | 0 | 1.0049e-05 | 1.0049e-05 | 0 | 1.0049e-05 | 1.0049e-05 | 0 | 0 | 0 | [40 empty] | All EPR in 2020WLDFRFinancial | WLDFR | HFTD - Distribution - Tier 2 - 4QU CoRE ¦ 5QU LoRE | Seismic - Red Flag Warning - Catastrophic Fires | 2021 | Financial | 13469.0878 | 489.3555 | 2021 | Control | 0.053 | 3 | 0 | esc | 0.055966 | 753.8138 | 0.055966 | 753.8138 | 0 | 0 | 0 | 0
[79 empty] | WLDFR | HFTD - Distribution - Tier 3 - 5QU CoRE ¦ 2QU LoRE | Red Flag Warning - Large Fires | 2023 | 0 | 0 | 0 | 0 | 5.475 | 0.71896 | 3.0715 | 1.6846 | 0 | 0.37599 | 0.37599 | 0.37599 | 2.7861e-05 |  | 0 | 0 | 0 | 0 | 1.0476e-05 | 1.0476e-05 | 0 | 1.0476e-05 | 1.0476e-05 | 0 | 1.0476e-05 | 1.0476e-05 | [40 empty] | All EPR in 2020WLDFRSafety | WLDFR | HFTD - Distribution - Tier 2 - 4QU CoRE ¦ 5QU LoRE | Seismic - Red Flag Warning - Catastrophic Fires | 2021 | Safety | 7205.5313 | 489.3555 | 2021 | Control | 0.053 | 3 | 0 | esc | 0.055966 | 403.2663 | 0.055966 | 403.2663 | 0 | 0 | 0 | 0
[79 empty] | WLDFR | HFTD - Distribution - Tier 3 - 5QU CoRE ¦ 2QU LoRE | Red Flag Warning - Large Fires | 2024 | 0 | 0 | 0 | 0 | 5.475 | 0.71896 | 3.0715 | 1.6846 | 0 | 0 | 0.37599 | 0.37599 | 2.7861e-05 |  | 0 | 0 | 0 | 0 | 0 | 0 | 0 | 1.0476e-05 | 1.0476e-05 | 0 | 1.0476e-05 | 1.0476e-05 | [40 empty] | All EPR in 2020WLDFRElectric Reliability | WLDFR | HFTD - Distribution - Tier 2 - 4QU CoRE ¦ 5QU LoRE | Seismic - Red Flag Warning - Catastrophic Fires | 2022 | Electric Reliability | 409.2237 | 489.3555 | 2022 | Control | 0.1325 | 3 | 0 | esc | 0.15274 | 62.5039 | 0.15274 | 62.5039 | 0.15274 | 62.5039 | 0 | 0
[79 empty] | WLDFR | HFTD - Distribution - Tier 3 - 5QU CoRE ¦ 2QU LoRE | Red Flag Warning - Large Fires | 2025 | 0 | 0 | 0 | 0 | 5.475 | 0.71896 | 3.0715 | 1.6846 | 0 | 0 | 0 | 0.37599 | 2.7861e-05 |  | 0 | 0 | 0 | 0 | 0 | 0 | 0 | 0 | 0 | 0 | 1.0476e-05 | 1.0476e-05 | [40 empty] | All EPR in 2020WLDFRFinancial | WLDFR | HFTD - Distribution - Tier 2 - 4QU CoRE ¦ 5QU LoRE | Seismic - Red Flag Warning - Catastrophic Fires | 2022 | Financial | 13469.0878 | 489.3555 | 2022 | Control | 0.053 | 3 | 0 | esc | 0.055966 | 753.8138 | 0.055966 | 753.8138 | 0.055966 | 753.8138 | 0 | 0
[79 empty] | WLDFR | HFTD - Distribution - Tier 3 - 5QU CoRE ¦ 2QU LoRE | Red Flag Warning - Small Fires | 2020 | 0 | 0 | 0 | 0 | 0.077901 | 0.036425 | 0.0015809 | 0.039895 | 0.0078847 | 0 | 0 | 0 | 0.00080164 |  | 0 | 6.3207e-06 | 6.3207e-06 | 0 | 0 | 0 | 0 | 0 | 0 | 0 | 0 | 0 | [40 empty] | All EPR in 2020WLDFRSafety | WLDFR | HFTD - Distribution - Tier 2 - 4QU CoRE ¦ 5QU LoRE | Seismic - Red Flag Warning - Catastrophic Fires | 2022 | Safety | 7205.5313 | 489.3555 | 2022 | Control | 0.053 | 3 | 0 | esc | 0.055966 | 403.2663 | 0.055966 | 403.2663 | 0.055966 | 403.2663 | 0 | 0
[79 empty] | WLDFR | HFTD - Distribution - Tier 3 - 5QU CoRE ¦ 2QU LoRE | Red Flag Warning - Small Fires | 2021 | 0 | 0 | 0 | 0 | 0.077901 | 0.036425 | 0.0015809 | 0.039895 | 0.0078847 | 0.0078847 | 0 | 0 | 0.00080164 |  | 0 | 6.3207e-06 | 6.3207e-06 | 0 | 6.3207e-06 | 6.3207e-06 | 0 | 0 | 0 | 0 | 0 | 0 | [40 empty] | All EPR in 2020WLDFRElectric Reliability | WLDFR | HFTD - Distribution - Tier 2 - 4QU CoRE ¦ 5QU LoRE | Seismic - Red Flag Warning - Catastrophic Fires | 2023 | Electric Reliability | 428.6023 | 489.3555 | 2023 | Control | 0.1325 | 3 | 0 | esc | 0 | 0 | 0.15274 | 65.4638 | 0.15274 | 65.4638 | 0.15274 | 65.4638
[79 empty] | WLDFR | HFTD - Distribution - Tier 3 - 5QU CoRE ¦ 2QU LoRE | Red Flag Warning - Small Fires | 2022 | 0 | 0 | 0 | 0 | 0.077901 | 0.036425 | 0.0015809 | 0.039895 | 0.0078847 | 0.0078847 | 0.0078847 | 0 | 0.00080164 |  | 0 | 6.3207e-06 | 6.3207e-06 | 0 | 6.3207e-06 | 6.3207e-06 | 0 | 6.3207e-06 | 6.3207e-06 | 0 | 0 | 0 | [40 empty] | All EPR in 2020WLDFRFinancial | WLDFR | HFTD - Distribution - Tier 2 - 4QU CoRE ¦ 5QU LoRE | Seismic - Red Flag Warning - Catastrophic Fires | 2023 | Financial | 13939.561 | 489.3555 | 2023 | Control | 0.053 | 3 | 0 | esc | 0 | 0 | 0.055966 | 780.1444 | 0.055966 | 780.1444 | 0.055966 | 780.1444
[79 empty] | WLDFR | HFTD - Distribution - Tier 3 - 5QU CoRE ¦ 2QU LoRE | Red Flag Warning - Small Fires | 2023 | 0 | 0 | 0 | 0 | 0.080408 | 0.03759 | 0.0016314 | 0.041187 | 0 | 0.0081378 | 0.0081378 | 0.0081378 | 0.00080164 |  | 0 | 0 | 0 | 0 | 6.5236e-06 | 6.5236e-06 | 0 | 6.5236e-06 | 6.5236e-06 | 0 | 6.5236e-06 | 6.5236e-06 | [40 empty] | All EPR in 2020WLDFRSafety | WLDFR | HFTD - Distribution - Tier 2 - 4QU CoRE ¦ 5QU LoRE | Seismic - Red Flag Warning - Catastrophic Fires | 2023 | Safety | 7467.8148 | 489.3555 | 2023 | Control | 0.053 | 3 | 0 | esc | 0 | 0 | 0.055966 | 417.9453 | 0.055966 | 417.9453 | 0.055966 | 417.9453
[79 empty] | WLDFR | HFTD - Distribution - Tier 3 - 5QU CoRE ¦ 2QU LoRE | Red Flag Warning - Small Fires | 2024 | 0 | 0 | 0 | 0 | 0.080408 | 0.03759 | 0.0016314 | 0.041187 | 0 | 0 | 0.0081378 | 0.0081378 | 0.00080164 |  | 0 | 0 | 0 | 0 | 0 | 0 | 0 | 6.5236e-06 | 6.5236e-06 | 0 | 6.5236e-06 | 6.5236e-06 | [40 empty] | All EPR in 2020WLDFRElectric Reliability | WLDFR | HFTD - Distribution - Tier 2 - 4QU CoRE ¦ 5QU LoRE | Seismic - Red Flag Warning - Catastrophic Fires | 2024 | Electric Reliability | 428.6023 | 489.3555 | 2024 | Control | 0.1325 | 3 | 0 | esc | 0 | 0 | 0 | 0 | 0.15274 | 65.4638 | 0.15274 | 65.4638
[79 empty] | WLDFR | HFTD - Distribution - Tier 3 - 5QU CoRE ¦ 2QU LoRE | Red Flag Warning - Small Fires | 2025 | 0 | 0 | 0 | 0 | 0.080408 | 0.03759 | 0.0016314 | 0.041187 | 0 | 0 | 0 | 0.0081378 | 0.00080164 |  | 0 | 0 | 0 | 0 | 0 | 0 | 0 | 0 | 0 | 0 | 6.5236e-06 | 6.5236e-06 | [40 empty] | All EPR in 2020WLDFRFinancial | WLDFR | HFTD - Distribution - Tier 2 - 4QU CoRE ¦ 5QU LoRE | Seismic - Red Flag Warning - Catastrophic Fires | 2024 | Financial | 13939.561 | 489.3555 | 2024 | Control | 0.053 | 3 | 0 | esc | 0 | 0 | 0 | 0 | 0.055966 | 780.1444 | 0.055966 | 780.1444
[79 empty] | WLDFR | HFTD - Distribution - Tier 3 - 5QU CoRE ¦ 2QU LoRE | Seismic - Non-Red Flag Warning - Catastrophic Fires | 2020 | 0 | 0 | 0 | 0 | 21083.8428 | 409.2237 | 13469.0878 | 7205.5313 | 1219.584 | 0 | 0 | 0 | 4.9871e-10 |  | 0 | 6.0821e-07 | 6.0821e-07 | 0 | 0 | 0 | 0 | 0 | 0 | 0 | 0 | 0 | [40 empty] | All EPR in 2020WLDFRSafety | WLDFR | HFTD - Distribution - Tier 2 - 4QU CoRE ¦ 5QU LoRE | Seismic - Red Flag Warning - Catastrophic Fires | 2024 | Safety | 7467.8148 | 489.3555 | 2024 | Control | 0.053 | 3 | 0 | esc | 0 | 0 | 0 | 0 | 0.055966 | 417.9453 | 0.055966 | 417.9453
[79 empty] | WLDFR | HFTD - Distribution - Tier 3 - 5QU CoRE ¦ 2QU LoRE | Seismic - Non-Red Flag Warning - Catastrophic Fires | 2021 | 0 | 0 | 0 | 0 | 21083.8428 | 409.2237 | 13469.0878 | 7205.5313 | 1219.584 | 1219.584 | 0 | 0 | 4.9871e-10 |  | 0 | 6.0821e-07 | 6.0821e-07 | 0 | 6.0821e-07 | 6.0821e-07 | 0 | 0 | 0 | 0 | 0 | 0 | [40 empty] | All EPR in 2020WLDFRElectric Reliability | WLDFR | HFTD - Distribution - Tier 2 - 4QU CoRE ¦ 5QU LoRE | Seismic - Red Flag Warning - Catastrophic Fires | 2025 | Electric Reliability | 428.6023 | 489.3555 | 2025 | Control | 0.1325 | 3 | 0 | esc | 0 | 0 | 0 | 0 | 0 | 0 | 0.15274 | 65.4638
[79 empty] | WLDFR | HFTD - Distribution - Tier 3 - 5QU CoRE ¦ 2QU LoRE | Seismic - Non-Red Flag Warning - Catastrophic Fires | 2022 | 0 | 0 | 0 | 0 | 21083.8428 | 409.2237 | 13469.0878 | 7205.5313 | 1219.584 | 1219.584 | 1219.584 | 0 | 4.9871e-10 |  | 0 | 6.0821e-07 | 6.0821e-07 | 0 | 6.0821e-07 | 6.0821e-07 | 0 | 6.0821e-07 | 6.0821e-07 | 0 | 0 | 0 | [40 empty] | All EPR in 2020WLDFRFinancial | WLDFR | HFTD - Distribution - Tier 2 - 4QU CoRE ¦ 5QU LoRE | Seismic - Red Flag Warning - Catastrophic Fires | 2025 | Financial | 13939.561 | 489.3555 | 2025 | Control | 0.053 | 3 | 0 | esc | 0 | 0 | 0 | 0 | 0 | 0 | 0.055966 | 780.1444
[79 empty] | WLDFR | HFTD - Distribution - Tier 3 - 5QU CoRE ¦ 2QU LoRE | Seismic - Non-Red Flag Warning - Catastrophic Fires | 2023 | 0 | 0 | 0 | 0 | 21835.9781 | 428.6023 | 13939.561 | 7467.8148 | 0 | 1263.5534 | 1263.5534 | 1263.5534 | 4.9871e-10 |  | 0 | 0 | 0 | 0 | 6.3014e-07 | 6.3014e-07 | 0 | 6.3014e-07 | 6.3014e-07 | 0 | 6.3014e-07 | 6.3014e-07 | [40 empty] | All EPR in 2020WLDFRSafety | WLDFR | HFTD - Distribution - Tier 2 - 4QU CoRE ¦ 5QU LoRE | Seismic - Red Flag Warning - Catastrophic Fires | 2025 | Safety | 7467.8148 | 489.3555 | 2025 | Control | 0.053 | 3 | 0 | esc | 0 | 0 | 0 | 0 | 0 | 0 | 0.055966 | 417.9453
[79 empty] | WLDFR | HFTD - Distribution - Tier 3 - 5QU CoRE ¦ 2QU LoRE | Seismic - Non-Red Flag Warning - Catastrophic Fires | 2024 | 0 | 0 | 0 | 0 | 21835.9781 | 428.6023 | 13939.561 | 7467.8148 | 0 | 0 | 1263.5534 | 1263.5534 | 4.9871e-10 |  | 0 | 0 | 0 | 0 | 0 | 0 | 0 | 6.3014e-07 | 6.3014e-07 | 0 | 6.3014e-07 | 6.3014e-07 | [40 empty] | All EPR in 2020WLDFRElectric Reliability | WLDFR | HFTD - Distribution - Tier 2 - 5QU CoRE ¦ 1QU LoRE | Non-Red Flag Warning - Catastrophic Fires | 2021 | Electric Reliability | 222.2294 | 700.8825 | 2021 | Control | 0.1325 | 3 | 0 | esc | 0.15274 | 33.9428 | 0.15274 | 33.9428 | 0 | 0 | 0 | 0
[79 empty] | WLDFR | HFTD - Distribution - Tier 3 - 5QU CoRE ¦ 2QU LoRE | Seismic - Non-Red Flag Warning - Catastrophic Fires | 2025 | 0 | 0 | 0 | 0 | 21835.9781 | 428.6023 | 13939.561 | 7467.8148 | 0 | 0 | 0 | 1263.5534 | 4.9871e-10 |  | 0 | 0 | 0 | 0 | 0 | 0 | 0 | 0 | 0 | 0 | 6.3014e-07 | 6.3014e-07 | [40 empty] | All EPR in 2020WLDFRFinancial | WLDFR | HFTD - Distribution - Tier 2 - 5QU CoRE ¦ 1QU LoRE | Non-Red Flag Warning - Catastrophic Fires | 2021 | Financial | 8585.7228 | 700.8825 | 2021 | Control | 0.053 | 3 | 0 | esc | 0.055966 | 480.5104 | 0.055966 | 480.5104 | 0 | 0 | 0 | 0
[79 empty] | WLDFR | HFTD - Distribution - Tier 3 - 5QU CoRE ¦ 2QU LoRE | Seismic - Red Flag Warning - Catastrophic Fires | 2020 | 0 | 0 | 0 | 0 | 21083.8428 | 409.2237 | 13469.0878 | 7205.5313 | 1219.584 | 0 | 0 | 0 | 2.1509e-08 |  | 0 | 2.6231e-05 | 2.6231e-05 | 0 | 0 | 0 | 0 | 0 | 0 | 0 | 0 | 0 | [40 empty] | All EPR in 2020WLDFRSafety | WLDFR | HFTD - Distribution - Tier 2 - 5QU CoRE ¦ 1QU LoRE | Non-Red Flag Warning - Catastrophic Fires | 2021 | Safety | 5338.1784 | 700.8825 | 2021 | Control | 0.053 | 3 | 0 | esc | 0.055966 | 298.7576 | 0.055966 | 298.7576 | 0 | 0 | 0 | 0
[79 empty] | WLDFR | HFTD - Distribution - Tier 3 - 5QU CoRE ¦ 2QU LoRE | Seismic - Red Flag Warning - Catastrophic Fires | 2021 | 0 | 0 | 0 | 0 | 21083.8428 | 409.2237 | 13469.0878 | 7205.5313 | 1219.584 | 1219.584 | 0 | 0 | 2.1509e-08 |  | 0 | 2.6231e-05 | 2.6231e-05 | 0 | 2.6231e-05 | 2.6231e-05 | 0 | 0 | 0 | 0 | 0 | 0 | [40 empty] | All EPR in 2020WLDFRElectric Reliability | WLDFR | HFTD - Distribution - Tier 2 - 5QU CoRE ¦ 1QU LoRE | Non-Red Flag Warning - Catastrophic Fires | 2022 | Electric Reliability | 222.2294 | 700.8825 | 2022 | Control | 0.1325 | 3 | 0 | esc | 0.15274 | 33.9428 | 0.15274 | 33.9428 | 0.15274 | 33.9428 | 0 | 0
[79 empty] | WLDFR | HFTD - Distribution - Tier 3 - 5QU CoRE ¦ 2QU LoRE | Seismic - Red Flag Warning - Catastrophic Fires | 2022 | 0 | 0 | 0 | 0 | 21083.8428 | 409.2237 | 13469.0878 | 7205.5313 | 1219.584 | 1219.584 | 1219.584 | 0 | 2.1509e-08 |  | 0 | 2.6231e-05 | 2.6231e-05 | 0 | 2.6231e-05 | 2.6231e-05 | 0 | 2.6231e-05 | 2.6231e-05 | 0 | 0 | 0 | [40 empty] | All EPR in 2020WLDFRFinancial | WLDFR | HFTD - Distribution - Tier 2 - 5QU CoRE ¦ 1QU LoRE | Non-Red Flag Warning - Catastrophic Fires | 2022 | Financial | 8585.7228 | 700.8825 | 2022 | Control | 0.053 | 3 | 0 | esc | 0.055966 | 480.5104 | 0.055966 | 480.5104 | 0.055966 | 480.5104 | 0 | 0
[79 empty] | WLDFR | HFTD - Distribution - Tier 3 - 5QU CoRE ¦ 2QU LoRE | Seismic - Red Flag Warning - Catastrophic Fires | 2023 | 0 | 0 | 0 | 0 | 21835.9781 | 428.6023 | 13939.561 | 7467.8148 | 0 | 1263.5534 | 1263.5534 | 1263.5534 | 2.1509e-08 |  | 0 | 0 | 0 | 0 | 2.7177e-05 | 2.7177e-05 | 0 | 2.7177e-05 | 2.7177e-05 | 0 | 2.7177e-05 | 2.7177e-05 | [40 empty] | All EPR in 2020WLDFRSafety | WLDFR | HFTD - Distribution - Tier 2 - 5QU CoRE ¦ 1QU LoRE | Non-Red Flag Warning - Catastrophic Fires | 2022 | Safety | 5338.1784 | 700.8825 | 2022 | Control | 0.053 | 3 | 0 | esc | 0.055966 | 298.7576 | 0.055966 | 298.7576 | 0.055966 | 298.7576 | 0 | 0
[79 empty] | WLDFR | HFTD - Distribution - Tier 3 - 5QU CoRE ¦ 2QU LoRE | Seismic - Red Flag Warning - Catastrophic Fires | 2024 | 0 | 0 | 0 | 0 | 21835.9781 | 428.6023 | 13939.561 | 7467.8148 | 0 | 0 | 1263.5534 | 1263.5534 | 2.1509e-08 |  | 0 | 0 | 0 | 0 | 0 | 0 | 0 | 2.7177e-05 | 2.7177e-05 | 0 | 2.7177e-05 | 2.7177e-05 | [40 empty] | All EPR in 2020WLDFRElectric Reliability | WLDFR | HFTD - Distribution - Tier 2 - 5QU CoRE ¦ 1QU LoRE | Non-Red Flag Warning - Catastrophic Fires | 2023 | Electric Reliability | 233.2301 | 700.8825 | 2023 | Control | 0.1325 | 3 | 0 | esc | 0 | 0 | 0.15274 | 35.623 | 0.15274 | 35.623 | 0.15274 | 35.623
[79 empty] | WLDFR | HFTD - Distribution - Tier 3 - 5QU CoRE ¦ 2QU LoRE | Seismic - Red Flag Warning - Catastrophic Fires | 2025 | 0 | 0 | 0 | 0 | 21835.9781 | 428.6023 | 13939.561 | 7467.8148 | 0 | 0 | 0 | 1263.5534 | 2.1509e-08 |  | 0 | 0 | 0 | 0 | 0 | 0 | 0 | 0 | 0 | 0 | 2.7177e-05 | 2.7177e-05 | [40 empty] | All EPR in 2020WLDFRFinancial | WLDFR | HFTD - Distribution - Tier 2 - 5QU CoRE ¦ 1QU LoRE | Non-Red Flag Warning - Catastrophic Fires | 2023 | Financial | 8896.516 | 700.8825 | 2023 | Control | 0.053 | 3 | 0 | esc | 0 | 0 | 0.055966 | 497.9043 | 0.055966 | 497.9043 | 0.055966 | 497.9043
[79 empty] | WLDFR | HFTD - Distribution - Tier 3 - 5QU CoRE ¦ 3QU LoRE | Non-Red Flag Warning - Catastrophic Fires | 2020 | 0 | 0 | 0 | 0 | 14146.1306 | 222.2294 | 8585.7228 | 5338.1784 | 813.2108 | 0 | 0 | 0 | 1.0284e-07 |  | 0 | 8.3632e-05 | 8.3632e-05 | 0 | 0 | 0 | 0 | 0 | 0 | 0 | 0 | 0 | [40 empty] | All EPR in 2020WLDFRSafety | WLDFR | HFTD - Distribution - Tier 2 - 5QU CoRE ¦ 1QU LoRE | Non-Red Flag Warning - Catastrophic Fires | 2023 | Safety | 5534.8915 | 700.8825 | 2023 | Control | 0.053 | 3 | 0 | esc | 0 | 0 | 0.055966 | 309.7669 | 0.055966 | 309.7669 | 0.055966 | 309.7669
[79 empty] | WLDFR | HFTD - Distribution - Tier 3 - 5QU CoRE ¦ 3QU LoRE | Non-Red Flag Warning - Catastrophic Fires | 2021 | 0 | 0 | 0 | 0 | 14146.1306 | 222.2294 | 8585.7228 | 5338.1784 | 813.2108 | 813.2108 | 0 | 0 | 1.0284e-07 |  | 0 | 8.3632e-05 | 8.3632e-05 | 0 | 8.3632e-05 | 8.3632e-05 | 0 | 0 | 0 | 0 | 0 | 0 | [40 empty] | All EPR in 2020WLDFRElectric Reliability | WLDFR | HFTD - Distribution - Tier 2 - 5QU CoRE ¦ 1QU LoRE | Non-Red Flag Warning - Catastrophic Fires | 2024 | Electric Reliability | 233.2301 | 700.8825 | 2024 | Control | 0.1325 | 3 | 0 | esc | 0 | 0 | 0 | 0 | 0.15274 | 35.623 | 0.15274 | 35.623
[79 empty] | WLDFR | HFTD - Distribution - Tier 3 - 5QU CoRE ¦ 3QU LoRE | Non-Red Flag Warning - Catastrophic Fires | 2022 | 0 | 0 | 0 | 0 | 14146.1306 | 222.2294 | 8585.7228 | 5338.1784 | 813.2108 | 813.2108 | 813.2108 | 0 | 1.0284e-07 |  | 0 | 8.3632e-05 | 8.3632e-05 | 0 | 8.3632e-05 | 8.3632e-05 | 0 | 8.3632e-05 | 8.3632e-05 | 0 | 0 | 0 | [40 empty] | All EPR in 2020WLDFRFinancial | WLDFR | HFTD - Distribution - Tier 2 - 5QU CoRE ¦ 1QU LoRE | Non-Red Flag Warning - Catastrophic Fires | 2024 | Financial | 8896.516 | 700.8825 | 2024 | Control | 0.053 | 3 | 0 | esc | 0 | 0 | 0 | 0 | 0.055966 | 497.9043 | 0.055966 | 497.9043
[79 empty] | WLDFR | HFTD - Distribution - Tier 3 - 5QU CoRE ¦ 3QU LoRE | Non-Red Flag Warning - Catastrophic Fires | 2023 | 0 | 0 | 0 | 0 | 14664.6376 | 233.2301 | 8896.516 | 5534.8915 | 0 | 843.2942 | 843.2942 | 843.2942 | 1.0284e-07 |  | 0 | 0 | 0 | 0 | 8.6725e-05 | 8.6725e-05 | 0 | 8.6725e-05 | 8.6725e-05 | 0 | 8.6725e-05 | 8.6725e-05 | [40 empty] | All EPR in 2020WLDFRSafety | WLDFR | HFTD - Distribution - Tier 2 - 5QU CoRE ¦ 1QU LoRE | Non-Red Flag Warning - Catastrophic Fires | 2024 | Safety | 5534.8915 | 700.8825 | 2024 | Control | 0.053 | 3 | 0 | esc | 0 | 0 | 0 | 0 | 0.055966 | 309.7669 | 0.055966 | 309.7669
[79 empty] | WLDFR | HFTD - Distribution - Tier 3 - 5QU CoRE ¦ 3QU LoRE | Non-Red Flag Warning - Catastrophic Fires | 2024 | 0 | 0 | 0 | 0 | 14664.6376 | 233.2301 | 8896.516 | 5534.8915 | 0 | 0 | 843.2942 | 843.2942 | 1.0284e-07 |  | 0 | 0 | 0 | 0 | 0 | 0 | 0 | 8.6725e-05 | 8.6725e-05 | 0 | 8.6725e-05 | 8.6725e-05 | [40 empty] | All EPR in 2020WLDFRElectric Reliability | WLDFR | HFTD - Distribution - Tier 2 - 5QU CoRE ¦ 1QU LoRE | Non-Red Flag Warning - Catastrophic Fires | 2025 | Electric Reliability | 233.2301 | 700.8825 | 2025 | Control | 0.1325 | 3 | 0 | esc | 0 | 0 | 0 | 0 | 0 | 0 | 0.15274 | 35.623
[79 empty] | WLDFR | HFTD - Distribution - Tier 3 - 5QU CoRE ¦ 3QU LoRE | Non-Red Flag Warning - Catastrophic Fires | 2025 | 0 | 0 | 0 | 0 | 14664.6376 | 233.2301 | 8896.516 | 5534.8915 | 0 | 0 | 0 | 843.2942 | 1.0284e-07 |  | 0 | 0 | 0 | 0 | 0 | 0 | 0 | 0 | 0 | 0 | 8.6725e-05 | 8.6725e-05 | [40 empty] | All EPR in 2020WLDFRFinancial | WLDFR | HFTD - Distribution - Tier 2 - 5QU CoRE ¦ 1QU LoRE | Non-Red Flag Warning - Catastrophic Fires | 2025 | Financial | 8896.516 | 700.8825 | 2025 | Control | 0.053 | 3 | 0 | esc | 0 | 0 | 0 | 0 | 0 | 0 | 0.055966 | 497.9043
[79 empty] | WLDFR | HFTD - Distribution - Tier 3 - 5QU CoRE ¦ 3QU LoRE | Non-Red Flag Warning - Destructive Fires | 2020 | 0 | 0 | 0 | 0 | 8807.9522 | 222.2294 | 8585.7228 | 0 | 514.4532 | 0 | 0 | 0 | 1.1558e-07 |  | 0 | 5.9459e-05 | 5.9459e-05 | 0 | 0 | 0 | 0 | 0 | 0 | 0 | 0 | 0 | [40 empty] | All EPR in 2020WLDFRSafety | WLDFR | HFTD - Distribution - Tier 2 - 5QU CoRE ¦ 1QU LoRE | Non-Red Flag Warning - Catastrophic Fires | 2025 | Safety | 5534.8915 | 700.8825 | 2025 | Control | 0.053 | 3 | 0 | esc | 0 | 0 | 0 | 0 | 0 | 0 | 0.055966 | 309.7669
[79 empty] | WLDFR | HFTD - Distribution - Tier 3 - 5QU CoRE ¦ 3QU LoRE | Non-Red Flag Warning - Destructive Fires | 2021 | 0 | 0 | 0 | 0 | 8807.9522 | 222.2294 | 8585.7228 | 0 | 514.4532 | 514.4532 | 0 | 0 | 1.1558e-07 |  | 0 | 5.9459e-05 | 5.9459e-05 | 0 | 5.9459e-05 | 5.9459e-05 | 0 | 0 | 0 | 0 | 0 | 0 | [40 empty] | All EPR in 2020WLDFRElectric Reliability | WLDFR | HFTD - Distribution - Tier 2 - 5QU CoRE ¦ 1QU LoRE | Non-Red Flag Warning - Destructive Fires | 2021 | Electric Reliability | 222.2294 | 700.8825 | 2021 | Control | 0.1325 | 3 | 0 | esc | 0.15274 | 33.9428 | 0.15274 | 33.9428 | 0 | 0 | 0 | 0
[79 empty] | WLDFR | HFTD - Distribution - Tier 3 - 5QU CoRE ¦ 3QU LoRE | Non-Red Flag Warning - Destructive Fires | 2022 | 0 | 0 | 0 | 0 | 8807.9522 | 222.2294 | 8585.7228 | 0 | 514.4532 | 514.4532 | 514.4532 | 0 | 1.1558e-07 |  | 0 | 5.9459e-05 | 5.9459e-05 | 0 | 5.9459e-05 | 5.9459e-05 | 0 | 5.9459e-05 | 5.9459e-05 | 0 | 0 | 0 | [40 empty] | All EPR in 2020WLDFRFinancial | WLDFR | HFTD - Distribution - Tier 2 - 5QU CoRE ¦ 1QU LoRE | Non-Red Flag Warning - Destructive Fires | 2021 | Financial | 8585.7228 | 700.8825 | 2021 | Control | 0.053 | 3 | 0 | esc | 0.055966 | 480.5104 | 0.055966 | 480.5104 | 0 | 0 | 0 | 0
[79 empty] | WLDFR | HFTD - Distribution - Tier 3 - 5QU CoRE ¦ 3QU LoRE | Non-Red Flag Warning - Destructive Fires | 2023 | 0 | 0 | 0 | 0 | 9129.7461 | 233.2301 | 8896.516 | 0 | 0 | 533.5273 | 533.5273 | 533.5273 | 1.1558e-07 |  | 0 | 0 | 0 | 0 | 6.1664e-05 | 6.1664e-05 | 0 | 6.1664e-05 | 6.1664e-05 | 0 | 6.1664e-05 | 6.1664e-05 | [40 empty] | All EPR in 2020WLDFRElectric Reliability | WLDFR | HFTD - Distribution - Tier 2 - 5QU CoRE ¦ 1QU LoRE | Non-Red Flag Warning - Destructive Fires | 2022 | Electric Reliability | 222.2294 | 700.8825 | 2022 | Control | 0.1325 | 3 | 0 | esc | 0.15274 | 33.9428 | 0.15274 | 33.9428 | 0.15274 | 33.9428 | 0 | 0
[79 empty] | WLDFR | HFTD - Distribution - Tier 3 - 5QU CoRE ¦ 3QU LoRE | Non-Red Flag Warning - Destructive Fires | 2024 | 0 | 0 | 0 | 0 | 9129.7461 | 233.2301 | 8896.516 | 0 | 0 | 0 | 533.5273 | 533.5273 | 1.1558e-07 |  | 0 | 0 | 0 | 0 | 0 | 0 | 0 | 6.1664e-05 | 6.1664e-05 | 0 | 6.1664e-05 | 6.1664e-05 | [40 empty] | All EPR in 2020WLDFRFinancial | WLDFR | HFTD - Distribution - Tier 2 - 5QU CoRE ¦ 1QU LoRE | Non-Red Flag Warning - Destructive Fires | 2022 | Financial | 8585.7228 | 700.8825 | 2022 | Control | 0.053 | 3 | 0 | esc | 0.055966 | 480.5104 | 0.055966 | 480.5104 | 0.055966 | 480.5104 | 0 | 0
[79 empty] | WLDFR | HFTD - Distribution - Tier 3 - 5QU CoRE ¦ 3QU LoRE | Non-Red Flag Warning - Destructive Fires | 2025 | 0 | 0 | 0 | 0 | 9129.7461 | 233.2301 | 8896.516 | 0 | 0 | 0 | 0 | 533.5273 | 1.1558e-07 |  | 0 | 0 | 0 | 0 | 0 | 0 | 0 | 0 | 0 | 0 | 6.1664e-05 | 6.1664e-05 | [40 empty] | All EPR in 2020WLDFRElectric Reliability | WLDFR | HFTD - Distribution - Tier 2 - 5QU CoRE ¦ 1QU LoRE | Non-Red Flag Warning - Destructive Fires | 2023 | Electric Reliability | 233.2301 | 700.8825 | 2023 | Control | 0.1325 | 3 | 0 | esc | 0 | 0 | 0.15274 | 35.623 | 0.15274 | 35.623 | 0.15274 | 35.623
[79 empty] | WLDFR | HFTD - Distribution - Tier 3 - 5QU CoRE ¦ 3QU LoRE | Non-Red Flag Warning - Large Fires | 2020 | 0 | 0 | 0 | 0 | 5.2406 | 0.69642 | 2.942 | 1.6022 | 0.36069 | 0 | 0 | 0 | 1.0646e-05 |  | 0 | 3.8398e-06 | 3.8398e-06 | 0 | 0 | 0 | 0 | 0 | 0 | 0 | 0 | 0 | [40 empty] | All EPR in 2020WLDFRFinancial | WLDFR | HFTD - Distribution - Tier 2 - 5QU CoRE ¦ 1QU LoRE | Non-Red Flag Warning - Destructive Fires | 2023 | Financial | 8896.516 | 700.8825 | 2023 | Control | 0.053 | 3 | 0 | esc | 0 | 0 | 0.055966 | 497.9043 | 0.055966 | 497.9043 | 0.055966 | 497.9043
[79 empty] | WLDFR | HFTD - Distribution - Tier 3 - 5QU CoRE ¦ 3QU LoRE | Non-Red Flag Warning - Large Fires | 2021 | 0 | 0 | 0 | 0 | 5.2406 | 0.69642 | 2.942 | 1.6022 | 0.36069 | 0.36069 | 0 | 0 | 1.0646e-05 |  | 0 | 3.8398e-06 | 3.8398e-06 | 0 | 3.8398e-06 | 3.8398e-06 | 0 | 0 | 0 | 0 | 0 | 0 | [40 empty] | All EPR in 2020WLDFRElectric Reliability | WLDFR | HFTD - Distribution - Tier 2 - 5QU CoRE ¦ 1QU LoRE | Non-Red Flag Warning - Destructive Fires | 2024 | Electric Reliability | 233.2301 | 700.8825 | 2024 | Control | 0.1325 | 3 | 0 | esc | 0 | 0 | 0 | 0 | 0.15274 | 35.623 | 0.15274 | 35.623
[79 empty] | WLDFR | HFTD - Distribution - Tier 3 - 5QU CoRE ¦ 3QU LoRE | Non-Red Flag Warning - Large Fires | 2022 | 0 | 0 | 0 | 0 | 5.2406 | 0.69642 | 2.942 | 1.6022 | 0.36069 | 0.36069 | 0.36069 | 0 | 1.0646e-05 |  | 0 | 3.8398e-06 | 3.8398e-06 | 0 | 3.8398e-06 | 3.8398e-06 | 0 | 3.8398e-06 | 3.8398e-06 | 0 | 0 | 0 | [40 empty] | All EPR in 2020WLDFRFinancial | WLDFR | HFTD - Distribution - Tier 2 - 5QU CoRE ¦ 1QU LoRE | Non-Red Flag Warning - Destructive Fires | 2024 | Financial | 8896.516 | 700.8825 | 2024 | Control | 0.053 | 3 | 0 | esc | 0 | 0 | 0 | 0 | 0.055966 | 497.9043 | 0.055966 | 497.9043
[79 empty] | WLDFR | HFTD - Distribution - Tier 3 - 5QU CoRE ¦ 3QU LoRE | Non-Red Flag Warning - Large Fires | 2023 | 0 | 0 | 0 | 0 | 5.475 | 0.71896 | 3.0715 | 1.6846 | 0 | 0.37599 | 0.37599 | 0.37599 | 1.0646e-05 |  | 0 | 0 | 0 | 0 | 4.0027e-06 | 4.0027e-06 | 0 | 4.0027e-06 | 4.0027e-06 | 0 | 4.0027e-06 | 4.0027e-06 | [40 empty] | All EPR in 2020WLDFRElectric Reliability | WLDFR | HFTD - Distribution - Tier 2 - 5QU CoRE ¦ 1QU LoRE | Non-Red Flag Warning - Destructive Fires | 2025 | Electric Reliability | 233.2301 | 700.8825 | 2025 | Control | 0.1325 | 3 | 0 | esc | 0 | 0 | 0 | 0 | 0 | 0 | 0.15274 | 35.623
[79 empty] | WLDFR | HFTD - Distribution - Tier 3 - 5QU CoRE ¦ 3QU LoRE | Non-Red Flag Warning - Large Fires | 2024 | 0 | 0 | 0 | 0 | 5.475 | 0.71896 | 3.0715 | 1.6846 | 0 | 0 | 0.37599 | 0.37599 | 1.0646e-05 |  | 0 | 0 | 0 | 0 | 0 | 0 | 0 | 4.0027e-06 | 4.0027e-06 | 0 | 4.0027e-06 | 4.0027e-06 | [40 empty] | All EPR in 2020WLDFRFinancial | WLDFR | HFTD - Distribution - Tier 2 - 5QU CoRE ¦ 1QU LoRE | Non-Red Flag Warning - Destructive Fires | 2025 | Financial | 8896.516 | 700.8825 | 2025 | Control | 0.053 | 3 | 0 | esc | 0 | 0 | 0 | 0 | 0 | 0 | 0.055966 | 497.9043
[79 empty] | WLDFR | HFTD - Distribution - Tier 3 - 5QU CoRE ¦ 3QU LoRE | Non-Red Flag Warning - Large Fires | 2025 | 0 | 0 | 0 | 0 | 5.475 | 0.71896 | 3.0715 | 1.6846 | 0 | 0 | 0 | 0.37599 | 1.0646e-05 |  | 0 | 0 | 0 | 0 | 0 | 0 | 0 | 0 | 0 | 0 | 4.0027e-06 | 4.0027e-06 | [40 empty] | All EPR in 2020WLDFRElectric Reliability | WLDFR | HFTD - Distribution - Tier 2 - 5QU CoRE ¦ 1QU LoRE | Non-Red Flag Warning - Large Fires | 2021 | Electric Reliability | 0.69642 | 700.8825 | 2021 | Control | 0.1325 | 3 | 0 | esc | 0.15274 | 0.10637 | 0.15274 | 0.10637 | 0 | 0 | 0 | 0
[79 empty] | WLDFR | HFTD - Distribution - Tier 3 - 5QU CoRE ¦ 3QU LoRE | Non-Red Flag Warning - Small Fires | 2020 | 0 | 0 | 0 | 0 | 0.077901 | 0.036425 | 0.0015809 | 0.039895 | 0.0078847 | 0 | 0 | 0 | 0.0044835 |  | 0 | 3.5351e-05 | 3.5351e-05 | 0 | 0 | 0 | 0 | 0 | 0 | 0 | 0 | 0 | [40 empty] | All EPR in 2020WLDFRFinancial | WLDFR | HFTD - Distribution - Tier 2 - 5QU CoRE ¦ 1QU LoRE | Non-Red Flag Warning - Large Fires | 2021 | Financial | 2.942 | 700.8825 | 2021 | Control | 0.053 | 3 | 0 | esc | 0.055966 | 0.16465 | 0.055966 | 0.16465 | 0 | 0 | 0 | 0
[79 empty] | WLDFR | HFTD - Distribution - Tier 3 - 5QU CoRE ¦ 3QU LoRE | Non-Red Flag Warning - Small Fires | 2021 | 0 | 0 | 0 | 0 | 0.077901 | 0.036425 | 0.0015809 | 0.039895 | 0.0078847 | 0.0078847 | 0 | 0 | 0.0044835 |  | 0 | 3.5351e-05 | 3.5351e-05 | 0 | 3.5351e-05 | 3.5351e-05 | 0 | 0 | 0 | 0 | 0 | 0 | [40 empty] | All EPR in 2020WLDFRSafety | WLDFR | HFTD - Distribution - Tier 2 - 5QU CoRE ¦ 1QU LoRE | Non-Red Flag Warning - Large Fires | 2021 | Safety | 1.6022 | 700.8825 | 2021 | Control | 0.053 | 3 | 0 | esc | 0.055966 | 0.089668 | 0.055966 | 0.089668 | 0 | 0 | 0 | 0
[79 empty] | WLDFR | HFTD - Distribution - Tier 3 - 5QU CoRE ¦ 3QU LoRE | Non-Red Flag Warning - Small Fires | 2022 | 0 | 0 | 0 | 0 | 0.077901 | 0.036425 | 0.0015809 | 0.039895 | 0.0078847 | 0.0078847 | 0.0078847 | 0 | 0.0044835 |  | 0 | 3.5351e-05 | 3.5351e-05 | 0 | 3.5351e-05 | 3.5351e-05 | 0 | 3.5351e-05 | 3.5351e-05 | 0 | 0 | 0 | [40 empty] | All EPR in 2020WLDFRElectric Reliability | WLDFR | HFTD - Distribution - Tier 2 - 5QU CoRE ¦ 1QU LoRE | Non-Red Flag Warning - Large Fires | 2022 | Electric Reliability | 0.69642 | 700.8825 | 2022 | Control | 0.1325 | 3 | 0 | esc | 0.15274 | 0.10637 | 0.15274 | 0.10637 | 0.15274 | 0.10637 | 0 | 0
[79 empty] | WLDFR | HFTD - Distribution - Tier 3 - 5QU CoRE ¦ 3QU LoRE | Non-Red Flag Warning - Small Fires | 2023 | 0 | 0 | 0 | 0 | 0.080408 | 0.03759 | 0.0016314 | 0.041187 | 0 | 0.0081378 | 0.0081378 | 0.0081378 | 0.0044835 |  | 0 | 0 | 0 | 0 | 3.6486e-05 | 3.6486e-05 | 0 | 3.6486e-05 | 3.6486e-05 | 0 | 3.6486e-05 | 3.6486e-05 | [40 empty] | All EPR in 2020WLDFRFinancial | WLDFR | HFTD - Distribution - Tier 2 - 5QU CoRE ¦ 1QU LoRE | Non-Red Flag Warning - Large Fires | 2022 | Financial | 2.942 | 700.8825 | 2022 | Control | 0.053 | 3 | 0 | esc | 0.055966 | 0.16465 | 0.055966 | 0.16465 | 0.055966 | 0.16465 | 0 | 0
[79 empty] | WLDFR | HFTD - Distribution - Tier 3 - 5QU CoRE ¦ 3QU LoRE | Non-Red Flag Warning - Small Fires | 2024 | 0 | 0 | 0 | 0 | 0.080408 | 0.03759 | 0.0016314 | 0.041187 | 0 | 0 | 0.0081378 | 0.0081378 | 0.0044835 |  | 0 | 0 | 0 | 0 | 0 | 0 | 0 | 3.6486e-05 | 3.6486e-05 | 0 | 3.6486e-05 | 3.6486e-05 | [40 empty] | All EPR in 2020WLDFRSafety | WLDFR | HFTD - Distribution - Tier 2 - 5QU CoRE ¦ 1QU LoRE | Non-Red Flag Warning - Large Fires | 2022 | Safety | 1.6022 | 700.8825 | 2022 | Control | 0.053 | 3 | 0 | esc | 0.055966 | 0.089668 | 0.055966 | 0.089668 | 0.055966 | 0.089668 | 0 | 0
[79 empty] | WLDFR | HFTD - Distribution - Tier 3 - 5QU CoRE ¦ 3QU LoRE | Non-Red Flag Warning - Small Fires | 2025 | 0 | 0 | 0 | 0 | 0.080408 | 0.03759 | 0.0016314 | 0.041187 | 0 | 0 | 0 | 0.0081378 | 0.0044835 |  | 0 | 0 | 0 | 0 | 0 | 0 | 0 | 0 | 0 | 0 | 3.6486e-05 | 3.6486e-05 | [40 empty] | All EPR in 2020WLDFRElectric Reliability | WLDFR | HFTD - Distribution - Tier 2 - 5QU CoRE ¦ 1QU LoRE | Non-Red Flag Warning - Large Fires | 2023 | Electric Reliability | 0.71896 | 700.8825 | 2023 | Control | 0.1325 | 3 | 0 | esc | 0 | 0 | 0.15274 | 0.10981 | 0.15274 | 0.10981 | 0.15274 | 0.10981
[79 empty] | WLDFR | HFTD - Distribution - Tier 3 - 5QU CoRE ¦ 3QU LoRE | Red Flag Warning - Catastrophic Fires | 2020 | 0 | 0 | 0 | 0 | 14146.1306 | 222.2294 | 8585.7228 | 5338.1784 | 813.2108 | 0 | 0 | 0 | 1.8781e-06 |  | 0 | 0.0015273 | 0.0015273 | 0 | 0 | 0 | 0 | 0 | 0 | 0 | 0 | 0 | [40 empty] | All EPR in 2020WLDFRFinancial | WLDFR | HFTD - Distribution - Tier 2 - 5QU CoRE ¦ 1QU LoRE | Non-Red Flag Warning - Large Fires | 2023 | Financial | 3.0715 | 700.8825 | 2023 | Control | 0.053 | 3 | 0 | esc | 0 | 0 | 0.055966 | 0.1719 | 0.055966 | 0.1719 | 0.055966 | 0.1719
[79 empty] | WLDFR | HFTD - Distribution - Tier 3 - 5QU CoRE ¦ 3QU LoRE | Red Flag Warning - Catastrophic Fires | 2021 | 0 | 0 | 0 | 0 | 14146.1306 | 222.2294 | 8585.7228 | 5338.1784 | 813.2108 | 813.2108 | 0 | 0 | 1.8781e-06 |  | 0 | 0.0015273 | 0.0015273 | 0 | 0.0015273 | 0.0015273 | 0 | 0 | 0 | 0 | 0 | 0 | [40 empty] | All EPR in 2020WLDFRSafety | WLDFR | HFTD - Distribution - Tier 2 - 5QU CoRE ¦ 1QU LoRE | Non-Red Flag Warning - Large Fires | 2023 | Safety | 1.6846 | 700.8825 | 2023 | Control | 0.053 | 3 | 0 | esc | 0 | 0 | 0.055966 | 0.094279 | 0.055966 | 0.094279 | 0.055966 | 0.094279
[79 empty] | WLDFR | HFTD - Distribution - Tier 3 - 5QU CoRE ¦ 3QU LoRE | Red Flag Warning - Catastrophic Fires | 2022 | 0 | 0 | 0 | 0 | 14146.1306 | 222.2294 | 8585.7228 | 5338.1784 | 813.2108 | 813.2108 | 813.2108 | 0 | 1.8781e-06 |  | 0 | 0.0015273 | 0.0015273 | 0 | 0.0015273 | 0.0015273 | 0 | 0.0015273 | 0.0015273 | 0 | 0 | 0 | [40 empty] | All EPR in 2020WLDFRElectric Reliability | WLDFR | HFTD - Distribution - Tier 2 - 5QU CoRE ¦ 1QU LoRE | Non-Red Flag Warning - Large Fires | 2024 | Electric Reliability | 0.71896 | 700.8825 | 2024 | Control | 0.1325 | 3 | 0 | esc | 0 | 0 | 0 | 0 | 0.15274 | 0.10981 | 0.15274 | 0.10981
[79 empty] | WLDFR | HFTD - Distribution - Tier 3 - 5QU CoRE ¦ 3QU LoRE | Red Flag Warning - Catastrophic Fires | 2023 | 0 | 0 | 0 | 0 | 14664.6376 | 233.2301 | 8896.516 | 5534.8915 | 0 | 843.2942 | 843.2942 | 843.2942 | 1.8781e-06 |  | 0 | 0 | 0 | 0 | 0.0015838 | 0.0015838 | 0 | 0.0015838 | 0.0015838 | 0 | 0.0015838 | 0.0015838 | [40 empty] | All EPR in 2020WLDFRFinancial | WLDFR | HFTD - Distribution - Tier 2 - 5QU CoRE ¦ 1QU LoRE | Non-Red Flag Warning - Large Fires | 2024 | Financial | 3.0715 | 700.8825 | 2024 | Control | 0.053 | 3 | 0 | esc | 0 | 0 | 0 | 0 | 0.055966 | 0.1719 | 0.055966 | 0.1719
[79 empty] | WLDFR | HFTD - Distribution - Tier 3 - 5QU CoRE ¦ 3QU LoRE | Red Flag Warning - Catastrophic Fires | 2024 | 0 | 0 | 0 | 0 | 14664.6376 | 233.2301 | 8896.516 | 5534.8915 | 0 | 0 | 843.2942 | 843.2942 | 1.8781e-06 |  | 0 | 0 | 0 | 0 | 0 | 0 | 0 | 0.0015838 | 0.0015838 | 0 | 0.0015838 | 0.0015838 | [40 empty] | All EPR in 2020WLDFRSafety | WLDFR | HFTD - Distribution - Tier 2 - 5QU CoRE ¦ 1QU LoRE | Non-Red Flag Warning - Large Fires | 2024 | Safety | 1.6846 | 700.8825 | 2024 | Control | 0.053 | 3 | 0 | esc | 0 | 0 | 0 | 0 | 0.055966 | 0.094279 | 0.055966 | 0.094279
[79 empty] | WLDFR | HFTD - Distribution - Tier 3 - 5QU CoRE ¦ 3QU LoRE | Red Flag Warning - Catastrophic Fires | 2025 | 0 | 0 | 0 | 0 | 14664.6376 | 233.2301 | 8896.516 | 5534.8915 | 0 | 0 | 0 | 843.2942 | 1.8781e-06 |  | 0 | 0 | 0 | 0 | 0 | 0 | 0 | 0 | 0 | 0 | 0.0015838 | 0.0015838 | [40 empty] | All EPR in 2020WLDFRElectric Reliability | WLDFR | HFTD - Distribution - Tier 2 - 5QU CoRE ¦ 1QU LoRE | Non-Red Flag Warning - Large Fires | 2025 | Electric Reliability | 0.71896 | 700.8825 | 2025 | Control | 0.1325 | 3 | 0 | esc | 0 | 0 | 0 | 0 | 0 | 0 | 0.15274 | 0.10981
[79 empty] | WLDFR | HFTD - Distribution - Tier 3 - 5QU CoRE ¦ 3QU LoRE | Red Flag Warning - Destructive Fires | 2020 | 0 | 0 | 0 | 0 | 8807.9522 | 222.2294 | 8585.7228 | 0 | 514.4532 | 0 | 0 | 0 | 2.9647e-07 |  | 0 | 0.00015252 | 0.00015252 | 0 | 0 | 0 | 0 | 0 | 0 | 0 | 0 | 0 | [40 empty] | All EPR in 2020WLDFRFinancial | WLDFR | HFTD - Distribution - Tier 2 - 5QU CoRE ¦ 1QU LoRE | Non-Red Flag Warning - Large Fires | 2025 | Financial | 3.0715 | 700.8825 | 2025 | Control | 0.053 | 3 | 0 | esc | 0 | 0 | 0 | 0 | 0 | 0 | 0.055966 | 0.1719
[79 empty] | WLDFR | HFTD - Distribution - Tier 3 - 5QU CoRE ¦ 3QU LoRE | Red Flag Warning - Destructive Fires | 2021 | 0 | 0 | 0 | 0 | 8807.9522 | 222.2294 | 8585.7228 | 0 | 514.4532 | 514.4532 | 0 | 0 | 2.9647e-07 |  | 0 | 0.00015252 | 0.00015252 | 0 | 0.00015252 | 0.00015252 | 0 | 0 | 0 | 0 | 0 | 0 | [40 empty] | All EPR in 2020WLDFRSafety | WLDFR | HFTD - Distribution - Tier 2 - 5QU CoRE ¦ 1QU LoRE | Non-Red Flag Warning - Large Fires | 2025 | Safety | 1.6846 | 700.8825 | 2025 | Control | 0.053 | 3 | 0 | esc | 0 | 0 | 0 | 0 | 0 | 0 | 0.055966 | 0.094279
[79 empty] | WLDFR | HFTD - Distribution - Tier 3 - 5QU CoRE ¦ 3QU LoRE | Red Flag Warning - Destructive Fires | 2022 | 0 | 0 | 0 | 0 | 8807.9522 | 222.2294 | 8585.7228 | 0 | 514.4532 | 514.4532 | 514.4532 | 0 | 2.9647e-07 |  | 0 | 0.00015252 | 0.00015252 | 0 | 0.00015252 | 0.00015252 | 0 | 0.00015252 | 0.00015252 | 0 | 0 | 0 | [40 empty] | All EPR in 2020WLDFRElectric Reliability | WLDFR | HFTD - Distribution - Tier 2 - 5QU CoRE ¦ 1QU LoRE | Non-Red Flag Warning - Small Fires | 2021 | Electric Reliability | 0.036425 | 700.8825 | 2021 | Control | 0.1325 | 3 | 0 | esc | 0.15274 | 0.0055635 | 0.15274 | 0.0055635 | 0 | 0 | 0 | 0
[79 empty] | WLDFR | HFTD - Distribution - Tier 3 - 5QU CoRE ¦ 3QU LoRE | Red Flag Warning - Destructive Fires | 2023 | 0 | 0 | 0 | 0 | 9129.7461 | 233.2301 | 8896.516 | 0 | 0 | 533.5273 | 533.5273 | 533.5273 | 2.9647e-07 |  | 0 | 0 | 0 | 0 | 0.00015817 | 0.00015817 | 0 | 0.00015817 | 0.00015817 | 0 | 0.00015817 | 0.00015817 | [40 empty] | All EPR in 2020WLDFRFinancial | WLDFR | HFTD - Distribution - Tier 2 - 5QU CoRE ¦ 1QU LoRE | Non-Red Flag Warning - Small Fires | 2021 | Financial | 0.0015809 | 700.8825 | 2021 | Control | 0.053 | 3 | 0 | esc | 0.055966 | 8.8475e-05 | 0.055966 | 8.8475e-05 | 0 | 0 | 0 | 0
[79 empty] | WLDFR | HFTD - Distribution - Tier 3 - 5QU CoRE ¦ 3QU LoRE | Red Flag Warning - Destructive Fires | 2024 | 0 | 0 | 0 | 0 | 9129.7461 | 233.2301 | 8896.516 | 0 | 0 | 0 | 533.5273 | 533.5273 | 2.9647e-07 |  | 0 | 0 | 0 | 0 | 0 | 0 | 0 | 0.00015817 | 0.00015817 | 0 | 0.00015817 | 0.00015817 | [40 empty] | All EPR in 2020WLDFRSafety | WLDFR | HFTD - Distribution - Tier 2 - 5QU CoRE ¦ 1QU LoRE | Non-Red Flag Warning - Small Fires | 2021 | Safety | 0.039895 | 700.8825 | 2021 | Control | 0.053 | 3 | 0 | esc | 0.055966 | 0.0022328 | 0.055966 | 0.0022328 | 0 | 0 | 0 | 0
[79 empty] | WLDFR | HFTD - Distribution - Tier 3 - 5QU CoRE ¦ 3QU LoRE | Red Flag Warning - Destructive Fires | 2025 | 0 | 0 | 0 | 0 | 9129.7461 | 233.2301 | 8896.516 | 0 | 0 | 0 | 0 | 533.5273 | 2.9647e-07 |  | 0 | 0 | 0 | 0 | 0 | 0 | 0 | 0 | 0 | 0 | 0.00015817 | 0.00015817 | [40 empty] | All EPR in 2020WLDFRElectric Reliability | WLDFR | HFTD - Distribution - Tier 2 - 5QU CoRE ¦ 1QU LoRE | Non-Red Flag Warning - Small Fires | 2022 | Electric Reliability | 0.036425 | 700.8825 | 2022 | Control | 0.1325 | 3 | 0 | esc | 0.15274 | 0.0055635 | 0.15274 | 0.0055635 | 0.15274 | 0.0055635 | 0 | 0
[79 empty] | WLDFR | HFTD - Distribution - Tier 3 - 5QU CoRE ¦ 3QU LoRE | Red Flag Warning - Large Fires | 2020 | 0 | 0 | 0 | 0 | 5.2406 | 0.69642 | 2.942 | 1.6022 | 0.36069 | 0 | 0 | 0 | 2.0601e-05 |  | 0 | 7.4307e-06 | 7.4307e-06 | 0 | 0 | 0 | 0 | 0 | 0 | 0 | 0 | 0 | [40 empty] | All EPR in 2020WLDFRFinancial | WLDFR | HFTD - Distribution - Tier 2 - 5QU CoRE ¦ 1QU LoRE | Non-Red Flag Warning - Small Fires | 2022 | Financial | 0.0015809 | 700.8825 | 2022 | Control | 0.053 | 3 | 0 | esc | 0.055966 | 8.8475e-05 | 0.055966 | 8.8475e-05 | 0.055966 | 8.8475e-05 | 0 | 0
[79 empty] | WLDFR | HFTD - Distribution - Tier 3 - 5QU CoRE ¦ 3QU LoRE | Red Flag Warning - Large Fires | 2021 | 0 | 0 | 0 | 0 | 5.2406 | 0.69642 | 2.942 | 1.6022 | 0.36069 | 0.36069 | 0 | 0 | 2.0601e-05 |  | 0 | 7.4307e-06 | 7.4307e-06 | 0 | 7.4307e-06 | 7.4307e-06 | 0 | 0 | 0 | 0 | 0 | 0 | [40 empty] | All EPR in 2020WLDFRSafety | WLDFR | HFTD - Distribution - Tier 2 - 5QU CoRE ¦ 1QU LoRE | Non-Red Flag Warning - Small Fires | 2022 | Safety | 0.039895 | 700.8825 | 2022 | Control | 0.053 | 3 | 0 | esc | 0.055966 | 0.0022328 | 0.055966 | 0.0022328 | 0.055966 | 0.0022328 | 0 | 0
[79 empty] | WLDFR | HFTD - Distribution - Tier 3 - 5QU CoRE ¦ 3QU LoRE | Red Flag Warning - Large Fires | 2022 | 0 | 0 | 0 | 0 | 5.2406 | 0.69642 | 2.942 | 1.6022 | 0.36069 | 0.36069 | 0.36069 | 0 | 2.0601e-05 |  | 0 | 7.4307e-06 | 7.4307e-06 | 0 | 7.4307e-06 | 7.4307e-06 | 0 | 7.4307e-06 | 7.4307e-06 | 0 | 0 | 0 | [40 empty] | All EPR in 2020WLDFRElectric Reliability | WLDFR | HFTD - Distribution - Tier 2 - 5QU CoRE ¦ 1QU LoRE | Non-Red Flag Warning - Small Fires | 2023 | Electric Reliability | 0.03759 | 700.8825 | 2023 | Control | 0.1325 | 3 | 0 | esc | 0 | 0 | 0.15274 | 0.0057414 | 0.15274 | 0.0057414 | 0.15274 | 0.0057414
[79 empty] | WLDFR | HFTD - Distribution - Tier 3 - 5QU CoRE ¦ 3QU LoRE | Red Flag Warning - Large Fires | 2023 | 0 | 0 | 0 | 0 | 5.475 | 0.71896 | 3.0715 | 1.6846 | 0 | 0.37599 | 0.37599 | 0.37599 | 2.0601e-05 |  | 0 | 0 | 0 | 0 | 7.746e-06 | 7.746e-06 | 0 | 7.746e-06 | 7.746e-06 | 0 | 7.746e-06 | 7.746e-06 | [40 empty] | All EPR in 2020WLDFRFinancial | WLDFR | HFTD - Distribution - Tier 2 - 5QU CoRE ¦ 1QU LoRE | Non-Red Flag Warning - Small Fires | 2023 | Financial | 0.0016314 | 700.8825 | 2023 | Control | 0.053 | 3 | 0 | esc | 0 | 0 | 0.055966 | 9.1305e-05 | 0.055966 | 9.1305e-05 | 0.055966 | 9.1305e-05
[79 empty] | WLDFR | HFTD - Distribution - Tier 3 - 5QU CoRE ¦ 3QU LoRE | Red Flag Warning - Large Fires | 2024 | 0 | 0 | 0 | 0 | 5.475 | 0.71896 | 3.0715 | 1.6846 | 0 | 0 | 0.37599 | 0.37599 | 2.0601e-05 |  | 0 | 0 | 0 | 0 | 0 | 0 | 0 | 7.746e-06 | 7.746e-06 | 0 | 7.746e-06 | 7.746e-06 | [40 empty] | All EPR in 2020WLDFRSafety | WLDFR | HFTD - Distribution - Tier 2 - 5QU CoRE ¦ 1QU LoRE | Non-Red Flag Warning - Small Fires | 2023 | Safety | 0.041187 | 700.8825 | 2023 | Control | 0.053 | 3 | 0 | esc | 0 | 0 | 0.055966 | 0.0023051 | 0.055966 | 0.0023051 | 0.055966 | 0.0023051
[79 empty] | WLDFR | HFTD - Distribution - Tier 3 - 5QU CoRE ¦ 3QU LoRE | Red Flag Warning - Large Fires | 2025 | 0 | 0 | 0 | 0 | 5.475 | 0.71896 | 3.0715 | 1.6846 | 0 | 0 | 0 | 0.37599 | 2.0601e-05 |  | 0 | 0 | 0 | 0 | 0 | 0 | 0 | 0 | 0 | 0 | 7.746e-06 | 7.746e-06 | [40 empty] | All EPR in 2020WLDFRElectric Reliability | WLDFR | HFTD - Distribution - Tier 2 - 5QU CoRE ¦ 1QU LoRE | Non-Red Flag Warning - Small Fires | 2024 | Electric Reliability | 0.03759 | 700.8825 | 2024 | Control | 0.1325 | 3 | 0 | esc | 0 | 0 | 0 | 0 | 0.15274 | 0.0057414 | 0.15274 | 0.0057414
[79 empty] | WLDFR | HFTD - Distribution - Tier 3 - 5QU CoRE ¦ 3QU LoRE | Red Flag Warning - Small Fires | 2020 | 0 | 0 | 0 | 0 | 0.077901 | 0.036425 | 0.0015809 | 0.039895 | 0.0078847 | 0 | 0 | 0 | 0.00060583 |  | 0 | 4.7768e-06 | 4.7768e-06 | 0 | 0 | 0 | 0 | 0 | 0 | 0 | 0 | 0 | [40 empty] | All EPR in 2020WLDFRFinancial | WLDFR | HFTD - Distribution - Tier 2 - 5QU CoRE ¦ 1QU LoRE | Non-Red Flag Warning - Small Fires | 2024 | Financial | 0.0016314 | 700.8825 | 2024 | Control | 0.053 | 3 | 0 | esc | 0 | 0 | 0 | 0 | 0.055966 | 9.1305e-05 | 0.055966 | 9.1305e-05
[79 empty] | WLDFR | HFTD - Distribution - Tier 3 - 5QU CoRE ¦ 3QU LoRE | Red Flag Warning - Small Fires | 2021 | 0 | 0 | 0 | 0 | 0.077901 | 0.036425 | 0.0015809 | 0.039895 | 0.0078847 | 0.0078847 | 0 | 0 | 0.00060583 |  | 0 | 4.7768e-06 | 4.7768e-06 | 0 | 4.7768e-06 | 4.7768e-06 | 0 | 0 | 0 | 0 | 0 | 0 | [40 empty] | All EPR in 2020WLDFRSafety | WLDFR | HFTD - Distribution - Tier 2 - 5QU CoRE ¦ 1QU LoRE | Non-Red Flag Warning - Small Fires | 2024 | Safety | 0.041187 | 700.8825 | 2024 | Control | 0.053 | 3 | 0 | esc | 0 | 0 | 0 | 0 | 0.055966 | 0.0023051 | 0.055966 | 0.0023051
[79 empty] | WLDFR | HFTD - Distribution - Tier 3 - 5QU CoRE ¦ 3QU LoRE | Red Flag Warning - Small Fires | 2022 | 0 | 0 | 0 | 0 | 0.077901 | 0.036425 | 0.0015809 | 0.039895 | 0.0078847 | 0.0078847 | 0.0078847 | 0 | 0.00060583 |  | 0 | 4.7768e-06 | 4.7768e-06 | 0 | 4.7768e-06 | 4.7768e-06 | 0 | 4.7768e-06 | 4.7768e-06 | 0 | 0 | 0 | [40 empty] | All EPR in 2020WLDFRElectric Reliability | WLDFR | HFTD - Distribution - Tier 2 - 5QU CoRE ¦ 1QU LoRE | Non-Red Flag Warning - Small Fires | 2025 | Electric Reliability | 0.03759 | 700.8825 | 2025 | Control | 0.1325 | 3 | 0 | esc | 0 | 0 | 0 | 0 | 0 | 0 | 0.15274 | 0.0057414
[79 empty] | WLDFR | HFTD - Distribution - Tier 3 - 5QU CoRE ¦ 3QU LoRE | Red Flag Warning - Small Fires | 2023 | 0 | 0 | 0 | 0 | 0.080408 | 0.03759 | 0.0016314 | 0.041187 | 0 | 0.0081378 | 0.0081378 | 0.0081378 | 0.00060583 |  | 0 | 0 | 0 | 0 | 4.9302e-06 | 4.9302e-06 | 0 | 4.9302e-06 | 4.9302e-06 | 0 | 4.9302e-06 | 4.9302e-06 | [40 empty] | All EPR in 2020WLDFRFinancial | WLDFR | HFTD - Distribution - Tier 2 - 5QU CoRE ¦ 1QU LoRE | Non-Red Flag Warning - Small Fires | 2025 | Financial | 0.0016314 | 700.8825 | 2025 | Control | 0.053 | 3 | 0 | esc | 0 | 0 | 0 | 0 | 0 | 0 | 0.055966 | 9.1305e-05
[79 empty] | WLDFR | HFTD - Distribution - Tier 3 - 5QU CoRE ¦ 3QU LoRE | Red Flag Warning - Small Fires | 2024 | 0 | 0 | 0 | 0 | 0.080408 | 0.03759 | 0.0016314 | 0.041187 | 0 | 0 | 0.0081378 | 0.0081378 | 0.00060583 |  | 0 | 0 | 0 | 0 | 0 | 0 | 0 | 4.9302e-06 | 4.9302e-06 | 0 | 4.9302e-06 | 4.9302e-06 | [40 empty] | All EPR in 2020WLDFRSafety | WLDFR | HFTD - Distribution - Tier 2 - 5QU CoRE ¦ 1QU LoRE | Non-Red Flag Warning - Small Fires | 2025 | Safety | 0.041187 | 700.8825 | 2025 | Control | 0.053 | 3 | 0 | esc | 0 | 0 | 0 | 0 | 0 | 0 | 0.055966 | 0.0023051
[79 empty] | WLDFR | HFTD - Distribution - Tier 3 - 5QU CoRE ¦ 3QU LoRE | Red Flag Warning - Small Fires | 2025 | 0 | 0 | 0 | 0 | 0.080408 | 0.03759 | 0.0016314 | 0.041187 | 0 | 0 | 0 | 0.0081378 | 0.00060583 |  | 0 | 0 | 0 | 0 | 0 | 0 | 0 | 0 | 0 | 0 | 4.9302e-06 | 4.9302e-06 | [40 empty] | All EPR in 2020WLDFRElectric Reliability | WLDFR | HFTD - Distribution - Tier 2 - 5QU CoRE ¦ 1QU LoRE | Red Flag Warning - Catastrophic Fires | 2021 | Electric Reliability | 222.2294 | 700.8825 | 2021 | Control | 0.1325 | 3 | 0 | esc | 0.15274 | 33.9428 | 0.15274 | 33.9428 | 0 | 0 | 0 | 0
[79 empty] | WLDFR | HFTD - Distribution - Tier 3 - 5QU CoRE ¦ 3QU LoRE | Seismic - Non-Red Flag Warning - Catastrophic Fires | 2020 | 0 | 0 | 0 | 0 | 21083.8428 | 409.2237 | 13469.0878 | 7205.5313 | 1219.584 | 0 | 0 | 0 | 1.3366e-09 |  | 0 | 1.6301e-06 | 1.6301e-06 | 0 | 0 | 0 | 0 | 0 | 0 | 0 | 0 | 0 | [40 empty] | All EPR in 2020WLDFRFinancial | WLDFR | HFTD - Distribution - Tier 2 - 5QU CoRE ¦ 1QU LoRE | Red Flag Warning - Catastrophic Fires | 2021 | Financial | 8585.7228 | 700.8825 | 2021 | Control | 0.053 | 3 | 0 | esc | 0.055966 | 480.5104 | 0.055966 | 480.5104 | 0 | 0 | 0 | 0
[79 empty] | WLDFR | HFTD - Distribution - Tier 3 - 5QU CoRE ¦ 3QU LoRE | Seismic - Non-Red Flag Warning - Catastrophic Fires | 2021 | 0 | 0 | 0 | 0 | 21083.8428 | 409.2237 | 13469.0878 | 7205.5313 | 1219.584 | 1219.584 | 0 | 0 | 1.3366e-09 |  | 0 | 1.6301e-06 | 1.6301e-06 | 0 | 1.6301e-06 | 1.6301e-06 | 0 | 0 | 0 | 0 | 0 | 0 | [40 empty] | All EPR in 2020WLDFRSafety | WLDFR | HFTD - Distribution - Tier 2 - 5QU CoRE ¦ 1QU LoRE | Red Flag Warning - Catastrophic Fires | 2021 | Safety | 5338.1784 | 700.8825 | 2021 | Control | 0.053 | 3 | 0 | esc | 0.055966 | 298.7576 | 0.055966 | 298.7576 | 0 | 0 | 0 | 0
[79 empty] | WLDFR | HFTD - Distribution - Tier 3 - 5QU CoRE ¦ 3QU LoRE | Seismic - Non-Red Flag Warning - Catastrophic Fires | 2022 | 0 | 0 | 0 | 0 | 21083.8428 | 409.2237 | 13469.0878 | 7205.5313 | 1219.584 | 1219.584 | 1219.584 | 0 | 1.3366e-09 |  | 0 | 1.6301e-06 | 1.6301e-06 | 0 | 1.6301e-06 | 1.6301e-06 | 0 | 1.6301e-06 | 1.6301e-06 | 0 | 0 | 0 | [40 empty] | All EPR in 2020WLDFRElectric Reliability | WLDFR | HFTD - Distribution - Tier 2 - 5QU CoRE ¦ 1QU LoRE | Red Flag Warning - Catastrophic Fires | 2022 | Electric Reliability | 222.2294 | 700.8825 | 2022 | Control | 0.1325 | 3 | 0 | esc | 0.15274 | 33.9428 | 0.15274 | 33.9428 | 0.15274 | 33.9428 | 0 | 0
[79 empty] | WLDFR | HFTD - Distribution - Tier 3 - 5QU CoRE ¦ 3QU LoRE | Seismic - Non-Red Flag Warning - Catastrophic Fires | 2023 | 0 | 0 | 0 | 0 | 21835.9781 | 428.6023 | 13939.561 | 7467.8148 | 0 | 1263.5534 | 1263.5534 | 1263.5534 | 1.3366e-09 |  | 0 | 0 | 0 | 0 | 1.6888e-06 | 1.6888e-06 | 0 | 1.6888e-06 | 1.6888e-06 | 0 | 1.6888e-06 | 1.6888e-06 | [40 empty] | All EPR in 2020WLDFRFinancial | WLDFR | HFTD - Distribution - Tier 2 - 5QU CoRE ¦ 1QU LoRE | Red Flag Warning - Catastrophic Fires | 2022 | Financial | 8585.7228 | 700.8825 | 2022 | Control | 0.053 | 3 | 0 | esc | 0.055966 | 480.5104 | 0.055966 | 480.5104 | 0.055966 | 480.5104 | 0 | 0
[79 empty] | WLDFR | HFTD - Distribution - Tier 3 - 5QU CoRE ¦ 3QU LoRE | Seismic - Non-Red Flag Warning - Catastrophic Fires | 2024 | 0 | 0 | 0 | 0 | 21835.9781 | 428.6023 | 13939.561 | 7467.8148 | 0 | 0 | 1263.5534 | 1263.5534 | 1.3366e-09 |  | 0 | 0 | 0 | 0 | 0 | 0 | 0 | 1.6888e-06 | 1.6888e-06 | 0 | 1.6888e-06 | 1.6888e-06 | [40 empty] | All EPR in 2020WLDFRSafety | WLDFR | HFTD - Distribution - Tier 2 - 5QU CoRE ¦ 1QU LoRE | Red Flag Warning - Catastrophic Fires | 2022 | Safety | 5338.1784 | 700.8825 | 2022 | Control | 0.053 | 3 | 0 | esc | 0.055966 | 298.7576 | 0.055966 | 298.7576 | 0.055966 | 298.7576 | 0 | 0
[79 empty] | WLDFR | HFTD - Distribution - Tier 3 - 5QU CoRE ¦ 3QU LoRE | Seismic - Non-Red Flag Warning - Catastrophic Fires | 2025 | 0 | 0 | 0 | 0 | 21835.9781 | 428.6023 | 13939.561 | 7467.8148 | 0 | 0 | 0 | 1263.5534 | 1.3366e-09 |  | 0 | 0 | 0 | 0 | 0 | 0 | 0 | 0 | 0 | 0 | 1.6888e-06 | 1.6888e-06 | [40 empty] | All EPR in 2020WLDFRElectric Reliability | WLDFR | HFTD - Distribution - Tier 2 - 5QU CoRE ¦ 1QU LoRE | Red Flag Warning - Catastrophic Fires | 2023 | Electric Reliability | 233.2301 | 700.8825 | 2023 | Control | 0.1325 | 3 | 0 | esc | 0 | 0 | 0.15274 | 35.623 | 0.15274 | 35.623 | 0.15274 | 35.623
[79 empty] | WLDFR | HFTD - Distribution - Tier 3 - 5QU CoRE ¦ 3QU LoRE | Seismic - Red Flag Warning - Catastrophic Fires | 2020 | 0 | 0 | 0 | 0 | 21083.8428 | 409.2237 | 13469.0878 | 7205.5313 | 1219.584 | 0 | 0 | 0 | 5.7644e-08 |  | 0 | 7.0302e-05 | 7.0302e-05 | 0 | 0 | 0 | 0 | 0 | 0 | 0 | 0 | 0 | [40 empty] | All EPR in 2020WLDFRFinancial | WLDFR | HFTD - Distribution - Tier 2 - 5QU CoRE ¦ 1QU LoRE | Red Flag Warning - Catastrophic Fires | 2023 | Financial | 8896.516 | 700.8825 | 2023 | Control | 0.053 | 3 | 0 | esc | 0 | 0 | 0.055966 | 497.9043 | 0.055966 | 497.9043 | 0.055966 | 497.9043
[79 empty] | WLDFR | HFTD - Distribution - Tier 3 - 5QU CoRE ¦ 3QU LoRE | Seismic - Red Flag Warning - Catastrophic Fires | 2021 | 0 | 0 | 0 | 0 | 21083.8428 | 409.2237 | 13469.0878 | 7205.5313 | 1219.584 | 1219.584 | 0 | 0 | 5.7644e-08 |  | 0 | 7.0302e-05 | 7.0302e-05 | 0 | 7.0302e-05 | 7.0302e-05 | 0 | 0 | 0 | 0 | 0 | 0 | [40 empty] | All EPR in 2020WLDFRSafety | WLDFR | HFTD - Distribution - Tier 2 - 5QU CoRE ¦ 1QU LoRE | Red Flag Warning - Catastrophic Fires | 2023 | Safety | 5534.8915 | 700.8825 | 2023 | Control | 0.053 | 3 | 0 | esc | 0 | 0 | 0.055966 | 309.7669 | 0.055966 | 309.7669 | 0.055966 | 309.7669
[79 empty] | WLDFR | HFTD - Distribution - Tier 3 - 5QU CoRE ¦ 3QU LoRE | Seismic - Red Flag Warning - Catastrophic Fires | 2022 | 0 | 0 | 0 | 0 | 21083.8428 | 409.2237 | 13469.0878 | 7205.5313 | 1219.584 | 1219.584 | 1219.584 | 0 | 5.7644e-08 |  | 0 | 7.0302e-05 | 7.0302e-05 | 0 | 7.0302e-05 | 7.0302e-05 | 0 | 7.0302e-05 | 7.0302e-05 | 0 | 0 | 0 | [40 empty] | All EPR in 2020WLDFRElectric Reliability | WLDFR | HFTD - Distribution - Tier 2 - 5QU CoRE ¦ 1QU LoRE | Red Flag Warning - Catastrophic Fires | 2024 | Electric Reliability | 233.2301 | 700.8825 | 2024 | Control | 0.1325 | 3 | 0 | esc | 0 | 0 | 0 | 0 | 0.15274 | 35.623 | 0.15274 | 35.623
[79 empty] | WLDFR | HFTD - Distribution - Tier 3 - 5QU CoRE ¦ 3QU LoRE | Seismic - Red Flag Warning - Catastrophic Fires | 2023 | 0 | 0 | 0 | 0 | 21835.9781 | 428.6023 | 13939.561 | 7467.8148 | 0 | 1263.5534 | 1263.5534 | 1263.5534 | 5.7644e-08 |  | 0 | 0 | 0 | 0 | 7.2837e-05 | 7.2837e-05 | 0 | 7.2837e-05 | 7.2837e-05 | 0 | 7.2837e-05 | 7.2837e-05 | [40 empty] | All EPR in 2020WLDFRFinancial | WLDFR | HFTD - Distribution - Tier 2 - 5QU CoRE ¦ 1QU LoRE | Red Flag Warning - Catastrophic Fires | 2024 | Financial | 8896.516 | 700.8825 | 2024 | Control | 0.053 | 3 | 0 | esc | 0 | 0 | 0 | 0 | 0.055966 | 497.9043 | 0.055966 | 497.9043
[79 empty] | WLDFR | HFTD - Distribution - Tier 3 - 5QU CoRE ¦ 3QU LoRE | Seismic - Red Flag Warning - Catastrophic Fires | 2024 | 0 | 0 | 0 | 0 | 21835.9781 | 428.6023 | 13939.561 | 7467.8148 | 0 | 0 | 1263.5534 | 1263.5534 | 5.7644e-08 |  | 0 | 0 | 0 | 0 | 0 | 0 | 0 | 7.2837e-05 | 7.2837e-05 | 0 | 7.2837e-05 | 7.2837e-05 | [40 empty] | All EPR in 2020WLDFRSafety | WLDFR | HFTD - Distribution - Tier 2 - 5QU CoRE ¦ 1QU LoRE | Red Flag Warning - Catastrophic Fires | 2024 | Safety | 5534.8915 | 700.8825 | 2024 | Control | 0.053 | 3 | 0 | esc | 0 | 0 | 0 | 0 | 0.055966 | 309.7669 | 0.055966 | 309.7669
[79 empty] | WLDFR | HFTD - Distribution - Tier 3 - 5QU CoRE ¦ 3QU LoRE | Seismic - Red Flag Warning - Catastrophic Fires | 2025 | 0 | 0 | 0 | 0 | 21835.9781 | 428.6023 | 13939.561 | 7467.8148 | 0 | 0 | 0 | 1263.5534 | 5.7644e-08 |  | 0 | 0 | 0 | 0 | 0 | 0 | 0 | 0 | 0 | 0 | 7.2837e-05 | 7.2837e-05 | [40 empty] | All EPR in 2020WLDFRElectric Reliability | WLDFR | HFTD - Distribution - Tier 2 - 5QU CoRE ¦ 1QU LoRE | Red Flag Warning - Catastrophic Fires | 2025 | Electric Reliability | 233.2301 | 700.8825 | 2025 | Control | 0.1325 | 3 | 0 | esc | 0 | 0 | 0 | 0 | 0 | 0 | 0.15274 | 35.623
[79 empty] | WLDFR | HFTD - Distribution - Tier 3 - 5QU CoRE ¦ 4QU LoRE | Non-Red Flag Warning - Catastrophic Fires | 2020 | 0 | 0 | 0 | 0 | 14146.1306 | 222.2294 | 8585.7228 | 5338.1784 | 813.2108 | 0 | 0 | 0 | 8.9986e-08 |  | 0 | 7.3178e-05 | 7.3178e-05 | 0 | 0 | 0 | 0 | 0 | 0 | 0 | 0 | 0 | [40 empty] | All EPR in 2020WLDFRFinancial | WLDFR | HFTD - Distribution - Tier 2 - 5QU CoRE ¦ 1QU LoRE | Red Flag Warning - Catastrophic Fires | 2025 | Financial | 8896.516 | 700.8825 | 2025 | Control | 0.053 | 3 | 0 | esc | 0 | 0 | 0 | 0 | 0 | 0 | 0.055966 | 497.9043
[79 empty] | WLDFR | HFTD - Distribution - Tier 3 - 5QU CoRE ¦ 4QU LoRE | Non-Red Flag Warning - Catastrophic Fires | 2021 | 0 | 0 | 0 | 0 | 14146.1306 | 222.2294 | 8585.7228 | 5338.1784 | 813.2108 | 813.2108 | 0 | 0 | 8.9986e-08 |  | 0 | 7.3178e-05 | 7.3178e-05 | 0 | 7.3178e-05 | 7.3178e-05 | 0 | 0 | 0 | 0 | 0 | 0 | [40 empty] | All EPR in 2020WLDFRSafety | WLDFR | HFTD - Distribution - Tier 2 - 5QU CoRE ¦ 1QU LoRE | Red Flag Warning - Catastrophic Fires | 2025 | Safety | 5534.8915 | 700.8825 | 2025 | Control | 0.053 | 3 | 0 | esc | 0 | 0 | 0 | 0 | 0 | 0 | 0.055966 | 309.7669
[79 empty] | WLDFR | HFTD - Distribution - Tier 3 - 5QU CoRE ¦ 4QU LoRE | Non-Red Flag Warning - Catastrophic Fires | 2022 | 0 | 0 | 0 | 0 | 14146.1306 | 222.2294 | 8585.7228 | 5338.1784 | 813.2108 | 813.2108 | 813.2108 | 0 | 8.9986e-08 |  | 0 | 7.3178e-05 | 7.3178e-05 | 0 | 7.3178e-05 | 7.3178e-05 | 0 | 7.3178e-05 | 7.3178e-05 | 0 | 0 | 0 | [40 empty] | All EPR in 2020WLDFRElectric Reliability | WLDFR | HFTD - Distribution - Tier 2 - 5QU CoRE ¦ 1QU LoRE | Red Flag Warning - Destructive Fires | 2021 | Electric Reliability | 222.2294 | 700.8825 | 2021 | Control | 0.1325 | 3 | 0 | esc | 0.15274 | 33.9428 | 0.15274 | 33.9428 | 0 | 0 | 0 | 0
[79 empty] | WLDFR | HFTD - Distribution - Tier 3 - 5QU CoRE ¦ 4QU LoRE | Non-Red Flag Warning - Catastrophic Fires | 2023 | 0 | 0 | 0 | 0 | 14664.6376 | 233.2301 | 8896.516 | 5534.8915 | 0 | 843.2942 | 843.2942 | 843.2942 | 8.9986e-08 |  | 0 | 0 | 0 | 0 | 7.5885e-05 | 7.5885e-05 | 0 | 7.5885e-05 | 7.5885e-05 | 0 | 7.5885e-05 | 7.5885e-05 | [40 empty] | All EPR in 2020WLDFRFinancial | WLDFR | HFTD - Distribution - Tier 2 - 5QU CoRE ¦ 1QU LoRE | Red Flag Warning - Destructive Fires | 2021 | Financial | 8585.7228 | 700.8825 | 2021 | Control | 0.053 | 3 | 0 | esc | 0.055966 | 480.5104 | 0.055966 | 480.5104 | 0 | 0 | 0 | 0
[79 empty] | WLDFR | HFTD - Distribution - Tier 3 - 5QU CoRE ¦ 4QU LoRE | Non-Red Flag Warning - Catastrophic Fires | 2024 | 0 | 0 | 0 | 0 | 14664.6376 | 233.2301 | 8896.516 | 5534.8915 | 0 | 0 | 843.2942 | 843.2942 | 8.9986e-08 |  | 0 | 0 | 0 | 0 | 0 | 0 | 0 | 7.5885e-05 | 7.5885e-05 | 0 | 7.5885e-05 | 7.5885e-05 | [40 empty] | All EPR in 2020WLDFRElectric Reliability | WLDFR | HFTD - Distribution - Tier 2 - 5QU CoRE ¦ 1QU LoRE | Red Flag Warning - Destructive Fires | 2022 | Electric Reliability | 222.2294 | 700.8825 | 2022 | Control | 0.1325 | 3 | 0 | esc | 0.15274 | 33.9428 | 0.15274 | 33.9428 | 0.15274 | 33.9428 | 0 | 0
[79 empty] | WLDFR | HFTD - Distribution - Tier 3 - 5QU CoRE ¦ 4QU LoRE | Non-Red Flag Warning - Catastrophic Fires | 2025 | 0 | 0 | 0 | 0 | 14664.6376 | 233.2301 | 8896.516 | 5534.8915 | 0 | 0 | 0 | 843.2942 | 8.9986e-08 |  | 0 | 0 | 0 | 0 | 0 | 0 | 0 | 0 | 0 | 0 | 7.5885e-05 | 7.5885e-05 | [40 empty] | All EPR in 2020WLDFRFinancial | WLDFR | HFTD - Distribution - Tier 2 - 5QU CoRE ¦ 1QU LoRE | Red Flag Warning - Destructive Fires | 2022 | Financial | 8585.7228 | 700.8825 | 2022 | Control | 0.053 | 3 | 0 | esc | 0.055966 | 480.5104 | 0.055966 | 480.5104 | 0.055966 | 480.5104 | 0 | 0
[79 empty] | WLDFR | HFTD - Distribution - Tier 3 - 5QU CoRE ¦ 4QU LoRE | Non-Red Flag Warning - Destructive Fires | 2020 | 0 | 0 | 0 | 0 | 8807.9522 | 222.2294 | 8585.7228 | 0 | 514.4532 | 0 | 0 | 0 | 1.1125e-07 |  | 0 | 5.7233e-05 | 5.7233e-05 | 0 | 0 | 0 | 0 | 0 | 0 | 0 | 0 | 0 | [40 empty] | All EPR in 2020WLDFRElectric Reliability | WLDFR | HFTD - Distribution - Tier 2 - 5QU CoRE ¦ 1QU LoRE | Red Flag Warning - Destructive Fires | 2023 | Electric Reliability | 233.2301 | 700.8825 | 2023 | Control | 0.1325 | 3 | 0 | esc | 0 | 0 | 0.15274 | 35.623 | 0.15274 | 35.623 | 0.15274 | 35.623
[79 empty] | WLDFR | HFTD - Distribution - Tier 3 - 5QU CoRE ¦ 4QU LoRE | Non-Red Flag Warning - Destructive Fires | 2021 | 0 | 0 | 0 | 0 | 8807.9522 | 222.2294 | 8585.7228 | 0 | 514.4532 | 514.4532 | 0 | 0 | 1.1125e-07 |  | 0 | 5.7233e-05 | 5.7233e-05 | 0 | 5.7233e-05 | 5.7233e-05 | 0 | 0 | 0 | 0 | 0 | 0 | [40 empty] | All EPR in 2020WLDFRFinancial | WLDFR | HFTD - Distribution - Tier 2 - 5QU CoRE ¦ 1QU LoRE | Red Flag Warning - Destructive Fires | 2023 | Financial | 8896.516 | 700.8825 | 2023 | Control | 0.053 | 3 | 0 | esc | 0 | 0 | 0.055966 | 497.9043 | 0.055966 | 497.9043 | 0.055966 | 497.9043
[79 empty] | WLDFR | HFTD - Distribution - Tier 3 - 5QU CoRE ¦ 4QU LoRE | Non-Red Flag Warning - Destructive Fires | 2022 | 0 | 0 | 0 | 0 | 8807.9522 | 222.2294 | 8585.7228 | 0 | 514.4532 | 514.4532 | 514.4532 | 0 | 1.1125e-07 |  | 0 | 5.7233e-05 | 5.7233e-05 | 0 | 5.7233e-05 | 5.7233e-05 | 0 | 5.7233e-05 | 5.7233e-05 | 0 | 0 | 0 | [40 empty] | All EPR in 2020WLDFRElectric Reliability | WLDFR | HFTD - Distribution - Tier 2 - 5QU CoRE ¦ 1QU LoRE | Red Flag Warning - Destructive Fires | 2024 | Electric Reliability | 233.2301 | 700.8825 | 2024 | Control | 0.1325 | 3 | 0 | esc | 0 | 0 | 0 | 0 | 0.15274 | 35.623 | 0.15274 | 35.623
[79 empty] | WLDFR | HFTD - Distribution - Tier 3 - 5QU CoRE ¦ 4QU LoRE | Non-Red Flag Warning - Destructive Fires | 2023 | 0 | 0 | 0 | 0 | 9129.7461 | 233.2301 | 8896.516 | 0 | 0 | 533.5273 | 533.5273 | 533.5273 | 1.1125e-07 |  | 0 | 0 | 0 | 0 | 5.9355e-05 | 5.9355e-05 | 0 | 5.9355e-05 | 5.9355e-05 | 0 | 5.9355e-05 | 5.9355e-05 | [40 empty] | All EPR in 2020WLDFRFinancial | WLDFR | HFTD - Distribution - Tier 2 - 5QU CoRE ¦ 1QU LoRE | Red Flag Warning - Destructive Fires | 2024 | Financial | 8896.516 | 700.8825 | 2024 | Control | 0.053 | 3 | 0 | esc | 0 | 0 | 0 | 0 | 0.055966 | 497.9043 | 0.055966 | 497.9043
[79 empty] | WLDFR | HFTD - Distribution - Tier 3 - 5QU CoRE ¦ 4QU LoRE | Non-Red Flag Warning - Destructive Fires | 2024 | 0 | 0 | 0 | 0 | 9129.7461 | 233.2301 | 8896.516 | 0 | 0 | 0 | 533.5273 | 533.5273 | 1.1125e-07 |  | 0 | 0 | 0 | 0 | 0 | 0 | 0 | 5.9355e-05 | 5.9355e-05 | 0 | 5.9355e-05 | 5.9355e-05 | [40 empty] | All EPR in 2020WLDFRElectric Reliability | WLDFR | HFTD - Distribution - Tier 2 - 5QU CoRE ¦ 1QU LoRE | Red Flag Warning - Destructive Fires | 2025 | Electric Reliability | 233.2301 | 700.8825 | 2025 | Control | 0.1325 | 3 | 0 | esc | 0 | 0 | 0 | 0 | 0 | 0 | 0.15274 | 35.623
[79 empty] | WLDFR | HFTD - Distribution - Tier 3 - 5QU CoRE ¦ 4QU LoRE | Non-Red Flag Warning - Destructive Fires | 2025 | 0 | 0 | 0 | 0 | 9129.7461 | 233.2301 | 8896.516 | 0 | 0 | 0 | 0 | 533.5273 | 1.1125e-07 |  | 0 | 0 | 0 | 0 | 0 | 0 | 0 | 0 | 0 | 0 | 5.9355e-05 | 5.9355e-05 | [40 empty] | All EPR in 2020WLDFRFinancial | WLDFR | HFTD - Distribution - Tier 2 - 5QU CoRE ¦ 1QU LoRE | Red Flag Warning - Destructive Fires | 2025 | Financial | 8896.516 | 700.8825 | 2025 | Control | 0.053 | 3 | 0 | esc | 0 | 0 | 0 | 0 | 0 | 0 | 0.055966 | 497.9043
[79 empty] | WLDFR | HFTD - Distribution - Tier 3 - 5QU CoRE ¦ 4QU LoRE | Non-Red Flag Warning - Large Fires | 2020 | 0 | 0 | 0 | 0 | 5.2406 | 0.69642 | 2.942 | 1.6022 | 0.36069 | 0 | 0 | 0 | 8.6988e-06 |  | 0 | 3.1375e-06 | 3.1375e-06 | 0 | 0 | 0 | 0 | 0 | 0 | 0 | 0 | 0 | [40 empty] | All EPR in 2020WLDFRElectric Reliability | WLDFR | HFTD - Distribution - Tier 2 - 5QU CoRE ¦ 1QU LoRE | Red Flag Warning - Large Fires | 2021 | Electric Reliability | 0.69642 | 700.8825 | 2021 | Control | 0.1325 | 3 | 0 | esc | 0.15274 | 0.10637 | 0.15274 | 0.10637 | 0 | 0 | 0 | 0
[79 empty] | WLDFR | HFTD - Distribution - Tier 3 - 5QU CoRE ¦ 4QU LoRE | Non-Red Flag Warning - Large Fires | 2021 | 0 | 0 | 0 | 0 | 5.2406 | 0.69642 | 2.942 | 1.6022 | 0.36069 | 0.36069 | 0 | 0 | 8.6988e-06 |  | 0 | 3.1375e-06 | 3.1375e-06 | 0 | 3.1375e-06 | 3.1375e-06 | 0 | 0 | 0 | 0 | 0 | 0 | [40 empty] | All EPR in 2020WLDFRFinancial | WLDFR | HFTD - Distribution - Tier 2 - 5QU CoRE ¦ 1QU LoRE | Red Flag Warning - Large Fires | 2021 | Financial | 2.942 | 700.8825 | 2021 | Control | 0.053 | 3 | 0 | esc | 0.055966 | 0.16465 | 0.055966 | 0.16465 | 0 | 0 | 0 | 0
[79 empty] | WLDFR | HFTD - Distribution - Tier 3 - 5QU CoRE ¦ 4QU LoRE | Non-Red Flag Warning - Large Fires | 2022 | 0 | 0 | 0 | 0 | 5.2406 | 0.69642 | 2.942 | 1.6022 | 0.36069 | 0.36069 | 0.36069 | 0 | 8.6988e-06 |  | 0 | 3.1375e-06 | 3.1375e-06 | 0 | 3.1375e-06 | 3.1375e-06 | 0 | 3.1375e-06 | 3.1375e-06 | 0 | 0 | 0 | [40 empty] | All EPR in 2020WLDFRSafety | WLDFR | HFTD - Distribution - Tier 2 - 5QU CoRE ¦ 1QU LoRE | Red Flag Warning - Large Fires | 2021 | Safety | 1.6022 | 700.8825 | 2021 | Control | 0.053 | 3 | 0 | esc | 0.055966 | 0.089668 | 0.055966 | 0.089668 | 0 | 0 | 0 | 0
[79 empty] | WLDFR | HFTD - Distribution - Tier 3 - 5QU CoRE ¦ 4QU LoRE | Non-Red Flag Warning - Large Fires | 2023 | 0 | 0 | 0 | 0 | 5.475 | 0.71896 | 3.0715 | 1.6846 | 0 | 0.37599 | 0.37599 | 0.37599 | 8.6988e-06 |  | 0 | 0 | 0 | 0 | 3.2707e-06 | 3.2707e-06 | 0 | 3.2707e-06 | 3.2707e-06 | 0 | 3.2707e-06 | 3.2707e-06 | [40 empty] | All EPR in 2020WLDFRElectric Reliability | WLDFR | HFTD - Distribution - Tier 2 - 5QU CoRE ¦ 1QU LoRE | Red Flag Warning - Large Fires | 2022 | Electric Reliability | 0.69642 | 700.8825 | 2022 | Control | 0.1325 | 3 | 0 | esc | 0.15274 | 0.10637 | 0.15274 | 0.10637 | 0.15274 | 0.10637 | 0 | 0
[79 empty] | WLDFR | HFTD - Distribution - Tier 3 - 5QU CoRE ¦ 4QU LoRE | Non-Red Flag Warning - Large Fires | 2024 | 0 | 0 | 0 | 0 | 5.475 | 0.71896 | 3.0715 | 1.6846 | 0 | 0 | 0.37599 | 0.37599 | 8.6988e-06 |  | 0 | 0 | 0 | 0 | 0 | 0 | 0 | 3.2707e-06 | 3.2707e-06 | 0 | 3.2707e-06 | 3.2707e-06 | [40 empty] | All EPR in 2020WLDFRFinancial | WLDFR | HFTD - Distribution - Tier 2 - 5QU CoRE ¦ 1QU LoRE | Red Flag Warning - Large Fires | 2022 | Financial | 2.942 | 700.8825 | 2022 | Control | 0.053 | 3 | 0 | esc | 0.055966 | 0.16465 | 0.055966 | 0.16465 | 0.055966 | 0.16465 | 0 | 0
[79 empty] | WLDFR | HFTD - Distribution - Tier 3 - 5QU CoRE ¦ 4QU LoRE | Non-Red Flag Warning - Large Fires | 2025 | 0 | 0 | 0 | 0 | 5.475 | 0.71896 | 3.0715 | 1.6846 | 0 | 0 | 0 | 0.37599 | 8.6988e-06 |  | 0 | 0 | 0 | 0 | 0 | 0 | 0 | 0 | 0 | 0 | 3.2707e-06 | 3.2707e-06 | [40 empty] | All EPR in 2020WLDFRSafety | WLDFR | HFTD - Distribution - Tier 2 - 5QU CoRE ¦ 1QU LoRE | Red Flag Warning - Large Fires | 2022 | Safety | 1.6022 | 700.8825 | 2022 | Control | 0.053 | 3 | 0 | esc | 0.055966 | 0.089668 | 0.055966 | 0.089668 | 0.055966 | 0.089668 | 0 | 0
[79 empty] | WLDFR | HFTD - Distribution - Tier 3 - 5QU CoRE ¦ 4QU LoRE | Non-Red Flag Warning - Small Fires | 2020 | 0 | 0 | 0 | 0 | 0.077901 | 0.036425 | 0.0015809 | 0.039895 | 0.0078847 | 0 | 0 | 0 | 0.0035476 |  | 0 | 2.7972e-05 | 2.7972e-05 | 0 | 0 | 0 | 0 | 0 | 0 | 0 | 0 | 0 | [40 empty] | All EPR in 2020WLDFRElectric Reliability | WLDFR | HFTD - Distribution - Tier 2 - 5QU CoRE ¦ 1QU LoRE | Red Flag Warning - Large Fires | 2023 | Electric Reliability | 0.71896 | 700.8825 | 2023 | Control | 0.1325 | 3 | 0 | esc | 0 | 0 | 0.15274 | 0.10981 | 0.15274 | 0.10981 | 0.15274 | 0.10981
[79 empty] | WLDFR | HFTD - Distribution - Tier 3 - 5QU CoRE ¦ 4QU LoRE | Non-Red Flag Warning - Small Fires | 2021 | 0 | 0 | 0 | 0 | 0.077901 | 0.036425 | 0.0015809 | 0.039895 | 0.0078847 | 0.0078847 | 0 | 0 | 0.0035476 |  | 0 | 2.7972e-05 | 2.7972e-05 | 0 | 2.7972e-05 | 2.7972e-05 | 0 | 0 | 0 | 0 | 0 | 0 | [40 empty] | All EPR in 2020WLDFRFinancial | WLDFR | HFTD - Distribution - Tier 2 - 5QU CoRE ¦ 1QU LoRE | Red Flag Warning - Large Fires | 2023 | Financial | 3.0715 | 700.8825 | 2023 | Control | 0.053 | 3 | 0 | esc | 0 | 0 | 0.055966 | 0.1719 | 0.055966 | 0.1719 | 0.055966 | 0.1719
[79 empty] | WLDFR | HFTD - Distribution - Tier 3 - 5QU CoRE ¦ 4QU LoRE | Non-Red Flag Warning - Small Fires | 2022 | 0 | 0 | 0 | 0 | 0.077901 | 0.036425 | 0.0015809 | 0.039895 | 0.0078847 | 0.0078847 | 0.0078847 | 0 | 0.0035476 |  | 0 | 2.7972e-05 | 2.7972e-05 | 0 | 2.7972e-05 | 2.7972e-05 | 0 | 2.7972e-05 | 2.7972e-05 | 0 | 0 | 0 | [40 empty] | All EPR in 2020WLDFRSafety | WLDFR | HFTD - Distribution - Tier 2 - 5QU CoRE ¦ 1QU LoRE | Red Flag Warning - Large Fires | 2023 | Safety | 1.6846 | 700.8825 | 2023 | Control | 0.053 | 3 | 0 | esc | 0 | 0 | 0.055966 | 0.094279 | 0.055966 | 0.094279 | 0.055966 | 0.094279
[79 empty] | WLDFR | HFTD - Distribution - Tier 3 - 5QU CoRE ¦ 4QU LoRE | Non-Red Flag Warning - Small Fires | 2023 | 0 | 0 | 0 | 0 | 0.080408 | 0.03759 | 0.0016314 | 0.041187 | 0 | 0.0081378 | 0.0081378 | 0.0081378 | 0.0035476 |  | 0 | 0 | 0 | 0 | 2.887e-05 | 2.887e-05 | 0 | 2.887e-05 | 2.887e-05 | 0 | 2.887e-05 | 2.887e-05 | [40 empty] | All EPR in 2020WLDFRElectric Reliability | WLDFR | HFTD - Distribution - Tier 2 - 5QU CoRE ¦ 1QU LoRE | Red Flag Warning - Large Fires | 2024 | Electric Reliability | 0.71896 | 700.8825 | 2024 | Control | 0.1325 | 3 | 0 | esc | 0 | 0 | 0 | 0 | 0.15274 | 0.10981 | 0.15274 | 0.10981
[79 empty] | WLDFR | HFTD - Distribution - Tier 3 - 5QU CoRE ¦ 4QU LoRE | Non-Red Flag Warning - Small Fires | 2024 | 0 | 0 | 0 | 0 | 0.080408 | 0.03759 | 0.0016314 | 0.041187 | 0 | 0 | 0.0081378 | 0.0081378 | 0.0035476 |  | 0 | 0 | 0 | 0 | 0 | 0 | 0 | 2.887e-05 | 2.887e-05 | 0 | 2.887e-05 | 2.887e-05 | [40 empty] | All EPR in 2020WLDFRFinancial | WLDFR | HFTD - Distribution - Tier 2 - 5QU CoRE ¦ 1QU LoRE | Red Flag Warning - Large Fires | 2024 | Financial | 3.0715 | 700.8825 | 2024 | Control | 0.053 | 3 | 0 | esc | 0 | 0 | 0 | 0 | 0.055966 | 0.1719 | 0.055966 | 0.1719
[79 empty] | WLDFR | HFTD - Distribution - Tier 3 - 5QU CoRE ¦ 4QU LoRE | Non-Red Flag Warning - Small Fires | 2025 | 0 | 0 | 0 | 0 | 0.080408 | 0.03759 | 0.0016314 | 0.041187 | 0 | 0 | 0 | 0.0081378 | 0.0035476 |  | 0 | 0 | 0 | 0 | 0 | 0 | 0 | 0 | 0 | 0 | 2.887e-05 | 2.887e-05 | [40 empty] | All EPR in 2020WLDFRSafety | WLDFR | HFTD - Distribution - Tier 2 - 5QU CoRE ¦ 1QU LoRE | Red Flag Warning - Large Fires | 2024 | Safety | 1.6846 | 700.8825 | 2024 | Control | 0.053 | 3 | 0 | esc | 0 | 0 | 0 | 0 | 0.055966 | 0.094279 | 0.055966 | 0.094279
[79 empty] | WLDFR | HFTD - Distribution - Tier 3 - 5QU CoRE ¦ 4QU LoRE | Red Flag Warning - Catastrophic Fires | 2020 | 0 | 0 | 0 | 0 | 14146.1306 | 222.2294 | 8585.7228 | 5338.1784 | 813.2108 | 0 | 0 | 0 | 2.1319e-06 |  | 0 | 0.0017337 | 0.0017337 | 0 | 0 | 0 | 0 | 0 | 0 | 0 | 0 | 0 | [40 empty] | All EPR in 2020WLDFRElectric Reliability | WLDFR | HFTD - Distribution - Tier 2 - 5QU CoRE ¦ 1QU LoRE | Red Flag Warning - Large Fires | 2025 | Electric Reliability | 0.71896 | 700.8825 | 2025 | Control | 0.1325 | 3 | 0 | esc | 0 | 0 | 0 | 0 | 0 | 0 | 0.15274 | 0.10981
[79 empty] | WLDFR | HFTD - Distribution - Tier 3 - 5QU CoRE ¦ 4QU LoRE | Red Flag Warning - Catastrophic Fires | 2021 | 0 | 0 | 0 | 0 | 14146.1306 | 222.2294 | 8585.7228 | 5338.1784 | 813.2108 | 813.2108 | 0 | 0 | 2.1319e-06 |  | 0 | 0.0017337 | 0.0017337 | 0 | 0.0017337 | 0.0017337 | 0 | 0 | 0 | 0 | 0 | 0 | [40 empty] | All EPR in 2020WLDFRFinancial | WLDFR | HFTD - Distribution - Tier 2 - 5QU CoRE ¦ 1QU LoRE | Red Flag Warning - Large Fires | 2025 | Financial | 3.0715 | 700.8825 | 2025 | Control | 0.053 | 3 | 0 | esc | 0 | 0 | 0 | 0 | 0 | 0 | 0.055966 | 0.1719
[79 empty] | WLDFR | HFTD - Distribution - Tier 3 - 5QU CoRE ¦ 4QU LoRE | Red Flag Warning - Catastrophic Fires | 2022 | 0 | 0 | 0 | 0 | 14146.1306 | 222.2294 | 8585.7228 | 5338.1784 | 813.2108 | 813.2108 | 813.2108 | 0 | 2.1319e-06 |  | 0 | 0.0017337 | 0.0017337 | 0 | 0.0017337 | 0.0017337 | 0 | 0.0017337 | 0.0017337 | 0 | 0 | 0 | [40 empty] | All EPR in 2020WLDFRSafety | WLDFR | HFTD - Distribution - Tier 2 - 5QU CoRE ¦ 1QU LoRE | Red Flag Warning - Large Fires | 2025 | Safety | 1.6846 | 700.8825 | 2025 | Control | 0.053 | 3 | 0 | esc | 0 | 0 | 0 | 0 | 0 | 0 | 0.055966 | 0.094279
[79 empty] | WLDFR | HFTD - Distribution - Tier 3 - 5QU CoRE ¦ 4QU LoRE | Red Flag Warning - Catastrophic Fires | 2023 | 0 | 0 | 0 | 0 | 14664.6376 | 233.2301 | 8896.516 | 5534.8915 | 0 | 843.2942 | 843.2942 | 843.2942 | 2.1319e-06 |  | 0 | 0 | 0 | 0 | 0.0017978 | 0.0017978 | 0 | 0.0017978 | 0.0017978 | 0 | 0.0017978 | 0.0017978 | [40 empty] | All EPR in 2020WLDFRElectric Reliability | WLDFR | HFTD - Distribution - Tier 2 - 5QU CoRE ¦ 1QU LoRE | Red Flag Warning - Small Fires | 2021 | Electric Reliability | 0.036425 | 700.8825 | 2021 | Control | 0.1325 | 3 | 0 | esc | 0.15274 | 0.0055635 | 0.15274 | 0.0055635 | 0 | 0 | 0 | 0
[79 empty] | WLDFR | HFTD - Distribution - Tier 3 - 5QU CoRE ¦ 4QU LoRE | Red Flag Warning - Catastrophic Fires | 2024 | 0 | 0 | 0 | 0 | 14664.6376 | 233.2301 | 8896.516 | 5534.8915 | 0 | 0 | 843.2942 | 843.2942 | 2.1319e-06 |  | 0 | 0 | 0 | 0 | 0 | 0 | 0 | 0.0017978 | 0.0017978 | 0 | 0.0017978 | 0.0017978 | [40 empty] | All EPR in 2020WLDFRFinancial | WLDFR | HFTD - Distribution - Tier 2 - 5QU CoRE ¦ 1QU LoRE | Red Flag Warning - Small Fires | 2021 | Financial | 0.0015809 | 700.8825 | 2021 | Control | 0.053 | 3 | 0 | esc | 0.055966 | 8.8475e-05 | 0.055966 | 8.8475e-05 | 0 | 0 | 0 | 0
[79 empty] | WLDFR | HFTD - Distribution - Tier 3 - 5QU CoRE ¦ 4QU LoRE | Red Flag Warning - Catastrophic Fires | 2025 | 0 | 0 | 0 | 0 | 14664.6376 | 233.2301 | 8896.516 | 5534.8915 | 0 | 0 | 0 | 843.2942 | 2.1319e-06 |  | 0 | 0 | 0 | 0 | 0 | 0 | 0 | 0 | 0 | 0 | 0.0017978 | 0.0017978 | [40 empty] | All EPR in 2020WLDFRSafety | WLDFR | HFTD - Distribution - Tier 2 - 5QU CoRE ¦ 1QU LoRE | Red Flag Warning - Small Fires | 2021 | Safety | 0.039895 | 700.8825 | 2021 | Control | 0.053 | 3 | 0 | esc | 0.055966 | 0.0022328 | 0.055966 | 0.0022328 | 0 | 0 | 0 | 0
[79 empty] | WLDFR | HFTD - Distribution - Tier 3 - 5QU CoRE ¦ 4QU LoRE | Red Flag Warning - Destructive Fires | 2020 | 0 | 0 | 0 | 0 | 8807.9522 | 222.2294 | 8585.7228 | 0 | 514.4532 | 0 | 0 | 0 | 3.3878e-07 |  | 0 | 0.00017429 | 0.00017429 | 0 | 0 | 0 | 0 | 0 | 0 | 0 | 0 | 0 | [40 empty] | All EPR in 2020WLDFRElectric Reliability | WLDFR | HFTD - Distribution - Tier 2 - 5QU CoRE ¦ 1QU LoRE | Red Flag Warning - Small Fires | 2022 | Electric Reliability | 0.036425 | 700.8825 | 2022 | Control | 0.1325 | 3 | 0 | esc | 0.15274 | 0.0055635 | 0.15274 | 0.0055635 | 0.15274 | 0.0055635 | 0 | 0
[79 empty] | WLDFR | HFTD - Distribution - Tier 3 - 5QU CoRE ¦ 4QU LoRE | Red Flag Warning - Destructive Fires | 2021 | 0 | 0 | 0 | 0 | 8807.9522 | 222.2294 | 8585.7228 | 0 | 514.4532 | 514.4532 | 0 | 0 | 3.3878e-07 |  | 0 | 0.00017429 | 0.00017429 | 0 | 0.00017429 | 0.00017429 | 0 | 0 | 0 | 0 | 0 | 0 | [40 empty] | All EPR in 2020WLDFRFinancial | WLDFR | HFTD - Distribution - Tier 2 - 5QU CoRE ¦ 1QU LoRE | Red Flag Warning - Small Fires | 2022 | Financial | 0.0015809 | 700.8825 | 2022 | Control | 0.053 | 3 | 0 | esc | 0.055966 | 8.8475e-05 | 0.055966 | 8.8475e-05 | 0.055966 | 8.8475e-05 | 0 | 0
[79 empty] | WLDFR | HFTD - Distribution - Tier 3 - 5QU CoRE ¦ 4QU LoRE | Red Flag Warning - Destructive Fires | 2022 | 0 | 0 | 0 | 0 | 8807.9522 | 222.2294 | 8585.7228 | 0 | 514.4532 | 514.4532 | 514.4532 | 0 | 3.3878e-07 |  | 0 | 0.00017429 | 0.00017429 | 0 | 0.00017429 | 0.00017429 | 0 | 0.00017429 | 0.00017429 | 0 | 0 | 0 | [40 empty] | All EPR in 2020WLDFRSafety | WLDFR | HFTD - Distribution - Tier 2 - 5QU CoRE ¦ 1QU LoRE | Red Flag Warning - Small Fires | 2022 | Safety | 0.039895 | 700.8825 | 2022 | Control | 0.053 | 3 | 0 | esc | 0.055966 | 0.0022328 | 0.055966 | 0.0022328 | 0.055966 | 0.0022328 | 0 | 0
[79 empty] | WLDFR | HFTD - Distribution - Tier 3 - 5QU CoRE ¦ 4QU LoRE | Red Flag Warning - Destructive Fires | 2023 | 0 | 0 | 0 | 0 | 9129.7461 | 233.2301 | 8896.516 | 0 | 0 | 533.5273 | 533.5273 | 533.5273 | 3.3878e-07 |  | 0 | 0 | 0 | 0 | 0.00018075 | 0.00018075 | 0 | 0.00018075 | 0.00018075 | 0 | 0.00018075 | 0.00018075 | [40 empty] | All EPR in 2020WLDFRElectric Reliability | WLDFR | HFTD - Distribution - Tier 2 - 5QU CoRE ¦ 1QU LoRE | Red Flag Warning - Small Fires | 2023 | Electric Reliability | 0.03759 | 700.8825 | 2023 | Control | 0.1325 | 3 | 0 | esc | 0 | 0 | 0.15274 | 0.0057414 | 0.15274 | 0.0057414 | 0.15274 | 0.0057414
[79 empty] | WLDFR | HFTD - Distribution - Tier 3 - 5QU CoRE ¦ 4QU LoRE | Red Flag Warning - Destructive Fires | 2024 | 0 | 0 | 0 | 0 | 9129.7461 | 233.2301 | 8896.516 | 0 | 0 | 0 | 533.5273 | 533.5273 | 3.3878e-07 |  | 0 | 0 | 0 | 0 | 0 | 0 | 0 | 0.00018075 | 0.00018075 | 0 | 0.00018075 | 0.00018075 | [40 empty] | All EPR in 2020WLDFRFinancial | WLDFR | HFTD - Distribution - Tier 2 - 5QU CoRE ¦ 1QU LoRE | Red Flag Warning - Small Fires | 2023 | Financial | 0.0016314 | 700.8825 | 2023 | Control | 0.053 | 3 | 0 | esc | 0 | 0 | 0.055966 | 9.1305e-05 | 0.055966 | 9.1305e-05 | 0.055966 | 9.1305e-05
[79 empty] | WLDFR | HFTD - Distribution - Tier 3 - 5QU CoRE ¦ 4QU LoRE | Red Flag Warning - Destructive Fires | 2025 | 0 | 0 | 0 | 0 | 9129.7461 | 233.2301 | 8896.516 | 0 | 0 | 0 | 0 | 533.5273 | 3.3878e-07 |  | 0 | 0 | 0 | 0 | 0 | 0 | 0 | 0 | 0 | 0 | 0.00018075 | 0.00018075 | [40 empty] | All EPR in 2020WLDFRSafety | WLDFR | HFTD - Distribution - Tier 2 - 5QU CoRE ¦ 1QU LoRE | Red Flag Warning - Small Fires | 2023 | Safety | 0.041187 | 700.8825 | 2023 | Control | 0.053 | 3 | 0 | esc | 0 | 0 | 0.055966 | 0.0023051 | 0.055966 | 0.0023051 | 0.055966 | 0.0023051
[79 empty] | WLDFR | HFTD - Distribution - Tier 3 - 5QU CoRE ¦ 4QU LoRE | Red Flag Warning - Large Fires | 2020 | 0 | 0 | 0 | 0 | 5.2406 | 0.69642 | 2.942 | 1.6022 | 0.36069 | 0 | 0 | 0 | 1.7279e-05 |  | 0 | 6.2324e-06 | 6.2324e-06 | 0 | 0 | 0 | 0 | 0 | 0 | 0 | 0 | 0 | [40 empty] | All EPR in 2020WLDFRElectric Reliability | WLDFR | HFTD - Distribution - Tier 2 - 5QU CoRE ¦ 1QU LoRE | Red Flag Warning - Small Fires | 2024 | Electric Reliability | 0.03759 | 700.8825 | 2024 | Control | 0.1325 | 3 | 0 | esc | 0 | 0 | 0 | 0 | 0.15274 | 0.0057414 | 0.15274 | 0.0057414
[79 empty] | WLDFR | HFTD - Distribution - Tier 3 - 5QU CoRE ¦ 4QU LoRE | Red Flag Warning - Large Fires | 2021 | 0 | 0 | 0 | 0 | 5.2406 | 0.69642 | 2.942 | 1.6022 | 0.36069 | 0.36069 | 0 | 0 | 1.7279e-05 |  | 0 | 6.2324e-06 | 6.2324e-06 | 0 | 6.2324e-06 | 6.2324e-06 | 0 | 0 | 0 | 0 | 0 | 0 | [40 empty] | All EPR in 2020WLDFRFinancial | WLDFR | HFTD - Distribution - Tier 2 - 5QU CoRE ¦ 1QU LoRE | Red Flag Warning - Small Fires | 2024 | Financial | 0.0016314 | 700.8825 | 2024 | Control | 0.053 | 3 | 0 | esc | 0 | 0 | 0 | 0 | 0.055966 | 9.1305e-05 | 0.055966 | 9.1305e-05
[79 empty] | WLDFR | HFTD - Distribution - Tier 3 - 5QU CoRE ¦ 4QU LoRE | Red Flag Warning - Large Fires | 2022 | 0 | 0 | 0 | 0 | 5.2406 | 0.69642 | 2.942 | 1.6022 | 0.36069 | 0.36069 | 0.36069 | 0 | 1.7279e-05 |  | 0 | 6.2324e-06 | 6.2324e-06 | 0 | 6.2324e-06 | 6.2324e-06 | 0 | 6.2324e-06 | 6.2324e-06 | 0 | 0 | 0 | [40 empty] | All EPR in 2020WLDFRSafety | WLDFR | HFTD - Distribution - Tier 2 - 5QU CoRE ¦ 1QU LoRE | Red Flag Warning - Small Fires | 2024 | Safety | 0.041187 | 700.8825 | 2024 | Control | 0.053 | 3 | 0 | esc | 0 | 0 | 0 | 0 | 0.055966 | 0.0023051 | 0.055966 | 0.0023051
[79 empty] | WLDFR | HFTD - Distribution - Tier 3 - 5QU CoRE ¦ 4QU LoRE | Red Flag Warning - Large Fires | 2023 | 0 | 0 | 0 | 0 | 5.475 | 0.71896 | 3.0715 | 1.6846 | 0 | 0.37599 | 0.37599 | 0.37599 | 1.7279e-05 |  | 0 | 0 | 0 | 0 | 6.4969e-06 | 6.4969e-06 | 0 | 6.4969e-06 | 6.4969e-06 | 0 | 6.4969e-06 | 6.4969e-06 | [40 empty] | All EPR in 2020WLDFRElectric Reliability | WLDFR | HFTD - Distribution - Tier 2 - 5QU CoRE ¦ 1QU LoRE | Red Flag Warning - Small Fires | 2025 | Electric Reliability | 0.03759 | 700.8825 | 2025 | Control | 0.1325 | 3 | 0 | esc | 0 | 0 | 0 | 0 | 0 | 0 | 0.15274 | 0.0057414
[79 empty] | WLDFR | HFTD - Distribution - Tier 3 - 5QU CoRE ¦ 4QU LoRE | Red Flag Warning - Large Fires | 2024 | 0 | 0 | 0 | 0 | 5.475 | 0.71896 | 3.0715 | 1.6846 | 0 | 0 | 0.37599 | 0.37599 | 1.7279e-05 |  | 0 | 0 | 0 | 0 | 0 | 0 | 0 | 6.4969e-06 | 6.4969e-06 | 0 | 6.4969e-06 | 6.4969e-06 | [40 empty] | All EPR in 2020WLDFRFinancial | WLDFR | HFTD - Distribution - Tier 2 - 5QU CoRE ¦ 1QU LoRE | Red Flag Warning - Small Fires | 2025 | Financial | 0.0016314 | 700.8825 | 2025 | Control | 0.053 | 3 | 0 | esc | 0 | 0 | 0 | 0 | 0 | 0 | 0.055966 | 9.1305e-05
[79 empty] | WLDFR | HFTD - Distribution - Tier 3 - 5QU CoRE ¦ 4QU LoRE | Red Flag Warning - Large Fires | 2025 | 0 | 0 | 0 | 0 | 5.475 | 0.71896 | 3.0715 | 1.6846 | 0 | 0 | 0 | 0.37599 | 1.7279e-05 |  | 0 | 0 | 0 | 0 | 0 | 0 | 0 | 0 | 0 | 0 | 6.4969e-06 | 6.4969e-06 | [40 empty] | All EPR in 2020WLDFRSafety | WLDFR | HFTD - Distribution - Tier 2 - 5QU CoRE ¦ 1QU LoRE | Red Flag Warning - Small Fires | 2025 | Safety | 0.041187 | 700.8825 | 2025 | Control | 0.053 | 3 | 0 | esc | 0 | 0 | 0 | 0 | 0 | 0 | 0.055966 | 0.0023051
[79 empty] | WLDFR | HFTD - Distribution - Tier 3 - 5QU CoRE ¦ 4QU LoRE | Red Flag Warning - Small Fires | 2020 | 0 | 0 | 0 | 0 | 0.077901 | 0.036425 | 0.0015809 | 0.039895 | 0.0078847 | 0 | 0 | 0 | 0.00048737 |  | 0 | 3.8427e-06 | 3.8427e-06 | 0 | 0 | 0 | 0 | 0 | 0 | 0 | 0 | 0 | [40 empty] | All EPR in 2020WLDFRElectric Reliability | WLDFR | HFTD - Distribution - Tier 2 - 5QU CoRE ¦ 1QU LoRE | Seismic - Non-Red Flag Warning - Catastrophic Fires | 2021 | Electric Reliability | 409.2237 | 700.8825 | 2021 | Control | 0.1325 | 3 | 0 | esc | 0.15274 | 62.5039 | 0.15274 | 62.5039 | 0 | 0 | 0 | 0
[79 empty] | WLDFR | HFTD - Distribution - Tier 3 - 5QU CoRE ¦ 4QU LoRE | Red Flag Warning - Small Fires | 2021 | 0 | 0 | 0 | 0 | 0.077901 | 0.036425 | 0.0015809 | 0.039895 | 0.0078847 | 0.0078847 | 0 | 0 | 0.00048737 |  | 0 | 3.8427e-06 | 3.8427e-06 | 0 | 3.8427e-06 | 3.8427e-06 | 0 | 0 | 0 | 0 | 0 | 0 | [40 empty] | All EPR in 2020WLDFRFinancial | WLDFR | HFTD - Distribution - Tier 2 - 5QU CoRE ¦ 1QU LoRE | Seismic - Non-Red Flag Warning - Catastrophic Fires | 2021 | Financial | 13469.0878 | 700.8825 | 2021 | Control | 0.053 | 3 | 0 | esc | 0.055966 | 753.8138 | 0.055966 | 753.8138 | 0 | 0 | 0 | 0
[79 empty] | WLDFR | HFTD - Distribution - Tier 3 - 5QU CoRE ¦ 4QU LoRE | Red Flag Warning - Small Fires | 2022 | 0 | 0 | 0 | 0 | 0.077901 | 0.036425 | 0.0015809 | 0.039895 | 0.0078847 | 0.0078847 | 0.0078847 | 0 | 0.00048737 |  | 0 | 3.8427e-06 | 3.8427e-06 | 0 | 3.8427e-06 | 3.8427e-06 | 0 | 3.8427e-06 | 3.8427e-06 | 0 | 0 | 0 | [40 empty] | All EPR in 2020WLDFRSafety | WLDFR | HFTD - Distribution - Tier 2 - 5QU CoRE ¦ 1QU LoRE | Seismic - Non-Red Flag Warning - Catastrophic Fires | 2021 | Safety | 7205.5313 | 700.8825 | 2021 | Control | 0.053 | 3 | 0 | esc | 0.055966 | 403.2663 | 0.055966 | 403.2663 | 0 | 0 | 0 | 0
[79 empty] | WLDFR | HFTD - Distribution - Tier 3 - 5QU CoRE ¦ 4QU LoRE | Red Flag Warning - Small Fires | 2023 | 0 | 0 | 0 | 0 | 0.080408 | 0.03759 | 0.0016314 | 0.041187 | 0 | 0.0081378 | 0.0081378 | 0.0081378 | 0.00048737 |  | 0 | 0 | 0 | 0 | 3.9661e-06 | 3.9661e-06 | 0 | 3.9661e-06 | 3.9661e-06 | 0 | 3.9661e-06 | 3.9661e-06 | [40 empty] | All EPR in 2020WLDFRElectric Reliability | WLDFR | HFTD - Distribution - Tier 2 - 5QU CoRE ¦ 1QU LoRE | Seismic - Non-Red Flag Warning - Catastrophic Fires | 2022 | Electric Reliability | 409.2237 | 700.8825 | 2022 | Control | 0.1325 | 3 | 0 | esc | 0.15274 | 62.5039 | 0.15274 | 62.5039 | 0.15274 | 62.5039 | 0 | 0
[79 empty] | WLDFR | HFTD - Distribution - Tier 3 - 5QU CoRE ¦ 4QU LoRE | Red Flag Warning - Small Fires | 2024 | 0 | 0 | 0 | 0 | 0.080408 | 0.03759 | 0.0016314 | 0.041187 | 0 | 0 | 0.0081378 | 0.0081378 | 0.00048737 |  | 0 | 0 | 0 | 0 | 0 | 0 | 0 | 3.9661e-06 | 3.9661e-06 | 0 | 3.9661e-06 | 3.9661e-06 | [40 empty] | All EPR in 2020WLDFRFinancial | WLDFR | HFTD - Distribution - Tier 2 - 5QU CoRE ¦ 1QU LoRE | Seismic - Non-Red Flag Warning - Catastrophic Fires | 2022 | Financial | 13469.0878 | 700.8825 | 2022 | Control | 0.053 | 3 | 0 | esc | 0.055966 | 753.8138 | 0.055966 | 753.8138 | 0.055966 | 753.8138 | 0 | 0
[79 empty] | WLDFR | HFTD - Distribution - Tier 3 - 5QU CoRE ¦ 4QU LoRE | Red Flag Warning - Small Fires | 2025 | 0 | 0 | 0 | 0 | 0.080408 | 0.03759 | 0.0016314 | 0.041187 | 0 | 0 | 0 | 0.0081378 | 0.00048737 |  | 0 | 0 | 0 | 0 | 0 | 0 | 0 | 0 | 0 | 0 | 3.9661e-06 | 3.9661e-06 | [40 empty] | All EPR in 2020WLDFRSafety | WLDFR | HFTD - Distribution - Tier 2 - 5QU CoRE ¦ 1QU LoRE | Seismic - Non-Red Flag Warning - Catastrophic Fires | 2022 | Safety | 7205.5313 | 700.8825 | 2022 | Control | 0.053 | 3 | 0 | esc | 0.055966 | 403.2663 | 0.055966 | 403.2663 | 0.055966 | 403.2663 | 0 | 0
[79 empty] | WLDFR | HFTD - Distribution - Tier 3 - 5QU CoRE ¦ 4QU LoRE | Seismic - Non-Red Flag Warning - Catastrophic Fires | 2020 | 0 | 0 | 0 | 0 | 21083.8428 | 409.2237 | 13469.0878 | 7205.5313 | 1219.584 | 0 | 0 | 0 | 4.7237e-10 |  | 0 | 5.761e-07 | 5.761e-07 | 0 | 0 | 0 | 0 | 0 | 0 | 0 | 0 | 0 | [40 empty] | All EPR in 2020WLDFRElectric Reliability | WLDFR | HFTD - Distribution - Tier 2 - 5QU CoRE ¦ 1QU LoRE | Seismic - Non-Red Flag Warning - Catastrophic Fires | 2023 | Electric Reliability | 428.6023 | 700.8825 | 2023 | Control | 0.1325 | 3 | 0 | esc | 0 | 0 | 0.15274 | 65.4638 | 0.15274 | 65.4638 | 0.15274 | 65.4638
[79 empty] | WLDFR | HFTD - Distribution - Tier 3 - 5QU CoRE ¦ 4QU LoRE | Seismic - Non-Red Flag Warning - Catastrophic Fires | 2021 | 0 | 0 | 0 | 0 | 21083.8428 | 409.2237 | 13469.0878 | 7205.5313 | 1219.584 | 1219.584 | 0 | 0 | 4.7237e-10 |  | 0 | 5.761e-07 | 5.761e-07 | 0 | 5.761e-07 | 5.761e-07 | 0 | 0 | 0 | 0 | 0 | 0 | [40 empty] | All EPR in 2020WLDFRFinancial | WLDFR | HFTD - Distribution - Tier 2 - 5QU CoRE ¦ 1QU LoRE | Seismic - Non-Red Flag Warning - Catastrophic Fires | 2023 | Financial | 13939.561 | 700.8825 | 2023 | Control | 0.053 | 3 | 0 | esc | 0 | 0 | 0.055966 | 780.1444 | 0.055966 | 780.1444 | 0.055966 | 780.1444
[79 empty] | WLDFR | HFTD - Distribution - Tier 3 - 5QU CoRE ¦ 4QU LoRE | Seismic - Non-Red Flag Warning - Catastrophic Fires | 2022 | 0 | 0 | 0 | 0 | 21083.8428 | 409.2237 | 13469.0878 | 7205.5313 | 1219.584 | 1219.584 | 1219.584 | 0 | 4.7237e-10 |  | 0 | 5.761e-07 | 5.761e-07 | 0 | 5.761e-07 | 5.761e-07 | 0 | 5.761e-07 | 5.761e-07 | 0 | 0 | 0 | [40 empty] | All EPR in 2020WLDFRSafety | WLDFR | HFTD - Distribution - Tier 2 - 5QU CoRE ¦ 1QU LoRE | Seismic - Non-Red Flag Warning - Catastrophic Fires | 2023 | Safety | 7467.8148 | 700.8825 | 2023 | Control | 0.053 | 3 | 0 | esc | 0 | 0 | 0.055966 | 417.9453 | 0.055966 | 417.9453 | 0.055966 | 417.9453
[79 empty] | WLDFR | HFTD - Distribution - Tier 3 - 5QU CoRE ¦ 4QU LoRE | Seismic - Non-Red Flag Warning - Catastrophic Fires | 2023 | 0 | 0 | 0 | 0 | 21835.9781 | 428.6023 | 13939.561 | 7467.8148 | 0 | 1263.5534 | 1263.5534 | 1263.5534 | 4.7237e-10 |  | 0 | 0 | 0 | 0 | 5.9687e-07 | 5.9687e-07 | 0 | 5.9687e-07 | 5.9687e-07 | 0 | 5.9687e-07 | 5.9687e-07 | [40 empty] | All EPR in 2020WLDFRElectric Reliability | WLDFR | HFTD - Distribution - Tier 2 - 5QU CoRE ¦ 1QU LoRE | Seismic - Non-Red Flag Warning - Catastrophic Fires | 2024 | Electric Reliability | 428.6023 | 700.8825 | 2024 | Control | 0.1325 | 3 | 0 | esc | 0 | 0 | 0 | 0 | 0.15274 | 65.4638 | 0.15274 | 65.4638
[79 empty] | WLDFR | HFTD - Distribution - Tier 3 - 5QU CoRE ¦ 4QU LoRE | Seismic - Non-Red Flag Warning - Catastrophic Fires | 2024 | 0 | 0 | 0 | 0 | 21835.9781 | 428.6023 | 13939.561 | 7467.8148 | 0 | 0 | 1263.5534 | 1263.5534 | 4.7237e-10 |  | 0 | 0 | 0 | 0 | 0 | 0 | 0 | 5.9687e-07 | 5.9687e-07 | 0 | 5.9687e-07 | 5.9687e-07 | [40 empty] | All EPR in 2020WLDFRFinancial | WLDFR | HFTD - Distribution - Tier 2 - 5QU CoRE ¦ 1QU LoRE | Seismic - Non-Red Flag Warning - Catastrophic Fires | 2024 | Financial | 13939.561 | 700.8825 | 2024 | Control | 0.053 | 3 | 0 | esc | 0 | 0 | 0 | 0 | 0.055966 | 780.1444 | 0.055966 | 780.1444
[79 empty] | WLDFR | HFTD - Distribution - Tier 3 - 5QU CoRE ¦ 4QU LoRE | Seismic - Non-Red Flag Warning - Catastrophic Fires | 2025 | 0 | 0 | 0 | 0 | 21835.9781 | 428.6023 | 13939.561 | 7467.8148 | 0 | 0 | 0 | 1263.5534 | 4.7237e-10 |  | 0 | 0 | 0 | 0 | 0 | 0 | 0 | 0 | 0 | 0 | 5.9687e-07 | 5.9687e-07 | [40 empty] | All EPR in 2020WLDFRSafety | WLDFR | HFTD - Distribution - Tier 2 - 5QU CoRE ¦ 1QU LoRE | Seismic - Non-Red Flag Warning - Catastrophic Fires | 2024 | Safety | 7467.8148 | 700.8825 | 2024 | Control | 0.053 | 3 | 0 | esc | 0 | 0 | 0 | 0 | 0.055966 | 417.9453 | 0.055966 | 417.9453
[79 empty] | WLDFR | HFTD - Distribution - Tier 3 - 5QU CoRE ¦ 4QU LoRE | Seismic - Red Flag Warning - Catastrophic Fires | 2020 | 0 | 0 | 0 | 0 | 21083.8428 | 409.2237 | 13469.0878 | 7205.5313 | 1219.584 | 0 | 0 | 0 | 2.0373e-08 |  | 0 | 2.4846e-05 | 2.4846e-05 | 0 | 0 | 0 | 0 | 0 | 0 | 0 | 0 | 0 | [40 empty] | All EPR in 2020WLDFRElectric Reliability | WLDFR | HFTD - Distribution - Tier 2 - 5QU CoRE ¦ 1QU LoRE | Seismic - Non-Red Flag Warning - Catastrophic Fires | 2025 | Electric Reliability | 428.6023 | 700.8825 | 2025 | Control | 0.1325 | 3 | 0 | esc | 0 | 0 | 0 | 0 | 0 | 0 | 0.15274 | 65.4638
[79 empty] | WLDFR | HFTD - Distribution - Tier 3 - 5QU CoRE ¦ 4QU LoRE | Seismic - Red Flag Warning - Catastrophic Fires | 2021 | 0 | 0 | 0 | 0 | 21083.8428 | 409.2237 | 13469.0878 | 7205.5313 | 1219.584 | 1219.584 | 0 | 0 | 2.0373e-08 |  | 0 | 2.4846e-05 | 2.4846e-05 | 0 | 2.4846e-05 | 2.4846e-05 | 0 | 0 | 0 | 0 | 0 | 0 | [40 empty] | All EPR in 2020WLDFRFinancial | WLDFR | HFTD - Distribution - Tier 2 - 5QU CoRE ¦ 1QU LoRE | Seismic - Non-Red Flag Warning - Catastrophic Fires | 2025 | Financial | 13939.561 | 700.8825 | 2025 | Control | 0.053 | 3 | 0 | esc | 0 | 0 | 0 | 0 | 0 | 0 | 0.055966 | 780.1444
[79 empty] | WLDFR | HFTD - Distribution - Tier 3 - 5QU CoRE ¦ 4QU LoRE | Seismic - Red Flag Warning - Catastrophic Fires | 2022 | 0 | 0 | 0 | 0 | 21083.8428 | 409.2237 | 13469.0878 | 7205.5313 | 1219.584 | 1219.584 | 1219.584 | 0 | 2.0373e-08 |  | 0 | 2.4846e-05 | 2.4846e-05 | 0 | 2.4846e-05 | 2.4846e-05 | 0 | 2.4846e-05 | 2.4846e-05 | 0 | 0 | 0 | [40 empty] | All EPR in 2020WLDFRSafety | WLDFR | HFTD - Distribution - Tier 2 - 5QU CoRE ¦ 1QU LoRE | Seismic - Non-Red Flag Warning - Catastrophic Fires | 2025 | Safety | 7467.8148 | 700.8825 | 2025 | Control | 0.053 | 3 | 0 | esc | 0 | 0 | 0 | 0 | 0 | 0 | 0.055966 | 417.9453
[79 empty] | WLDFR | HFTD - Distribution - Tier 3 - 5QU CoRE ¦ 4QU LoRE | Seismic - Red Flag Warning - Catastrophic Fires | 2023 | 0 | 0 | 0 | 0 | 21835.9781 | 428.6023 | 13939.561 | 7467.8148 | 0 | 1263.5534 | 1263.5534 | 1263.5534 | 2.0373e-08 |  | 0 | 0 | 0 | 0 | 2.5742e-05 | 2.5742e-05 | 0 | 2.5742e-05 | 2.5742e-05 | 0 | 2.5742e-05 | 2.5742e-05 | [40 empty] | All EPR in 2020WLDFRElectric Reliability | WLDFR | HFTD - Distribution - Tier 2 - 5QU CoRE ¦ 1QU LoRE | Seismic - Red Flag Warning - Catastrophic Fires | 2021 | Electric Reliability | 409.2237 | 700.8825 | 2021 | Control | 0.1325 | 3 | 0 | esc | 0.15274 | 62.5039 | 0.15274 | 62.5039 | 0 | 0 | 0 | 0
[79 empty] | WLDFR | HFTD - Distribution - Tier 3 - 5QU CoRE ¦ 4QU LoRE | Seismic - Red Flag Warning - Catastrophic Fires | 2024 | 0 | 0 | 0 | 0 | 21835.9781 | 428.6023 | 13939.561 | 7467.8148 | 0 | 0 | 1263.5534 | 1263.5534 | 2.0373e-08 |  | 0 | 0 | 0 | 0 | 0 | 0 | 0 | 2.5742e-05 | 2.5742e-05 | 0 | 2.5742e-05 | 2.5742e-05 | [40 empty] | All EPR in 2020WLDFRFinancial | WLDFR | HFTD - Distribution - Tier 2 - 5QU CoRE ¦ 1QU LoRE | Seismic - Red Flag Warning - Catastrophic Fires | 2021 | Financial | 13469.0878 | 700.8825 | 2021 | Control | 0.053 | 3 | 0 | esc | 0.055966 | 753.8138 | 0.055966 | 753.8138 | 0 | 0 | 0 | 0
[79 empty] | WLDFR | HFTD - Distribution - Tier 3 - 5QU CoRE ¦ 4QU LoRE | Seismic - Red Flag Warning - Catastrophic Fires | 2025 | 0 | 0 | 0 | 0 | 21835.9781 | 428.6023 | 13939.561 | 7467.8148 | 0 | 0 | 0 | 1263.5534 | 2.0373e-08 |  | 0 | 0 | 0 | 0 | 0 | 0 | 0 | 0 | 0 | 0 | 2.5742e-05 | 2.5742e-05 | [40 empty] | All EPR in 2020WLDFRSafety | WLDFR | HFTD - Distribution - Tier 2 - 5QU CoRE ¦ 1QU LoRE | Seismic - Red Flag Warning - Catastrophic Fires | 2021 | Safety | 7205.5313 | 700.8825 | 2021 | Control | 0.053 | 3 | 0 | esc | 0.055966 | 403.2663 | 0.055966 | 403.2663 | 0 | 0 | 0 | 0
[79 empty] | WLDFR | HFTD - Distribution - Tier 3 - 5QU CoRE ¦ 5QU LoRE | Non-Red Flag Warning - Catastrophic Fires | 2020 | 0 | 0 | 0 | 0 | 14146.1306 | 222.2294 | 8585.7228 | 5338.1784 | 813.2108 | 0 | 0 | 0 | 3.8202e-08 |  | 0 | 3.1066e-05 | 3.1066e-05 | 0 | 0 | 0 | 0 | 0 | 0 | 0 | 0 | 0 | [40 empty] | All EPR in 2020WLDFRElectric Reliability | WLDFR | HFTD - Distribution - Tier 2 - 5QU CoRE ¦ 1QU LoRE | Seismic - Red Flag Warning - Catastrophic Fires | 2022 | Electric Reliability | 409.2237 | 700.8825 | 2022 | Control | 0.1325 | 3 | 0 | esc | 0.15274 | 62.5039 | 0.15274 | 62.5039 | 0.15274 | 62.5039 | 0 | 0
[79 empty] | WLDFR | HFTD - Distribution - Tier 3 - 5QU CoRE ¦ 5QU LoRE | Non-Red Flag Warning - Catastrophic Fires | 2021 | 0 | 0 | 0 | 0 | 14146.1306 | 222.2294 | 8585.7228 | 5338.1784 | 813.2108 | 813.2108 | 0 | 0 | 3.8202e-08 |  | 0 | 3.1066e-05 | 3.1066e-05 | 0 | 3.1066e-05 | 3.1066e-05 | 0 | 0 | 0 | 0 | 0 | 0 | [40 empty] | All EPR in 2020WLDFRFinancial | WLDFR | HFTD - Distribution - Tier 2 - 5QU CoRE ¦ 1QU LoRE | Seismic - Red Flag Warning - Catastrophic Fires | 2022 | Financial | 13469.0878 | 700.8825 | 2022 | Control | 0.053 | 3 | 0 | esc | 0.055966 | 753.8138 | 0.055966 | 753.8138 | 0.055966 | 753.8138 | 0 | 0
[79 empty] | WLDFR | HFTD - Distribution - Tier 3 - 5QU CoRE ¦ 5QU LoRE | Non-Red Flag Warning - Catastrophic Fires | 2022 | 0 | 0 | 0 | 0 | 14146.1306 | 222.2294 | 8585.7228 | 5338.1784 | 813.2108 | 813.2108 | 813.2108 | 0 | 3.8202e-08 |  | 0 | 3.1066e-05 | 3.1066e-05 | 0 | 3.1066e-05 | 3.1066e-05 | 0 | 3.1066e-05 | 3.1066e-05 | 0 | 0 | 0 | [40 empty] | All EPR in 2020WLDFRSafety | WLDFR | HFTD - Distribution - Tier 2 - 5QU CoRE ¦ 1QU LoRE | Seismic - Red Flag Warning - Catastrophic Fires | 2022 | Safety | 7205.5313 | 700.8825 | 2022 | Control | 0.053 | 3 | 0 | esc | 0.055966 | 403.2663 | 0.055966 | 403.2663 | 0.055966 | 403.2663 | 0 | 0
[79 empty] | WLDFR | HFTD - Distribution - Tier 3 - 5QU CoRE ¦ 5QU LoRE | Non-Red Flag Warning - Catastrophic Fires | 2023 | 0 | 0 | 0 | 0 | 14664.6376 | 233.2301 | 8896.516 | 5534.8915 | 0 | 843.2942 | 843.2942 | 843.2942 | 3.8202e-08 |  | 0 | 0 | 0 | 0 | 3.2215e-05 | 3.2215e-05 | 0 | 3.2215e-05 | 3.2215e-05 | 0 | 3.2215e-05 | 3.2215e-05 | [40 empty] | All EPR in 2020WLDFRElectric Reliability | WLDFR | HFTD - Distribution - Tier 2 - 5QU CoRE ¦ 1QU LoRE | Seismic - Red Flag Warning - Catastrophic Fires | 2023 | Electric Reliability | 428.6023 | 700.8825 | 2023 | Control | 0.1325 | 3 | 0 | esc | 0 | 0 | 0.15274 | 65.4638 | 0.15274 | 65.4638 | 0.15274 | 65.4638
[79 empty] | WLDFR | HFTD - Distribution - Tier 3 - 5QU CoRE ¦ 5QU LoRE | Non-Red Flag Warning - Catastrophic Fires | 2024 | 0 | 0 | 0 | 0 | 14664.6376 | 233.2301 | 8896.516 | 5534.8915 | 0 | 0 | 843.2942 | 843.2942 | 3.8202e-08 |  | 0 | 0 | 0 | 0 | 0 | 0 | 0 | 3.2215e-05 | 3.2215e-05 | 0 | 3.2215e-05 | 3.2215e-05 | [40 empty] | All EPR in 2020WLDFRFinancial | WLDFR | HFTD - Distribution - Tier 2 - 5QU CoRE ¦ 1QU LoRE | Seismic - Red Flag Warning - Catastrophic Fires | 2023 | Financial | 13939.561 | 700.8825 | 2023 | Control | 0.053 | 3 | 0 | esc | 0 | 0 | 0.055966 | 780.1444 | 0.055966 | 780.1444 | 0.055966 | 780.1444
[79 empty] | WLDFR | HFTD - Distribution - Tier 3 - 5QU CoRE ¦ 5QU LoRE | Non-Red Flag Warning - Catastrophic Fires | 2025 | 0 | 0 | 0 | 0 | 14664.6376 | 233.2301 | 8896.516 | 5534.8915 | 0 | 0 | 0 | 843.2942 | 3.8202e-08 |  | 0 | 0 | 0 | 0 | 0 | 0 | 0 | 0 | 0 | 0 | 3.2215e-05 | 3.2215e-05 | [40 empty] | All EPR in 2020WLDFRSafety | WLDFR | HFTD - Distribution - Tier 2 - 5QU CoRE ¦ 1QU LoRE | Seismic - Red Flag Warning - Catastrophic Fires | 2023 | Safety | 7467.8148 | 700.8825 | 2023 | Control | 0.053 | 3 | 0 | esc | 0 | 0 | 0.055966 | 417.9453 | 0.055966 | 417.9453 | 0.055966 | 417.9453
[79 empty] | WLDFR | HFTD - Distribution - Tier 3 - 5QU CoRE ¦ 5QU LoRE | Non-Red Flag Warning - Destructive Fires | 2020 | 0 | 0 | 0 | 0 | 8807.9522 | 222.2294 | 8585.7228 | 0 | 514.4532 | 0 | 0 | 0 | 4.7166e-08 |  | 0 | 2.4265e-05 | 2.4265e-05 | 0 | 0 | 0 | 0 | 0 | 0 | 0 | 0 | 0 | [40 empty] | All EPR in 2020WLDFRElectric Reliability | WLDFR | HFTD - Distribution - Tier 2 - 5QU CoRE ¦ 1QU LoRE | Seismic - Red Flag Warning - Catastrophic Fires | 2024 | Electric Reliability | 428.6023 | 700.8825 | 2024 | Control | 0.1325 | 3 | 0 | esc | 0 | 0 | 0 | 0 | 0.15274 | 65.4638 | 0.15274 | 65.4638
[79 empty] | WLDFR | HFTD - Distribution - Tier 3 - 5QU CoRE ¦ 5QU LoRE | Non-Red Flag Warning - Destructive Fires | 2021 | 0 | 0 | 0 | 0 | 8807.9522 | 222.2294 | 8585.7228 | 0 | 514.4532 | 514.4532 | 0 | 0 | 4.7166e-08 |  | 0 | 2.4265e-05 | 2.4265e-05 | 0 | 2.4265e-05 | 2.4265e-05 | 0 | 0 | 0 | 0 | 0 | 0 | [40 empty] | All EPR in 2020WLDFRFinancial | WLDFR | HFTD - Distribution - Tier 2 - 5QU CoRE ¦ 1QU LoRE | Seismic - Red Flag Warning - Catastrophic Fires | 2024 | Financial | 13939.561 | 700.8825 | 2024 | Control | 0.053 | 3 | 0 | esc | 0 | 0 | 0 | 0 | 0.055966 | 780.1444 | 0.055966 | 780.1444
[79 empty] | WLDFR | HFTD - Distribution - Tier 3 - 5QU CoRE ¦ 5QU LoRE | Non-Red Flag Warning - Destructive Fires | 2022 | 0 | 0 | 0 | 0 | 8807.9522 | 222.2294 | 8585.7228 | 0 | 514.4532 | 514.4532 | 514.4532 | 0 | 4.7166e-08 |  | 0 | 2.4265e-05 | 2.4265e-05 | 0 | 2.4265e-05 | 2.4265e-05 | 0 | 2.4265e-05 | 2.4265e-05 | 0 | 0 | 0 | [40 empty] | All EPR in 2020WLDFRSafety | WLDFR | HFTD - Distribution - Tier 2 - 5QU CoRE ¦ 1QU LoRE | Seismic - Red Flag Warning - Catastrophic Fires | 2024 | Safety | 7467.8148 | 700.8825 | 2024 | Control | 0.053 | 3 | 0 | esc | 0 | 0 | 0 | 0 | 0.055966 | 417.9453 | 0.055966 | 417.9453
[79 empty] | WLDFR | HFTD - Distribution - Tier 3 - 5QU CoRE ¦ 5QU LoRE | Non-Red Flag Warning - Destructive Fires | 2023 | 0 | 0 | 0 | 0 | 9129.7461 | 233.2301 | 8896.516 | 0 | 0 | 533.5273 | 533.5273 | 533.5273 | 4.7166e-08 |  | 0 | 0 | 0 | 0 | 2.5164e-05 | 2.5164e-05 | 0 | 2.5164e-05 | 2.5164e-05 | 0 | 2.5164e-05 | 2.5164e-05 | [40 empty] | All EPR in 2020WLDFRElectric Reliability | WLDFR | HFTD - Distribution - Tier 2 - 5QU CoRE ¦ 1QU LoRE | Seismic - Red Flag Warning - Catastrophic Fires | 2025 | Electric Reliability | 428.6023 | 700.8825 | 2025 | Control | 0.1325 | 3 | 0 | esc | 0 | 0 | 0 | 0 | 0 | 0 | 0.15274 | 65.4638
[79 empty] | WLDFR | HFTD - Distribution - Tier 3 - 5QU CoRE ¦ 5QU LoRE | Non-Red Flag Warning - Destructive Fires | 2024 | 0 | 0 | 0 | 0 | 9129.7461 | 233.2301 | 8896.516 | 0 | 0 | 0 | 533.5273 | 533.5273 | 4.7166e-08 |  | 0 | 0 | 0 | 0 | 0 | 0 | 0 | 2.5164e-05 | 2.5164e-05 | 0 | 2.5164e-05 | 2.5164e-05 | [40 empty] | All EPR in 2020WLDFRFinancial | WLDFR | HFTD - Distribution - Tier 2 - 5QU CoRE ¦ 1QU LoRE | Seismic - Red Flag Warning - Catastrophic Fires | 2025 | Financial | 13939.561 | 700.8825 | 2025 | Control | 0.053 | 3 | 0 | esc | 0 | 0 | 0 | 0 | 0 | 0 | 0.055966 | 780.1444
[79 empty] | WLDFR | HFTD - Distribution - Tier 3 - 5QU CoRE ¦ 5QU LoRE | Non-Red Flag Warning - Destructive Fires | 2025 | 0 | 0 | 0 | 0 | 9129.7461 | 233.2301 | 8896.516 | 0 | 0 | 0 | 0 | 533.5273 | 4.7166e-08 |  | 0 | 0 | 0 | 0 | 0 | 0 | 0 | 0 | 0 | 0 | 2.5164e-05 | 2.5164e-05 | [40 empty] | All EPR in 2020WLDFRSafety | WLDFR | HFTD - Distribution - Tier 2 - 5QU CoRE ¦ 1QU LoRE | Seismic - Red Flag Warning - Catastrophic Fires | 2025 | Safety | 7467.8148 | 700.8825 | 2025 | Control | 0.053 | 3 | 0 | esc | 0 | 0 | 0 | 0 | 0 | 0 | 0.055966 | 417.9453
[79 empty] | WLDFR | HFTD - Distribution - Tier 3 - 5QU CoRE ¦ 5QU LoRE | Non-Red Flag Warning - Large Fires | 2020 | 0 | 0 | 0 | 0 | 5.2406 | 0.69642 | 2.942 | 1.6022 | 0.36069 | 0 | 0 | 0 | 5.8805e-06 |  | 0 | 2.121e-06 | 2.121e-06 | 0 | 0 | 0 | 0 | 0 | 0 | 0 | 0 | 0 | [40 empty] | All EPR in 2020WLDFRElectric Reliability | WLDFR | HFTD - Distribution - Tier 2 - 5QU CoRE ¦ 2QU LoRE | Non-Red Flag Warning - Catastrophic Fires | 2021 | Electric Reliability | 222.2294 | 774.3498 | 2021 | Control | 0.1325 | 3 | 0 | esc | 0.15274 | 33.9428 | 0.15274 | 33.9428 | 0 | 0 | 0 | 0
[79 empty] | WLDFR | HFTD - Distribution - Tier 3 - 5QU CoRE ¦ 5QU LoRE | Non-Red Flag Warning - Large Fires | 2021 | 0 | 0 | 0 | 0 | 5.2406 | 0.69642 | 2.942 | 1.6022 | 0.36069 | 0.36069 | 0 | 0 | 5.8805e-06 |  | 0 | 2.121e-06 | 2.121e-06 | 0 | 2.121e-06 | 2.121e-06 | 0 | 0 | 0 | 0 | 0 | 0 | [40 empty] | All EPR in 2020WLDFRFinancial | WLDFR | HFTD - Distribution - Tier 2 - 5QU CoRE ¦ 2QU LoRE | Non-Red Flag Warning - Catastrophic Fires | 2021 | Financial | 8585.7228 | 774.3498 | 2021 | Control | 0.053 | 3 | 0 | esc | 0.055966 | 480.5104 | 0.055966 | 480.5104 | 0 | 0 | 0 | 0
[79 empty] | WLDFR | HFTD - Distribution - Tier 3 - 5QU CoRE ¦ 5QU LoRE | Non-Red Flag Warning - Large Fires | 2022 | 0 | 0 | 0 | 0 | 5.2406 | 0.69642 | 2.942 | 1.6022 | 0.36069 | 0.36069 | 0.36069 | 0 | 5.8805e-06 |  | 0 | 2.121e-06 | 2.121e-06 | 0 | 2.121e-06 | 2.121e-06 | 0 | 2.121e-06 | 2.121e-06 | 0 | 0 | 0 | [40 empty] | All EPR in 2020WLDFRSafety | WLDFR | HFTD - Distribution - Tier 2 - 5QU CoRE ¦ 2QU LoRE | Non-Red Flag Warning - Catastrophic Fires | 2021 | Safety | 5338.1784 | 774.3498 | 2021 | Control | 0.053 | 3 | 0 | esc | 0.055966 | 298.7576 | 0.055966 | 298.7576 | 0 | 0 | 0 | 0
[79 empty] | WLDFR | HFTD - Distribution - Tier 3 - 5QU CoRE ¦ 5QU LoRE | Non-Red Flag Warning - Large Fires | 2023 | 0 | 0 | 0 | 0 | 5.475 | 0.71896 | 3.0715 | 1.6846 | 0 | 0.37599 | 0.37599 | 0.37599 | 5.8805e-06 |  | 0 | 0 | 0 | 0 | 2.211e-06 | 2.211e-06 | 0 | 2.211e-06 | 2.211e-06 | 0 | 2.211e-06 | 2.211e-06 | [40 empty] | All EPR in 2020WLDFRElectric Reliability | WLDFR | HFTD - Distribution - Tier 2 - 5QU CoRE ¦ 2QU LoRE | Non-Red Flag Warning - Catastrophic Fires | 2022 | Electric Reliability | 222.2294 | 774.3498 | 2022 | Control | 0.1325 | 3 | 0 | esc | 0.15274 | 33.9428 | 0.15274 | 33.9428 | 0.15274 | 33.9428 | 0 | 0
[79 empty] | WLDFR | HFTD - Distribution - Tier 3 - 5QU CoRE ¦ 5QU LoRE | Non-Red Flag Warning - Large Fires | 2024 | 0 | 0 | 0 | 0 | 5.475 | 0.71896 | 3.0715 | 1.6846 | 0 | 0 | 0.37599 | 0.37599 | 5.8805e-06 |  | 0 | 0 | 0 | 0 | 0 | 0 | 0 | 2.211e-06 | 2.211e-06 | 0 | 2.211e-06 | 2.211e-06 | [40 empty] | All EPR in 2020WLDFRFinancial | WLDFR | HFTD - Distribution - Tier 2 - 5QU CoRE ¦ 2QU LoRE | Non-Red Flag Warning - Catastrophic Fires | 2022 | Financial | 8585.7228 | 774.3498 | 2022 | Control | 0.053 | 3 | 0 | esc | 0.055966 | 480.5104 | 0.055966 | 480.5104 | 0.055966 | 480.5104 | 0 | 0
[79 empty] | WLDFR | HFTD - Distribution - Tier 3 - 5QU CoRE ¦ 5QU LoRE | Non-Red Flag Warning - Large Fires | 2025 | 0 | 0 | 0 | 0 | 5.475 | 0.71896 | 3.0715 | 1.6846 | 0 | 0 | 0 | 0.37599 | 5.8805e-06 |  | 0 | 0 | 0 | 0 | 0 | 0 | 0 | 0 | 0 | 0 | 2.211e-06 | 2.211e-06 | [40 empty] | All EPR in 2020WLDFRSafety | WLDFR | HFTD - Distribution - Tier 2 - 5QU CoRE ¦ 2QU LoRE | Non-Red Flag Warning - Catastrophic Fires | 2022 | Safety | 5338.1784 | 774.3498 | 2022 | Control | 0.053 | 3 | 0 | esc | 0.055966 | 298.7576 | 0.055966 | 298.7576 | 0.055966 | 298.7576 | 0 | 0
[79 empty] | WLDFR | HFTD - Distribution - Tier 3 - 5QU CoRE ¦ 5QU LoRE | Non-Red Flag Warning - Small Fires | 2020 | 0 | 0 | 0 | 0 | 0.077901 | 0.036425 | 0.0015809 | 0.039895 | 0.0078847 | 0 | 0 | 0 | 0.0025274 |  | 0 | 1.9928e-05 | 1.9928e-05 | 0 | 0 | 0 | 0 | 0 | 0 | 0 | 0 | 0 | [40 empty] | All EPR in 2020WLDFRElectric Reliability | WLDFR | HFTD - Distribution - Tier 2 - 5QU CoRE ¦ 2QU LoRE | Non-Red Flag Warning - Catastrophic Fires | 2023 | Electric Reliability | 233.2301 | 774.3498 | 2023 | Control | 0.1325 | 3 | 0 | esc | 0 | 0 | 0.15274 | 35.623 | 0.15274 | 35.623 | 0.15274 | 35.623
[79 empty] | WLDFR | HFTD - Distribution - Tier 3 - 5QU CoRE ¦ 5QU LoRE | Non-Red Flag Warning - Small Fires | 2021 | 0 | 0 | 0 | 0 | 0.077901 | 0.036425 | 0.0015809 | 0.039895 | 0.0078847 | 0.0078847 | 0 | 0 | 0.0025274 |  | 0 | 1.9928e-05 | 1.9928e-05 | 0 | 1.9928e-05 | 1.9928e-05 | 0 | 0 | 0 | 0 | 0 | 0 | [40 empty] | All EPR in 2020WLDFRFinancial | WLDFR | HFTD - Distribution - Tier 2 - 5QU CoRE ¦ 2QU LoRE | Non-Red Flag Warning - Catastrophic Fires | 2023 | Financial | 8896.516 | 774.3498 | 2023 | Control | 0.053 | 3 | 0 | esc | 0 | 0 | 0.055966 | 497.9043 | 0.055966 | 497.9043 | 0.055966 | 497.9043
[79 empty] | WLDFR | HFTD - Distribution - Tier 3 - 5QU CoRE ¦ 5QU LoRE | Non-Red Flag Warning - Small Fires | 2022 | 0 | 0 | 0 | 0 | 0.077901 | 0.036425 | 0.0015809 | 0.039895 | 0.0078847 | 0.0078847 | 0.0078847 | 0 | 0.0025274 |  | 0 | 1.9928e-05 | 1.9928e-05 | 0 | 1.9928e-05 | 1.9928e-05 | 0 | 1.9928e-05 | 1.9928e-05 | 0 | 0 | 0 | [40 empty] | All EPR in 2020WLDFRSafety | WLDFR | HFTD - Distribution - Tier 2 - 5QU CoRE ¦ 2QU LoRE | Non-Red Flag Warning - Catastrophic Fires | 2023 | Safety | 5534.8915 | 774.3498 | 2023 | Control | 0.053 | 3 | 0 | esc | 0 | 0 | 0.055966 | 309.7669 | 0.055966 | 309.7669 | 0.055966 | 309.7669
[79 empty] | WLDFR | HFTD - Distribution - Tier 3 - 5QU CoRE ¦ 5QU LoRE | Non-Red Flag Warning - Small Fires | 2023 | 0 | 0 | 0 | 0 | 0.080408 | 0.03759 | 0.0016314 | 0.041187 | 0 | 0.0081378 | 0.0081378 | 0.0081378 | 0.0025274 |  | 0 | 0 | 0 | 0 | 2.0567e-05 | 2.0567e-05 | 0 | 2.0567e-05 | 2.0567e-05 | 0 | 2.0567e-05 | 2.0567e-05 | [40 empty] | All EPR in 2020WLDFRElectric Reliability | WLDFR | HFTD - Distribution - Tier 2 - 5QU CoRE ¦ 2QU LoRE | Non-Red Flag Warning - Catastrophic Fires | 2024 | Electric Reliability | 233.2301 | 774.3498 | 2024 | Control | 0.1325 | 3 | 0 | esc | 0 | 0 | 0 | 0 | 0.15274 | 35.623 | 0.15274 | 35.623
[79 empty] | WLDFR | HFTD - Distribution - Tier 3 - 5QU CoRE ¦ 5QU LoRE | Non-Red Flag Warning - Small Fires | 2024 | 0 | 0 | 0 | 0 | 0.080408 | 0.03759 | 0.0016314 | 0.041187 | 0 | 0 | 0.0081378 | 0.0081378 | 0.0025274 |  | 0 | 0 | 0 | 0 | 0 | 0 | 0 | 2.0567e-05 | 2.0567e-05 | 0 | 2.0567e-05 | 2.0567e-05 | [40 empty] | All EPR in 2020WLDFRFinancial | WLDFR | HFTD - Distribution - Tier 2 - 5QU CoRE ¦ 2QU LoRE | Non-Red Flag Warning - Catastrophic Fires | 2024 | Financial | 8896.516 | 774.3498 | 2024 | Control | 0.053 | 3 | 0 | esc | 0 | 0 | 0 | 0 | 0.055966 | 497.9043 | 0.055966 | 497.9043
[79 empty] | WLDFR | HFTD - Distribution - Tier 3 - 5QU CoRE ¦ 5QU LoRE | Non-Red Flag Warning - Small Fires | 2025 | 0 | 0 | 0 | 0 | 0.080408 | 0.03759 | 0.0016314 | 0.041187 | 0 | 0 | 0 | 0.0081378 | 0.0025274 |  | 0 | 0 | 0 | 0 | 0 | 0 | 0 | 0 | 0 | 0 | 2.0567e-05 | 2.0567e-05 | [40 empty] | All EPR in 2020WLDFRSafety | WLDFR | HFTD - Distribution - Tier 2 - 5QU CoRE ¦ 2QU LoRE | Non-Red Flag Warning - Catastrophic Fires | 2024 | Safety | 5534.8915 | 774.3498 | 2024 | Control | 0.053 | 3 | 0 | esc | 0 | 0 | 0 | 0 | 0.055966 | 309.7669 | 0.055966 | 309.7669
[79 empty] | WLDFR | HFTD - Distribution - Tier 3 - 5QU CoRE ¦ 5QU LoRE | Red Flag Warning - Catastrophic Fires | 2020 | 0 | 0 | 0 | 0 | 14146.1306 | 222.2294 | 8585.7228 | 5338.1784 | 813.2108 | 0 | 0 | 0 | 9.5041e-07 |  | 0 | 0.00077289 | 0.00077289 | 0 | 0 | 0 | 0 | 0 | 0 | 0 | 0 | 0 | [40 empty] | All EPR in 2020WLDFRElectric Reliability | WLDFR | HFTD - Distribution - Tier 2 - 5QU CoRE ¦ 2QU LoRE | Non-Red Flag Warning - Catastrophic Fires | 2025 | Electric Reliability | 233.2301 | 774.3498 | 2025 | Control | 0.1325 | 3 | 0 | esc | 0 | 0 | 0 | 0 | 0 | 0 | 0.15274 | 35.623
[79 empty] | WLDFR | HFTD - Distribution - Tier 3 - 5QU CoRE ¦ 5QU LoRE | Red Flag Warning - Catastrophic Fires | 2021 | 0 | 0 | 0 | 0 | 14146.1306 | 222.2294 | 8585.7228 | 5338.1784 | 813.2108 | 813.2108 | 0 | 0 | 9.5041e-07 |  | 0 | 0.00077289 | 0.00077289 | 0 | 0.00077289 | 0.00077289 | 0 | 0 | 0 | 0 | 0 | 0 | [40 empty] | All EPR in 2020WLDFRFinancial | WLDFR | HFTD - Distribution - Tier 2 - 5QU CoRE ¦ 2QU LoRE | Non-Red Flag Warning - Catastrophic Fires | 2025 | Financial | 8896.516 | 774.3498 | 2025 | Control | 0.053 | 3 | 0 | esc | 0 | 0 | 0 | 0 | 0 | 0 | 0.055966 | 497.9043
[79 empty] | WLDFR | HFTD - Distribution - Tier 3 - 5QU CoRE ¦ 5QU LoRE | Red Flag Warning - Catastrophic Fires | 2022 | 0 | 0 | 0 | 0 | 14146.1306 | 222.2294 | 8585.7228 | 5338.1784 | 813.2108 | 813.2108 | 813.2108 | 0 | 9.5041e-07 |  | 0 | 0.00077289 | 0.00077289 | 0 | 0.00077289 | 0.00077289 | 0 | 0.00077289 | 0.00077289 | 0 | 0 | 0 | [40 empty] | All EPR in 2020WLDFRSafety | WLDFR | HFTD - Distribution - Tier 2 - 5QU CoRE ¦ 2QU LoRE | Non-Red Flag Warning - Catastrophic Fires | 2025 | Safety | 5534.8915 | 774.3498 | 2025 | Control | 0.053 | 3 | 0 | esc | 0 | 0 | 0 | 0 | 0 | 0 | 0.055966 | 309.7669
[79 empty] | WLDFR | HFTD - Distribution - Tier 3 - 5QU CoRE ¦ 5QU LoRE | Red Flag Warning - Catastrophic Fires | 2023 | 0 | 0 | 0 | 0 | 14664.6376 | 233.2301 | 8896.516 | 5534.8915 | 0 | 843.2942 | 843.2942 | 843.2942 | 9.5041e-07 |  | 0 | 0 | 0 | 0 | 0.00080148 | 0.00080148 | 0 | 0.00080148 | 0.00080148 | 0 | 0.00080148 | 0.00080148 | [40 empty] | All EPR in 2020WLDFRElectric Reliability | WLDFR | HFTD - Distribution - Tier 2 - 5QU CoRE ¦ 2QU LoRE | Non-Red Flag Warning - Destructive Fires | 2021 | Electric Reliability | 222.2294 | 774.3498 | 2021 | Control | 0.1325 | 3 | 0 | esc | 0.15274 | 33.9428 | 0.15274 | 33.9428 | 0 | 0 | 0 | 0
[79 empty] | WLDFR | HFTD - Distribution - Tier 3 - 5QU CoRE ¦ 5QU LoRE | Red Flag Warning - Catastrophic Fires | 2024 | 0 | 0 | 0 | 0 | 14664.6376 | 233.2301 | 8896.516 | 5534.8915 | 0 | 0 | 843.2942 | 843.2942 | 9.5041e-07 |  | 0 | 0 | 0 | 0 | 0 | 0 | 0 | 0.00080148 | 0.00080148 | 0 | 0.00080148 | 0.00080148 | [40 empty] | All EPR in 2020WLDFRFinancial | WLDFR | HFTD - Distribution - Tier 2 - 5QU CoRE ¦ 2QU LoRE | Non-Red Flag Warning - Destructive Fires | 2021 | Financial | 8585.7228 | 774.3498 | 2021 | Control | 0.053 | 3 | 0 | esc | 0.055966 | 480.5104 | 0.055966 | 480.5104 | 0 | 0 | 0 | 0
[79 empty] | WLDFR | HFTD - Distribution - Tier 3 - 5QU CoRE ¦ 5QU LoRE | Red Flag Warning - Catastrophic Fires | 2025 | 0 | 0 | 0 | 0 | 14664.6376 | 233.2301 | 8896.516 | 5534.8915 | 0 | 0 | 0 | 843.2942 | 9.5041e-07 |  | 0 | 0 | 0 | 0 | 0 | 0 | 0 | 0 | 0 | 0 | 0.00080148 | 0.00080148 | [40 empty] | All EPR in 2020WLDFRElectric Reliability | WLDFR | HFTD - Distribution - Tier 2 - 5QU CoRE ¦ 2QU LoRE | Non-Red Flag Warning - Destructive Fires | 2022 | Electric Reliability | 222.2294 | 774.3498 | 2022 | Control | 0.1325 | 3 | 0 | esc | 0.15274 | 33.9428 | 0.15274 | 33.9428 | 0.15274 | 33.9428 | 0 | 0
[79 empty] | WLDFR | HFTD - Distribution - Tier 3 - 5QU CoRE ¦ 5QU LoRE | Red Flag Warning - Destructive Fires | 2020 | 0 | 0 | 0 | 0 | 8807.9522 | 222.2294 | 8585.7228 | 0 | 514.4532 | 0 | 0 | 0 | 1.5723e-07 |  | 0 | 8.0887e-05 | 8.0887e-05 | 0 | 0 | 0 | 0 | 0 | 0 | 0 | 0 | 0 | [40 empty] | All EPR in 2020WLDFRFinancial | WLDFR | HFTD - Distribution - Tier 2 - 5QU CoRE ¦ 2QU LoRE | Non-Red Flag Warning - Destructive Fires | 2022 | Financial | 8585.7228 | 774.3498 | 2022 | Control | 0.053 | 3 | 0 | esc | 0.055966 | 480.5104 | 0.055966 | 480.5104 | 0.055966 | 480.5104 | 0 | 0
[79 empty] | WLDFR | HFTD - Distribution - Tier 3 - 5QU CoRE ¦ 5QU LoRE | Red Flag Warning - Destructive Fires | 2021 | 0 | 0 | 0 | 0 | 8807.9522 | 222.2294 | 8585.7228 | 0 | 514.4532 | 514.4532 | 0 | 0 | 1.5723e-07 |  | 0 | 8.0887e-05 | 8.0887e-05 | 0 | 8.0887e-05 | 8.0887e-05 | 0 | 0 | 0 | 0 | 0 | 0 | [40 empty] | All EPR in 2020WLDFRElectric Reliability | WLDFR | HFTD - Distribution - Tier 2 - 5QU CoRE ¦ 2QU LoRE | Non-Red Flag Warning - Destructive Fires | 2023 | Electric Reliability | 233.2301 | 774.3498 | 2023 | Control | 0.1325 | 3 | 0 | esc | 0 | 0 | 0.15274 | 35.623 | 0.15274 | 35.623 | 0.15274 | 35.623
[79 empty] | WLDFR | HFTD - Distribution - Tier 3 - 5QU CoRE ¦ 5QU LoRE | Red Flag Warning - Destructive Fires | 2022 | 0 | 0 | 0 | 0 | 8807.9522 | 222.2294 | 8585.7228 | 0 | 514.4532 | 514.4532 | 514.4532 | 0 | 1.5723e-07 |  | 0 | 8.0887e-05 | 8.0887e-05 | 0 | 8.0887e-05 | 8.0887e-05 | 0 | 8.0887e-05 | 8.0887e-05 | 0 | 0 | 0 | [40 empty] | All EPR in 2020WLDFRFinancial | WLDFR | HFTD - Distribution - Tier 2 - 5QU CoRE ¦ 2QU LoRE | Non-Red Flag Warning - Destructive Fires | 2023 | Financial | 8896.516 | 774.3498 | 2023 | Control | 0.053 | 3 | 0 | esc | 0 | 0 | 0.055966 | 497.9043 | 0.055966 | 497.9043 | 0.055966 | 497.9043
[79 empty] | WLDFR | HFTD - Distribution - Tier 3 - 5QU CoRE ¦ 5QU LoRE | Red Flag Warning - Destructive Fires | 2023 | 0 | 0 | 0 | 0 | 9129.7461 | 233.2301 | 8896.516 | 0 | 0 | 533.5273 | 533.5273 | 533.5273 | 1.5723e-07 |  | 0 | 0 | 0 | 0 | 8.3886e-05 | 8.3886e-05 | 0 | 8.3886e-05 | 8.3886e-05 | 0 | 8.3886e-05 | 8.3886e-05 | [40 empty] | All EPR in 2020WLDFRElectric Reliability | WLDFR | HFTD - Distribution - Tier 2 - 5QU CoRE ¦ 2QU LoRE | Non-Red Flag Warning - Destructive Fires | 2024 | Electric Reliability | 233.2301 | 774.3498 | 2024 | Control | 0.1325 | 3 | 0 | esc | 0 | 0 | 0 | 0 | 0.15274 | 35.623 | 0.15274 | 35.623
[79 empty] | WLDFR | HFTD - Distribution - Tier 3 - 5QU CoRE ¦ 5QU LoRE | Red Flag Warning - Destructive Fires | 2024 | 0 | 0 | 0 | 0 | 9129.7461 | 233.2301 | 8896.516 | 0 | 0 | 0 | 533.5273 | 533.5273 | 1.5723e-07 |  | 0 | 0 | 0 | 0 | 0 | 0 | 0 | 8.3886e-05 | 8.3886e-05 | 0 | 8.3886e-05 | 8.3886e-05 | [40 empty] | All EPR in 2020WLDFRFinancial | WLDFR | HFTD - Distribution - Tier 2 - 5QU CoRE ¦ 2QU LoRE | Non-Red Flag Warning - Destructive Fires | 2024 | Financial | 8896.516 | 774.3498 | 2024 | Control | 0.053 | 3 | 0 | esc | 0 | 0 | 0 | 0 | 0.055966 | 497.9043 | 0.055966 | 497.9043
[79 empty] | WLDFR | HFTD - Distribution - Tier 3 - 5QU CoRE ¦ 5QU LoRE | Red Flag Warning - Destructive Fires | 2025 | 0 | 0 | 0 | 0 | 9129.7461 | 233.2301 | 8896.516 | 0 | 0 | 0 | 0 | 533.5273 | 1.5723e-07 |  | 0 | 0 | 0 | 0 | 0 | 0 | 0 | 0 | 0 | 0 | 8.3886e-05 | 8.3886e-05 | [40 empty] | All EPR in 2020WLDFRElectric Reliability | WLDFR | HFTD - Distribution - Tier 2 - 5QU CoRE ¦ 2QU LoRE | Non-Red Flag Warning - Destructive Fires | 2025 | Electric Reliability | 233.2301 | 774.3498 | 2025 | Control | 0.1325 | 3 | 0 | esc | 0 | 0 | 0 | 0 | 0 | 0 | 0.15274 | 35.623
[79 empty] | WLDFR | HFTD - Distribution - Tier 3 - 5QU CoRE ¦ 5QU LoRE | Red Flag Warning - Large Fires | 2020 | 0 | 0 | 0 | 0 | 5.2406 | 0.69642 | 2.942 | 1.6022 | 0.36069 | 0 | 0 | 0 | 1.4045e-05 |  | 0 | 5.0657e-06 | 5.0657e-06 | 0 | 0 | 0 | 0 | 0 | 0 | 0 | 0 | 0 | [40 empty] | All EPR in 2020WLDFRFinancial | WLDFR | HFTD - Distribution - Tier 2 - 5QU CoRE ¦ 2QU LoRE | Non-Red Flag Warning - Destructive Fires | 2025 | Financial | 8896.516 | 774.3498 | 2025 | Control | 0.053 | 3 | 0 | esc | 0 | 0 | 0 | 0 | 0 | 0 | 0.055966 | 497.9043
[79 empty] | WLDFR | HFTD - Distribution - Tier 3 - 5QU CoRE ¦ 5QU LoRE | Red Flag Warning - Large Fires | 2021 | 0 | 0 | 0 | 0 | 5.2406 | 0.69642 | 2.942 | 1.6022 | 0.36069 | 0.36069 | 0 | 0 | 1.4045e-05 |  | 0 | 5.0657e-06 | 5.0657e-06 | 0 | 5.0657e-06 | 5.0657e-06 | 0 | 0 | 0 | 0 | 0 | 0 | [40 empty] | All EPR in 2020WLDFRElectric Reliability | WLDFR | HFTD - Distribution - Tier 2 - 5QU CoRE ¦ 2QU LoRE | Non-Red Flag Warning - Large Fires | 2021 | Electric Reliability | 0.69642 | 774.3498 | 2021 | Control | 0.1325 | 3 | 0 | esc | 0.15274 | 0.10637 | 0.15274 | 0.10637 | 0 | 0 | 0 | 0
[79 empty] | WLDFR | HFTD - Distribution - Tier 3 - 5QU CoRE ¦ 5QU LoRE | Red Flag Warning - Large Fires | 2022 | 0 | 0 | 0 | 0 | 5.2406 | 0.69642 | 2.942 | 1.6022 | 0.36069 | 0.36069 | 0.36069 | 0 | 1.4045e-05 |  | 0 | 5.0657e-06 | 5.0657e-06 | 0 | 5.0657e-06 | 5.0657e-06 | 0 | 5.0657e-06 | 5.0657e-06 | 0 | 0 | 0 | [40 empty] | All EPR in 2020WLDFRFinancial | WLDFR | HFTD - Distribution - Tier 2 - 5QU CoRE ¦ 2QU LoRE | Non-Red Flag Warning - Large Fires | 2021 | Financial | 2.942 | 774.3498 | 2021 | Control | 0.053 | 3 | 0 | esc | 0.055966 | 0.16465 | 0.055966 | 0.16465 | 0 | 0 | 0 | 0
[79 empty] | WLDFR | HFTD - Distribution - Tier 3 - 5QU CoRE ¦ 5QU LoRE | Red Flag Warning - Large Fires | 2023 | 0 | 0 | 0 | 0 | 5.475 | 0.71896 | 3.0715 | 1.6846 | 0 | 0.37599 | 0.37599 | 0.37599 | 1.4045e-05 |  | 0 | 0 | 0 | 0 | 5.2806e-06 | 5.2806e-06 | 0 | 5.2806e-06 | 5.2806e-06 | 0 | 5.2806e-06 | 5.2806e-06 | [40 empty] | All EPR in 2020WLDFRSafety | WLDFR | HFTD - Distribution - Tier 2 - 5QU CoRE ¦ 2QU LoRE | Non-Red Flag Warning - Large Fires | 2021 | Safety | 1.6022 | 774.3498 | 2021 | Control | 0.053 | 3 | 0 | esc | 0.055966 | 0.089668 | 0.055966 | 0.089668 | 0 | 0 | 0 | 0
[79 empty] | WLDFR | HFTD - Distribution - Tier 3 - 5QU CoRE ¦ 5QU LoRE | Red Flag Warning - Large Fires | 2024 | 0 | 0 | 0 | 0 | 5.475 | 0.71896 | 3.0715 | 1.6846 | 0 | 0 | 0.37599 | 0.37599 | 1.4045e-05 |  | 0 | 0 | 0 | 0 | 0 | 0 | 0 | 5.2806e-06 | 5.2806e-06 | 0 | 5.2806e-06 | 5.2806e-06 | [40 empty] | All EPR in 2020WLDFRElectric Reliability | WLDFR | HFTD - Distribution - Tier 2 - 5QU CoRE ¦ 2QU LoRE | Non-Red Flag Warning - Large Fires | 2022 | Electric Reliability | 0.69642 | 774.3498 | 2022 | Control | 0.1325 | 3 | 0 | esc | 0.15274 | 0.10637 | 0.15274 | 0.10637 | 0.15274 | 0.10637 | 0 | 0
[79 empty] | WLDFR | HFTD - Distribution - Tier 3 - 5QU CoRE ¦ 5QU LoRE | Red Flag Warning - Large Fires | 2025 | 0 | 0 | 0 | 0 | 5.475 | 0.71896 | 3.0715 | 1.6846 | 0 | 0 | 0 | 0.37599 | 1.4045e-05 |  | 0 | 0 | 0 | 0 | 0 | 0 | 0 | 0 | 0 | 0 | 5.2806e-06 | 5.2806e-06 | [40 empty] | All EPR in 2020WLDFRFinancial | WLDFR | HFTD - Distribution - Tier 2 - 5QU CoRE ¦ 2QU LoRE | Non-Red Flag Warning - Large Fires | 2022 | Financial | 2.942 | 774.3498 | 2022 | Control | 0.053 | 3 | 0 | esc | 0.055966 | 0.16465 | 0.055966 | 0.16465 | 0.055966 | 0.16465 | 0 | 0
[79 empty] | WLDFR | HFTD - Distribution - Tier 3 - 5QU CoRE ¦ 5QU LoRE | Red Flag Warning - Small Fires | 2020 | 0 | 0 | 0 | 0 | 0.077901 | 0.036425 | 0.0015809 | 0.039895 | 0.0078847 | 0 | 0 | 0 | 0.00035754 |  | 0 | 2.8191e-06 | 2.8191e-06 | 0 | 0 | 0 | 0 | 0 | 0 | 0 | 0 | 0 | [40 empty] | All EPR in 2020WLDFRSafety | WLDFR | HFTD - Distribution - Tier 2 - 5QU CoRE ¦ 2QU LoRE | Non-Red Flag Warning - Large Fires | 2022 | Safety | 1.6022 | 774.3498 | 2022 | Control | 0.053 | 3 | 0 | esc | 0.055966 | 0.089668 | 0.055966 | 0.089668 | 0.055966 | 0.089668 | 0 | 0
[79 empty] | WLDFR | HFTD - Distribution - Tier 3 - 5QU CoRE ¦ 5QU LoRE | Red Flag Warning - Small Fires | 2021 | 0 | 0 | 0 | 0 | 0.077901 | 0.036425 | 0.0015809 | 0.039895 | 0.0078847 | 0.0078847 | 0 | 0 | 0.00035754 |  | 0 | 2.8191e-06 | 2.8191e-06 | 0 | 2.8191e-06 | 2.8191e-06 | 0 | 0 | 0 | 0 | 0 | 0 | [40 empty] | All EPR in 2020WLDFRElectric Reliability | WLDFR | HFTD - Distribution - Tier 2 - 5QU CoRE ¦ 2QU LoRE | Non-Red Flag Warning - Large Fires | 2023 | Electric Reliability | 0.71896 | 774.3498 | 2023 | Control | 0.1325 | 3 | 0 | esc | 0 | 0 | 0.15274 | 0.10981 | 0.15274 | 0.10981 | 0.15274 | 0.10981
[79 empty] | WLDFR | HFTD - Distribution - Tier 3 - 5QU CoRE ¦ 5QU LoRE | Red Flag Warning - Small Fires | 2022 | 0 | 0 | 0 | 0 | 0.077901 | 0.036425 | 0.0015809 | 0.039895 | 0.0078847 | 0.0078847 | 0.0078847 | 0 | 0.00035754 |  | 0 | 2.8191e-06 | 2.8191e-06 | 0 | 2.8191e-06 | 2.8191e-06 | 0 | 2.8191e-06 | 2.8191e-06 | 0 | 0 | 0 | [40 empty] | All EPR in 2020WLDFRFinancial | WLDFR | HFTD - Distribution - Tier 2 - 5QU CoRE ¦ 2QU LoRE | Non-Red Flag Warning - Large Fires | 2023 | Financial | 3.0715 | 774.3498 | 2023 | Control | 0.053 | 3 | 0 | esc | 0 | 0 | 0.055966 | 0.1719 | 0.055966 | 0.1719 | 0.055966 | 0.1719
[79 empty] | WLDFR | HFTD - Distribution - Tier 3 - 5QU CoRE ¦ 5QU LoRE | Red Flag Warning - Small Fires | 2023 | 0 | 0 | 0 | 0 | 0.080408 | 0.03759 | 0.0016314 | 0.041187 | 0 | 0.0081378 | 0.0081378 | 0.0081378 | 0.00035754 |  | 0 | 0 | 0 | 0 | 2.9096e-06 | 2.9096e-06 | 0 | 2.9096e-06 | 2.9096e-06 | 0 | 2.9096e-06 | 2.9096e-06 | [40 empty] | All EPR in 2020WLDFRSafety | WLDFR | HFTD - Distribution - Tier 2 - 5QU CoRE ¦ 2QU LoRE | Non-Red Flag Warning - Large Fires | 2023 | Safety | 1.6846 | 774.3498 | 2023 | Control | 0.053 | 3 | 0 | esc | 0 | 0 | 0.055966 | 0.094279 | 0.055966 | 0.094279 | 0.055966 | 0.094279
[79 empty] | WLDFR | HFTD - Distribution - Tier 3 - 5QU CoRE ¦ 5QU LoRE | Red Flag Warning - Small Fires | 2024 | 0 | 0 | 0 | 0 | 0.080408 | 0.03759 | 0.0016314 | 0.041187 | 0 | 0 | 0.0081378 | 0.0081378 | 0.00035754 |  | 0 | 0 | 0 | 0 | 0 | 0 | 0 | 2.9096e-06 | 2.9096e-06 | 0 | 2.9096e-06 | 2.9096e-06 | [40 empty] | All EPR in 2020WLDFRElectric Reliability | WLDFR | HFTD - Distribution - Tier 2 - 5QU CoRE ¦ 2QU LoRE | Non-Red Flag Warning - Large Fires | 2024 | Electric Reliability | 0.71896 | 774.3498 | 2024 | Control | 0.1325 | 3 | 0 | esc | 0 | 0 | 0 | 0 | 0.15274 | 0.10981 | 0.15274 | 0.10981
[79 empty] | WLDFR | HFTD - Distribution - Tier 3 - 5QU CoRE ¦ 5QU LoRE | Red Flag Warning - Small Fires | 2025 | 0 | 0 | 0 | 0 | 0.080408 | 0.03759 | 0.0016314 | 0.041187 | 0 | 0 | 0 | 0.0081378 | 0.00035754 |  | 0 | 0 | 0 | 0 | 0 | 0 | 0 | 0 | 0 | 0 | 2.9096e-06 | 2.9096e-06 | [40 empty] | All EPR in 2020WLDFRFinancial | WLDFR | HFTD - Distribution - Tier 2 - 5QU CoRE ¦ 2QU LoRE | Non-Red Flag Warning - Large Fires | 2024 | Financial | 3.0715 | 774.3498 | 2024 | Control | 0.053 | 3 | 0 | esc | 0 | 0 | 0 | 0 | 0.055966 | 0.1719 | 0.055966 | 0.1719
[79 empty] | WLDFR | HFTD - Distribution - Tier 3 - 5QU CoRE ¦ 5QU LoRE | Seismic - Non-Red Flag Warning - Catastrophic Fires | 2020 | 0 | 0 | 0 | 0 | 21083.8428 | 409.2237 | 13469.0878 | 7205.5313 | 1219.584 | 0 | 0 | 0 | 6.2604e-10 |  | 0 | 7.6351e-07 | 7.6351e-07 | 0 | 0 | 0 | 0 | 0 | 0 | 0 | 0 | 0 | [40 empty] | All EPR in 2020WLDFRSafety | WLDFR | HFTD - Distribution - Tier 2 - 5QU CoRE ¦ 2QU LoRE | Non-Red Flag Warning - Large Fires | 2024 | Safety | 1.6846 | 774.3498 | 2024 | Control | 0.053 | 3 | 0 | esc | 0 | 0 | 0 | 0 | 0.055966 | 0.094279 | 0.055966 | 0.094279
[79 empty] | WLDFR | HFTD - Distribution - Tier 3 - 5QU CoRE ¦ 5QU LoRE | Seismic - Non-Red Flag Warning - Catastrophic Fires | 2021 | 0 | 0 | 0 | 0 | 21083.8428 | 409.2237 | 13469.0878 | 7205.5313 | 1219.584 | 1219.584 | 0 | 0 | 6.2604e-10 |  | 0 | 7.6351e-07 | 7.6351e-07 | 0 | 7.6351e-07 | 7.6351e-07 | 0 | 0 | 0 | 0 | 0 | 0 | [40 empty] | All EPR in 2020WLDFRElectric Reliability | WLDFR | HFTD - Distribution - Tier 2 - 5QU CoRE ¦ 2QU LoRE | Non-Red Flag Warning - Large Fires | 2025 | Electric Reliability | 0.71896 | 774.3498 | 2025 | Control | 0.1325 | 3 | 0 | esc | 0 | 0 | 0 | 0 | 0 | 0 | 0.15274 | 0.10981
[79 empty] | WLDFR | HFTD - Distribution - Tier 3 - 5QU CoRE ¦ 5QU LoRE | Seismic - Non-Red Flag Warning - Catastrophic Fires | 2022 | 0 | 0 | 0 | 0 | 21083.8428 | 409.2237 | 13469.0878 | 7205.5313 | 1219.584 | 1219.584 | 1219.584 | 0 | 6.2604e-10 |  | 0 | 7.6351e-07 | 7.6351e-07 | 0 | 7.6351e-07 | 7.6351e-07 | 0 | 7.6351e-07 | 7.6351e-07 | 0 | 0 | 0 | [40 empty] | All EPR in 2020WLDFRFinancial | WLDFR | HFTD - Distribution - Tier 2 - 5QU CoRE ¦ 2QU LoRE | Non-Red Flag Warning - Large Fires | 2025 | Financial | 3.0715 | 774.3498 | 2025 | Control | 0.053 | 3 | 0 | esc | 0 | 0 | 0 | 0 | 0 | 0 | 0.055966 | 0.1719
[79 empty] | WLDFR | HFTD - Distribution - Tier 3 - 5QU CoRE ¦ 5QU LoRE | Seismic - Non-Red Flag Warning - Catastrophic Fires | 2023 | 0 | 0 | 0 | 0 | 21835.9781 | 428.6023 | 13939.561 | 7467.8148 | 0 | 1263.5534 | 1263.5534 | 1263.5534 | 6.2604e-10 |  | 0 | 0 | 0 | 0 | 7.9104e-07 | 7.9104e-07 | 0 | 7.9104e-07 | 7.9104e-07 | 0 | 7.9104e-07 | 7.9104e-07 | [40 empty] | All EPR in 2020WLDFRSafety | WLDFR | HFTD - Distribution - Tier 2 - 5QU CoRE ¦ 2QU LoRE | Non-Red Flag Warning - Large Fires | 2025 | Safety | 1.6846 | 774.3498 | 2025 | Control | 0.053 | 3 | 0 | esc | 0 | 0 | 0 | 0 | 0 | 0 | 0.055966 | 0.094279
[79 empty] | WLDFR | HFTD - Distribution - Tier 3 - 5QU CoRE ¦ 5QU LoRE | Seismic - Non-Red Flag Warning - Catastrophic Fires | 2024 | 0 | 0 | 0 | 0 | 21835.9781 | 428.6023 | 13939.561 | 7467.8148 | 0 | 0 | 1263.5534 | 1263.5534 | 6.2604e-10 |  | 0 | 0 | 0 | 0 | 0 | 0 | 0 | 7.9104e-07 | 7.9104e-07 | 0 | 7.9104e-07 | 7.9104e-07 | [40 empty] | All EPR in 2020WLDFRElectric Reliability | WLDFR | HFTD - Distribution - Tier 2 - 5QU CoRE ¦ 2QU LoRE | Non-Red Flag Warning - Small Fires | 2021 | Electric Reliability | 0.036425 | 774.3498 | 2021 | Control | 0.1325 | 3 | 0 | esc | 0.15274 | 0.0055635 | 0.15274 | 0.0055635 | 0 | 0 | 0 | 0
[79 empty] | WLDFR | HFTD - Distribution - Tier 3 - 5QU CoRE ¦ 5QU LoRE | Seismic - Non-Red Flag Warning - Catastrophic Fires | 2025 | 0 | 0 | 0 | 0 | 21835.9781 | 428.6023 | 13939.561 | 7467.8148 | 0 | 0 | 0 | 1263.5534 | 6.2604e-10 |  | 0 | 0 | 0 | 0 | 0 | 0 | 0 | 0 | 0 | 0 | 7.9104e-07 | 7.9104e-07 | [40 empty] | All EPR in 2020WLDFRFinancial | WLDFR | HFTD - Distribution - Tier 2 - 5QU CoRE ¦ 2QU LoRE | Non-Red Flag Warning - Small Fires | 2021 | Financial | 0.0015809 | 774.3498 | 2021 | Control | 0.053 | 3 | 0 | esc | 0.055966 | 8.8475e-05 | 0.055966 | 8.8475e-05 | 0 | 0 | 0 | 0
[79 empty] | WLDFR | HFTD - Distribution - Tier 3 - 5QU CoRE ¦ 5QU LoRE | Seismic - Red Flag Warning - Catastrophic Fires | 2020 | 0 | 0 | 0 | 0 | 21083.8428 | 409.2237 | 13469.0878 | 7205.5313 | 1219.584 | 0 | 0 | 0 | 2.7e-08 |  | 0 | 3.2929e-05 | 3.2929e-05 | 0 | 0 | 0 | 0 | 0 | 0 | 0 | 0 | 0 | [40 empty] | All EPR in 2020WLDFRSafety | WLDFR | HFTD - Distribution - Tier 2 - 5QU CoRE ¦ 2QU LoRE | Non-Red Flag Warning - Small Fires | 2021 | Safety | 0.039895 | 774.3498 | 2021 | Control | 0.053 | 3 | 0 | esc | 0.055966 | 0.0022328 | 0.055966 | 0.0022328 | 0 | 0 | 0 | 0
[79 empty] | WLDFR | HFTD - Distribution - Tier 3 - 5QU CoRE ¦ 5QU LoRE | Seismic - Red Flag Warning - Catastrophic Fires | 2021 | 0 | 0 | 0 | 0 | 21083.8428 | 409.2237 | 13469.0878 | 7205.5313 | 1219.584 | 1219.584 | 0 | 0 | 2.7e-08 |  | 0 | 3.2929e-05 | 3.2929e-05 | 0 | 3.2929e-05 | 3.2929e-05 | 0 | 0 | 0 | 0 | 0 | 0 | [40 empty] | All EPR in 2020WLDFRElectric Reliability | WLDFR | HFTD - Distribution - Tier 2 - 5QU CoRE ¦ 2QU LoRE | Non-Red Flag Warning - Small Fires | 2022 | Electric Reliability | 0.036425 | 774.3498 | 2022 | Control | 0.1325 | 3 | 0 | esc | 0.15274 | 0.0055635 | 0.15274 | 0.0055635 | 0.15274 | 0.0055635 | 0 | 0
[79 empty] | WLDFR | HFTD - Distribution - Tier 3 - 5QU CoRE ¦ 5QU LoRE | Seismic - Red Flag Warning - Catastrophic Fires | 2022 | 0 | 0 | 0 | 0 | 21083.8428 | 409.2237 | 13469.0878 | 7205.5313 | 1219.584 | 1219.584 | 1219.584 | 0 | 2.7e-08 |  | 0 | 3.2929e-05 | 3.2929e-05 | 0 | 3.2929e-05 | 3.2929e-05 | 0 | 3.2929e-05 | 3.2929e-05 | 0 | 0 | 0 | [40 empty] | All EPR in 2020WLDFRFinancial | WLDFR | HFTD - Distribution - Tier 2 - 5QU CoRE ¦ 2QU LoRE | Non-Red Flag Warning - Small Fires | 2022 | Financial | 0.0015809 | 774.3498 | 2022 | Control | 0.053 | 3 | 0 | esc | 0.055966 | 8.8475e-05 | 0.055966 | 8.8475e-05 | 0.055966 | 8.8475e-05 | 0 | 0
[79 empty] | WLDFR | HFTD - Distribution - Tier 3 - 5QU CoRE ¦ 5QU LoRE | Seismic - Red Flag Warning - Catastrophic Fires | 2023 | 0 | 0 | 0 | 0 | 21835.9781 | 428.6023 | 13939.561 | 7467.8148 | 0 | 1263.5534 | 1263.5534 | 1263.5534 | 2.7e-08 |  | 0 | 0 | 0 | 0 | 3.4116e-05 | 3.4116e-05 | 0 | 3.4116e-05 | 3.4116e-05 | 0 | 3.4116e-05 | 3.4116e-05 | [40 empty] | All EPR in 2020WLDFRSafety | WLDFR | HFTD - Distribution - Tier 2 - 5QU CoRE ¦ 2QU LoRE | Non-Red Flag Warning - Small Fires | 2022 | Safety | 0.039895 | 774.3498 | 2022 | Control | 0.053 | 3 | 0 | esc | 0.055966 | 0.0022328 | 0.055966 | 0.0022328 | 0.055966 | 0.0022328 | 0 | 0
[79 empty] | WLDFR | HFTD - Distribution - Tier 3 - 5QU CoRE ¦ 5QU LoRE | Seismic - Red Flag Warning - Catastrophic Fires | 2024 | 0 | 0 | 0 | 0 | 21835.9781 | 428.6023 | 13939.561 | 7467.8148 | 0 | 0 | 1263.5534 | 1263.5534 | 2.7e-08 |  | 0 | 0 | 0 | 0 | 0 | 0 | 0 | 3.4116e-05 | 3.4116e-05 | 0 | 3.4116e-05 | 3.4116e-05 | [40 empty] | All EPR in 2020WLDFRElectric Reliability | WLDFR | HFTD - Distribution - Tier 2 - 5QU CoRE ¦ 2QU LoRE | Non-Red Flag Warning - Small Fires | 2023 | Electric Reliability | 0.03759 | 774.3498 | 2023 | Control | 0.1325 | 3 | 0 | esc | 0 | 0 | 0.15274 | 0.0057414 | 0.15274 | 0.0057414 | 0.15274 | 0.0057414
[79 empty] | WLDFR | HFTD - Distribution - Tier 3 - 5QU CoRE ¦ 5QU LoRE | Seismic - Red Flag Warning - Catastrophic Fires | 2025 | 0 | 0 | 0 | 0 | 21835.9781 | 428.6023 | 13939.561 | 7467.8148 | 0 | 0 | 0 | 1263.5534 | 2.7e-08 |  | 0 | 0 | 0 | 0 | 0 | 0 | 0 | 0 | 0 | 0 | 3.4116e-05 | 3.4116e-05 | [40 empty] | All EPR in 2020WLDFRFinancial | WLDFR | HFTD - Distribution - Tier 2 - 5QU CoRE ¦ 2QU LoRE | Non-Red Flag Warning - Small Fires | 2023 | Financial | 0.0016314 | 774.3498 | 2023 | Control | 0.053 | 3 | 0 | esc | 0 | 0 | 0.055966 | 9.1305e-05 | 0.055966 | 9.1305e-05 | 0.055966 | 9.1305e-05
[79 empty] | WLDFR | HFTD - Distribution - Zone 1 - 1QU CoRE ¦ 5QU LoRE | Seismic - Non-Red Flag Warning - Catastrophic Fires | 2020 | 0 | 0 | 0 | 0 | 21083.8428 | 409.2237 | 13469.0878 | 7205.5313 | 1219.584 | 0 | 0 | 0 | 2.4878e-09 |  | 0 | 3.0341e-06 | 3.0341e-06 | 0 | 0 | 0 | 0 | 0 | 0 | 0 | 0 | 0 | [40 empty] | All EPR in 2020WLDFRSafety | WLDFR | HFTD - Distribution - Tier 2 - 5QU CoRE ¦ 2QU LoRE | Non-Red Flag Warning - Small Fires | 2023 | Safety | 0.041187 | 774.3498 | 2023 | Control | 0.053 | 3 | 0 | esc | 0 | 0 | 0.055966 | 0.0023051 | 0.055966 | 0.0023051 | 0.055966 | 0.0023051
[79 empty] | WLDFR | HFTD - Distribution - Zone 1 - 1QU CoRE ¦ 5QU LoRE | Seismic - Non-Red Flag Warning - Catastrophic Fires | 2021 | 0 | 0 | 0 | 0 | 21083.8428 | 409.2237 | 13469.0878 | 7205.5313 | 1219.584 | 1219.584 | 0 | 0 | 2.4878e-09 |  | 0 | 3.0341e-06 | 3.0341e-06 | 0 | 3.0341e-06 | 3.0341e-06 | 0 | 0 | 0 | 0 | 0 | 0 | [40 empty] | All EPR in 2020WLDFRElectric Reliability | WLDFR | HFTD - Distribution - Tier 2 - 5QU CoRE ¦ 2QU LoRE | Non-Red Flag Warning - Small Fires | 2024 | Electric Reliability | 0.03759 | 774.3498 | 2024 | Control | 0.1325 | 3 | 0 | esc | 0 | 0 | 0 | 0 | 0.15274 | 0.0057414 | 0.15274 | 0.0057414
[79 empty] | WLDFR | HFTD - Distribution - Zone 1 - 1QU CoRE ¦ 5QU LoRE | Seismic - Non-Red Flag Warning - Catastrophic Fires | 2022 | 0 | 0 | 0 | 0 | 21083.8428 | 409.2237 | 13469.0878 | 7205.5313 | 1219.584 | 1219.584 | 1219.584 | 0 | 2.4878e-09 |  | 0 | 3.0341e-06 | 3.0341e-06 | 0 | 3.0341e-06 | 3.0341e-06 | 0 | 3.0341e-06 | 3.0341e-06 | 0 | 0 | 0 | [40 empty] | All EPR in 2020WLDFRFinancial | WLDFR | HFTD - Distribution - Tier 2 - 5QU CoRE ¦ 2QU LoRE | Non-Red Flag Warning - Small Fires | 2024 | Financial | 0.0016314 | 774.3498 | 2024 | Control | 0.053 | 3 | 0 | esc | 0 | 0 | 0 | 0 | 0.055966 | 9.1305e-05 | 0.055966 | 9.1305e-05
[79 empty] | WLDFR | HFTD - Distribution - Zone 1 - 1QU CoRE ¦ 5QU LoRE | Seismic - Non-Red Flag Warning - Catastrophic Fires | 2023 | 0 | 0 | 0 | 0 | 21835.9781 | 428.6023 | 13939.561 | 7467.8148 | 0 | 1263.5534 | 1263.5534 | 1263.5534 | 2.4878e-09 |  | 0 | 0 | 0 | 0 | 3.1435e-06 | 3.1435e-06 | 0 | 3.1435e-06 | 3.1435e-06 | 0 | 3.1435e-06 | 3.1435e-06 | [40 empty] | All EPR in 2020WLDFRSafety | WLDFR | HFTD - Distribution - Tier 2 - 5QU CoRE ¦ 2QU LoRE | Non-Red Flag Warning - Small Fires | 2024 | Safety | 0.041187 | 774.3498 | 2024 | Control | 0.053 | 3 | 0 | esc | 0 | 0 | 0 | 0 | 0.055966 | 0.0023051 | 0.055966 | 0.0023051
[79 empty] | WLDFR | HFTD - Distribution - Zone 1 - 1QU CoRE ¦ 5QU LoRE | Seismic - Non-Red Flag Warning - Catastrophic Fires | 2024 | 0 | 0 | 0 | 0 | 21835.9781 | 428.6023 | 13939.561 | 7467.8148 | 0 | 0 | 1263.5534 | 1263.5534 | 2.4878e-09 |  | 0 | 0 | 0 | 0 | 0 | 0 | 0 | 3.1435e-06 | 3.1435e-06 | 0 | 3.1435e-06 | 3.1435e-06 | [40 empty] | All EPR in 2020WLDFRElectric Reliability | WLDFR | HFTD - Distribution - Tier 2 - 5QU CoRE ¦ 2QU LoRE | Non-Red Flag Warning - Small Fires | 2025 | Electric Reliability | 0.03759 | 774.3498 | 2025 | Control | 0.1325 | 3 | 0 | esc | 0 | 0 | 0 | 0 | 0 | 0 | 0.15274 | 0.0057414
[79 empty] | WLDFR | HFTD - Distribution - Zone 1 - 1QU CoRE ¦ 5QU LoRE | Seismic - Non-Red Flag Warning - Catastrophic Fires | 2025 | 0 | 0 | 0 | 0 | 21835.9781 | 428.6023 | 13939.561 | 7467.8148 | 0 | 0 | 0 | 1263.5534 | 2.4878e-09 |  | 0 | 0 | 0 | 0 | 0 | 0 | 0 | 0 | 0 | 0 | 3.1435e-06 | 3.1435e-06 | [40 empty] | All EPR in 2020WLDFRFinancial | WLDFR | HFTD - Distribution - Tier 2 - 5QU CoRE ¦ 2QU LoRE | Non-Red Flag Warning - Small Fires | 2025 | Financial | 0.0016314 | 774.3498 | 2025 | Control | 0.053 | 3 | 0 | esc | 0 | 0 | 0 | 0 | 0 | 0 | 0.055966 | 9.1305e-05
[79 empty] | WLDFR | HFTD - Distribution - Zone 1 - 1QU CoRE ¦ 5QU LoRE | Seismic - Red Flag Warning - Catastrophic Fires | 2020 | 0 | 0 | 0 | 0 | 21083.8428 | 409.2237 | 13469.0878 | 7205.5313 | 1219.584 | 0 | 0 | 0 | 1.073e-07 |  | 0 | 0.00013086 | 0.00013086 | 0 | 0 | 0 | 0 | 0 | 0 | 0 | 0 | 0 | [40 empty] | All EPR in 2020WLDFRSafety | WLDFR | HFTD - Distribution - Tier 2 - 5QU CoRE ¦ 2QU LoRE | Non-Red Flag Warning - Small Fires | 2025 | Safety | 0.041187 | 774.3498 | 2025 | Control | 0.053 | 3 | 0 | esc | 0 | 0 | 0 | 0 | 0 | 0 | 0.055966 | 0.0023051
[79 empty] | WLDFR | HFTD - Distribution - Zone 1 - 1QU CoRE ¦ 5QU LoRE | Seismic - Red Flag Warning - Catastrophic Fires | 2021 | 0 | 0 | 0 | 0 | 21083.8428 | 409.2237 | 13469.0878 | 7205.5313 | 1219.584 | 1219.584 | 0 | 0 | 1.073e-07 |  | 0 | 0.00013086 | 0.00013086 | 0 | 0.00013086 | 0.00013086 | 0 | 0 | 0 | 0 | 0 | 0 | [40 empty] | All EPR in 2020WLDFRElectric Reliability | WLDFR | HFTD - Distribution - Tier 2 - 5QU CoRE ¦ 2QU LoRE | Red Flag Warning - Catastrophic Fires | 2021 | Electric Reliability | 222.2294 | 774.3498 | 2021 | Control | 0.1325 | 3 | 0 | esc | 0.15274 | 33.9428 | 0.15274 | 33.9428 | 0 | 0 | 0 | 0
[79 empty] | WLDFR | HFTD - Distribution - Zone 1 - 1QU CoRE ¦ 5QU LoRE | Seismic - Red Flag Warning - Catastrophic Fires | 2022 | 0 | 0 | 0 | 0 | 21083.8428 | 409.2237 | 13469.0878 | 7205.5313 | 1219.584 | 1219.584 | 1219.584 | 0 | 1.073e-07 |  | 0 | 0.00013086 | 0.00013086 | 0 | 0.00013086 | 0.00013086 | 0 | 0.00013086 | 0.00013086 | 0 | 0 | 0 | [40 empty] | All EPR in 2020WLDFRFinancial | WLDFR | HFTD - Distribution - Tier 2 - 5QU CoRE ¦ 2QU LoRE | Red Flag Warning - Catastrophic Fires | 2021 | Financial | 8585.7228 | 774.3498 | 2021 | Control | 0.053 | 3 | 0 | esc | 0.055966 | 480.5104 | 0.055966 | 480.5104 | 0 | 0 | 0 | 0
[79 empty] | WLDFR | HFTD - Distribution - Zone 1 - 1QU CoRE ¦ 5QU LoRE | Seismic - Red Flag Warning - Catastrophic Fires | 2023 | 0 | 0 | 0 | 0 | 21835.9781 | 428.6023 | 13939.561 | 7467.8148 | 0 | 1263.5534 | 1263.5534 | 1263.5534 | 1.073e-07 |  | 0 | 0 | 0 | 0 | 0.00013558 | 0.00013558 | 0 | 0.00013558 | 0.00013558 | 0 | 0.00013558 | 0.00013558 | [40 empty] | All EPR in 2020WLDFRSafety | WLDFR | HFTD - Distribution - Tier 2 - 5QU CoRE ¦ 2QU LoRE | Red Flag Warning - Catastrophic Fires | 2021 | Safety | 5338.1784 | 774.3498 | 2021 | Control | 0.053 | 3 | 0 | esc | 0.055966 | 298.7576 | 0.055966 | 298.7576 | 0 | 0 | 0 | 0
[79 empty] | WLDFR | HFTD - Distribution - Zone 1 - 1QU CoRE ¦ 5QU LoRE | Seismic - Red Flag Warning - Catastrophic Fires | 2024 | 0 | 0 | 0 | 0 | 21835.9781 | 428.6023 | 13939.561 | 7467.8148 | 0 | 0 | 1263.5534 | 1263.5534 | 1.073e-07 |  | 0 | 0 | 0 | 0 | 0 | 0 | 0 | 0.00013558 | 0.00013558 | 0 | 0.00013558 | 0.00013558 | [40 empty] | All EPR in 2020WLDFRElectric Reliability | WLDFR | HFTD - Distribution - Tier 2 - 5QU CoRE ¦ 2QU LoRE | Red Flag Warning - Catastrophic Fires | 2022 | Electric Reliability | 222.2294 | 774.3498 | 2022 | Control | 0.1325 | 3 | 0 | esc | 0.15274 | 33.9428 | 0.15274 | 33.9428 | 0.15274 | 33.9428 | 0 | 0
[79 empty] | WLDFR | HFTD - Distribution - Zone 1 - 1QU CoRE ¦ 5QU LoRE | Seismic - Red Flag Warning - Catastrophic Fires | 2025 | 0 | 0 | 0 | 0 | 21835.9781 | 428.6023 | 13939.561 | 7467.8148 | 0 | 0 | 0 | 1263.5534 | 1.073e-07 |  | 0 | 0 | 0 | 0 | 0 | 0 | 0 | 0 | 0 | 0 | 0.00013558 | 0.00013558 | [40 empty] | All EPR in 2020WLDFRFinancial | WLDFR | HFTD - Distribution - Tier 2 - 5QU CoRE ¦ 2QU LoRE | Red Flag Warning - Catastrophic Fires | 2022 | Financial | 8585.7228 | 774.3498 | 2022 | Control | 0.053 | 3 | 0 | esc | 0.055966 | 480.5104 | 0.055966 | 480.5104 | 0.055966 | 480.5104 | 0 | 0
[79 empty] | WLDFR | HFTD - Distribution - Zone 1 - 4QU CoRE ¦ 1QU LoRE | Non-Red Flag Warning - Catastrophic Fires | 2020 | 0 | 0 | 0 | 0 | 14146.1306 | 222.2294 | 8585.7228 | 5338.1784 | 813.2108 | 0 | 0 | 0 | 5.2014e-06 |  | 0 | 0.0042298 | 0.0042298 | 0 | 0 | 0 | 0 | 0 | 0 | 0 | 0 | 0 | [40 empty] | All EPR in 2020WLDFRSafety | WLDFR | HFTD - Distribution - Tier 2 - 5QU CoRE ¦ 2QU LoRE | Red Flag Warning - Catastrophic Fires | 2022 | Safety | 5338.1784 | 774.3498 | 2022 | Control | 0.053 | 3 | 0 | esc | 0.055966 | 298.7576 | 0.055966 | 298.7576 | 0.055966 | 298.7576 | 0 | 0
[79 empty] | WLDFR | HFTD - Distribution - Zone 1 - 4QU CoRE ¦ 1QU LoRE | Non-Red Flag Warning - Catastrophic Fires | 2021 | 0 | 0 | 0 | 0 | 14146.1306 | 222.2294 | 8585.7228 | 5338.1784 | 813.2108 | 813.2108 | 0 | 0 | 5.2014e-06 |  | 0 | 0.0042298 | 0.0042298 | 0 | 0.0042298 | 0.0042298 | 0 | 0 | 0 | 0 | 0 | 0 | [40 empty] | All EPR in 2020WLDFRElectric Reliability | WLDFR | HFTD - Distribution - Tier 2 - 5QU CoRE ¦ 2QU LoRE | Red Flag Warning - Catastrophic Fires | 2023 | Electric Reliability | 233.2301 | 774.3498 | 2023 | Control | 0.1325 | 3 | 0 | esc | 0 | 0 | 0.15274 | 35.623 | 0.15274 | 35.623 | 0.15274 | 35.623
[79 empty] | WLDFR | HFTD - Distribution - Zone 1 - 4QU CoRE ¦ 1QU LoRE | Non-Red Flag Warning - Catastrophic Fires | 2022 | 0 | 0 | 0 | 0 | 14146.1306 | 222.2294 | 8585.7228 | 5338.1784 | 813.2108 | 813.2108 | 813.2108 | 0 | 5.2014e-06 |  | 0 | 0.0042298 | 0.0042298 | 0 | 0.0042298 | 0.0042298 | 0 | 0.0042298 | 0.0042298 | 0 | 0 | 0 | [40 empty] | All EPR in 2020WLDFRFinancial | WLDFR | HFTD - Distribution - Tier 2 - 5QU CoRE ¦ 2QU LoRE | Red Flag Warning - Catastrophic Fires | 2023 | Financial | 8896.516 | 774.3498 | 2023 | Control | 0.053 | 3 | 0 | esc | 0 | 0 | 0.055966 | 497.9043 | 0.055966 | 497.9043 | 0.055966 | 497.9043
[79 empty] | WLDFR | HFTD - Distribution - Zone 1 - 4QU CoRE ¦ 1QU LoRE | Non-Red Flag Warning - Catastrophic Fires | 2023 | 0 | 0 | 0 | 0 | 14664.6376 | 233.2301 | 8896.516 | 5534.8915 | 0 | 843.2942 | 843.2942 | 843.2942 | 5.2014e-06 |  | 0 | 0 | 0 | 0 | 0.0043863 | 0.0043863 | 0 | 0.0043863 | 0.0043863 | 0 | 0.0043863 | 0.0043863 | [40 empty] | All EPR in 2020WLDFRSafety | WLDFR | HFTD - Distribution - Tier 2 - 5QU CoRE ¦ 2QU LoRE | Red Flag Warning - Catastrophic Fires | 2023 | Safety | 5534.8915 | 774.3498 | 2023 | Control | 0.053 | 3 | 0 | esc | 0 | 0 | 0.055966 | 309.7669 | 0.055966 | 309.7669 | 0.055966 | 309.7669
[79 empty] | WLDFR | HFTD - Distribution - Zone 1 - 4QU CoRE ¦ 1QU LoRE | Non-Red Flag Warning - Catastrophic Fires | 2024 | 0 | 0 | 0 | 0 | 14664.6376 | 233.2301 | 8896.516 | 5534.8915 | 0 | 0 | 843.2942 | 843.2942 | 5.2014e-06 |  | 0 | 0 | 0 | 0 | 0 | 0 | 0 | 0.0043863 | 0.0043863 | 0 | 0.0043863 | 0.0043863 | [40 empty] | All EPR in 2020WLDFRElectric Reliability | WLDFR | HFTD - Distribution - Tier 2 - 5QU CoRE ¦ 2QU LoRE | Red Flag Warning - Catastrophic Fires | 2024 | Electric Reliability | 233.2301 | 774.3498 | 2024 | Control | 0.1325 | 3 | 0 | esc | 0 | 0 | 0 | 0 | 0.15274 | 35.623 | 0.15274 | 35.623
[79 empty] | WLDFR | HFTD - Distribution - Zone 1 - 4QU CoRE ¦ 1QU LoRE | Non-Red Flag Warning - Catastrophic Fires | 2025 | 0 | 0 | 0 | 0 | 14664.6376 | 233.2301 | 8896.516 | 5534.8915 | 0 | 0 | 0 | 843.2942 | 5.2014e-06 |  | 0 | 0 | 0 | 0 | 0 | 0 | 0 | 0 | 0 | 0 | 0.0043863 | 0.0043863 | [40 empty] | All EPR in 2020WLDFRFinancial | WLDFR | HFTD - Distribution - Tier 2 - 5QU CoRE ¦ 2QU LoRE | Red Flag Warning - Catastrophic Fires | 2024 | Financial | 8896.516 | 774.3498 | 2024 | Control | 0.053 | 3 | 0 | esc | 0 | 0 | 0 | 0 | 0.055966 | 497.9043 | 0.055966 | 497.9043
[79 empty] | WLDFR | HFTD - Distribution - Zone 1 - 4QU CoRE ¦ 1QU LoRE | Non-Red Flag Warning - Destructive Fires | 2020 | 0 | 0 | 0 | 0 | 8807.9522 | 222.2294 | 8585.7228 | 0 | 514.4532 | 0 | 0 | 0 | 9.5622e-06 |  | 0 | 0.0049193 | 0.0049193 | 0 | 0 | 0 | 0 | 0 | 0 | 0 | 0 | 0 | [40 empty] | All EPR in 2020WLDFRSafety | WLDFR | HFTD - Distribution - Tier 2 - 5QU CoRE ¦ 2QU LoRE | Red Flag Warning - Catastrophic Fires | 2024 | Safety | 5534.8915 | 774.3498 | 2024 | Control | 0.053 | 3 | 0 | esc | 0 | 0 | 0 | 0 | 0.055966 | 309.7669 | 0.055966 | 309.7669
[79 empty] | WLDFR | HFTD - Distribution - Zone 1 - 4QU CoRE ¦ 1QU LoRE | Non-Red Flag Warning - Destructive Fires | 2021 | 0 | 0 | 0 | 0 | 8807.9522 | 222.2294 | 8585.7228 | 0 | 514.4532 | 514.4532 | 0 | 0 | 9.5622e-06 |  | 0 | 0.0049193 | 0.0049193 | 0 | 0.0049193 | 0.0049193 | 0 | 0 | 0 | 0 | 0 | 0 | [40 empty] | All EPR in 2020WLDFRElectric Reliability | WLDFR | HFTD - Distribution - Tier 2 - 5QU CoRE ¦ 2QU LoRE | Red Flag Warning - Catastrophic Fires | 2025 | Electric Reliability | 233.2301 | 774.3498 | 2025 | Control | 0.1325 | 3 | 0 | esc | 0 | 0 | 0 | 0 | 0 | 0 | 0.15274 | 35.623
[79 empty] | WLDFR | HFTD - Distribution - Zone 1 - 4QU CoRE ¦ 1QU LoRE | Non-Red Flag Warning - Destructive Fires | 2022 | 0 | 0 | 0 | 0 | 8807.9522 | 222.2294 | 8585.7228 | 0 | 514.4532 | 514.4532 | 514.4532 | 0 | 9.5622e-06 |  | 0 | 0.0049193 | 0.0049193 | 0 | 0.0049193 | 0.0049193 | 0 | 0.0049193 | 0.0049193 | 0 | 0 | 0 | [40 empty] | All EPR in 2020WLDFRFinancial | WLDFR | HFTD - Distribution - Tier 2 - 5QU CoRE ¦ 2QU LoRE | Red Flag Warning - Catastrophic Fires | 2025 | Financial | 8896.516 | 774.3498 | 2025 | Control | 0.053 | 3 | 0 | esc | 0 | 0 | 0 | 0 | 0 | 0 | 0.055966 | 497.9043
[79 empty] | WLDFR | HFTD - Distribution - Zone 1 - 4QU CoRE ¦ 1QU LoRE | Non-Red Flag Warning - Destructive Fires | 2023 | 0 | 0 | 0 | 0 | 9129.7461 | 233.2301 | 8896.516 | 0 | 0 | 533.5273 | 533.5273 | 533.5273 | 9.5622e-06 |  | 0 | 0 | 0 | 0 | 0.0051017 | 0.0051017 | 0 | 0.0051017 | 0.0051017 | 0 | 0.0051017 | 0.0051017 | [40 empty] | All EPR in 2020WLDFRSafety | WLDFR | HFTD - Distribution - Tier 2 - 5QU CoRE ¦ 2QU LoRE | Red Flag Warning - Catastrophic Fires | 2025 | Safety | 5534.8915 | 774.3498 | 2025 | Control | 0.053 | 3 | 0 | esc | 0 | 0 | 0 | 0 | 0 | 0 | 0.055966 | 309.7669
[79 empty] | WLDFR | HFTD - Distribution - Zone 1 - 4QU CoRE ¦ 1QU LoRE | Non-Red Flag Warning - Destructive Fires | 2024 | 0 | 0 | 0 | 0 | 9129.7461 | 233.2301 | 8896.516 | 0 | 0 | 0 | 533.5273 | 533.5273 | 9.5622e-06 |  | 0 | 0 | 0 | 0 | 0 | 0 | 0 | 0.0051017 | 0.0051017 | 0 | 0.0051017 | 0.0051017 | [40 empty] | All EPR in 2020WLDFRElectric Reliability | WLDFR | HFTD - Distribution - Tier 2 - 5QU CoRE ¦ 2QU LoRE | Red Flag Warning - Destructive Fires | 2021 | Electric Reliability | 222.2294 | 774.3498 | 2021 | Control | 0.1325 | 3 | 0 | esc | 0.15274 | 33.9428 | 0.15274 | 33.9428 | 0 | 0 | 0 | 0
[79 empty] | WLDFR | HFTD - Distribution - Zone 1 - 4QU CoRE ¦ 1QU LoRE | Non-Red Flag Warning - Destructive Fires | 2025 | 0 | 0 | 0 | 0 | 9129.7461 | 233.2301 | 8896.516 | 0 | 0 | 0 | 0 | 533.5273 | 9.5622e-06 |  | 0 | 0 | 0 | 0 | 0 | 0 | 0 | 0 | 0 | 0 | 0.0051017 | 0.0051017 | [40 empty] | All EPR in 2020WLDFRFinancial | WLDFR | HFTD - Distribution - Tier 2 - 5QU CoRE ¦ 2QU LoRE | Red Flag Warning - Destructive Fires | 2021 | Financial | 8585.7228 | 774.3498 | 2021 | Control | 0.053 | 3 | 0 | esc | 0.055966 | 480.5104 | 0.055966 | 480.5104 | 0 | 0 | 0 | 0
[79 empty] | WLDFR | HFTD - Distribution - Zone 1 - 4QU CoRE ¦ 1QU LoRE | Non-Red Flag Warning - Large Fires | 2020 | 0 | 0 | 0 | 0 | 5.2406 | 0.69642 | 2.942 | 1.6022 | 0.36069 | 0 | 0 | 0 | 8.6194e-05 |  | 0 | 3.1089e-05 | 3.1089e-05 | 0 | 0 | 0 | 0 | 0 | 0 | 0 | 0 | 0 | [40 empty] | All EPR in 2020WLDFRElectric Reliability | WLDFR | HFTD - Distribution - Tier 2 - 5QU CoRE ¦ 2QU LoRE | Red Flag Warning - Destructive Fires | 2022 | Electric Reliability | 222.2294 | 774.3498 | 2022 | Control | 0.1325 | 3 | 0 | esc | 0.15274 | 33.9428 | 0.15274 | 33.9428 | 0.15274 | 33.9428 | 0 | 0
[79 empty] | WLDFR | HFTD - Distribution - Zone 1 - 4QU CoRE ¦ 1QU LoRE | Non-Red Flag Warning - Large Fires | 2021 | 0 | 0 | 0 | 0 | 5.2406 | 0.69642 | 2.942 | 1.6022 | 0.36069 | 0.36069 | 0 | 0 | 8.6194e-05 |  | 0 | 3.1089e-05 | 3.1089e-05 | 0 | 3.1089e-05 | 3.1089e-05 | 0 | 0 | 0 | 0 | 0 | 0 | [40 empty] | All EPR in 2020WLDFRFinancial | WLDFR | HFTD - Distribution - Tier 2 - 5QU CoRE ¦ 2QU LoRE | Red Flag Warning - Destructive Fires | 2022 | Financial | 8585.7228 | 774.3498 | 2022 | Control | 0.053 | 3 | 0 | esc | 0.055966 | 480.5104 | 0.055966 | 480.5104 | 0.055966 | 480.5104 | 0 | 0
[79 empty] | WLDFR | HFTD - Distribution - Zone 1 - 4QU CoRE ¦ 1QU LoRE | Non-Red Flag Warning - Large Fires | 2022 | 0 | 0 | 0 | 0 | 5.2406 | 0.69642 | 2.942 | 1.6022 | 0.36069 | 0.36069 | 0.36069 | 0 | 8.6194e-05 |  | 0 | 3.1089e-05 | 3.1089e-05 | 0 | 3.1089e-05 | 3.1089e-05 | 0 | 3.1089e-05 | 3.1089e-05 | 0 | 0 | 0 | [40 empty] | All EPR in 2020WLDFRElectric Reliability | WLDFR | HFTD - Distribution - Tier 2 - 5QU CoRE ¦ 2QU LoRE | Red Flag Warning - Destructive Fires | 2023 | Electric Reliability | 233.2301 | 774.3498 | 2023 | Control | 0.1325 | 3 | 0 | esc | 0 | 0 | 0.15274 | 35.623 | 0.15274 | 35.623 | 0.15274 | 35.623
[79 empty] | WLDFR | HFTD - Distribution - Zone 1 - 4QU CoRE ¦ 1QU LoRE | Non-Red Flag Warning - Large Fires | 2023 | 0 | 0 | 0 | 0 | 5.475 | 0.71896 | 3.0715 | 1.6846 | 0 | 0.37599 | 0.37599 | 0.37599 | 8.6194e-05 |  | 0 | 0 | 0 | 0 | 3.2408e-05 | 3.2408e-05 | 0 | 3.2408e-05 | 3.2408e-05 | 0 | 3.2408e-05 | 3.2408e-05 | [40 empty] | All EPR in 2020WLDFRFinancial | WLDFR | HFTD - Distribution - Tier 2 - 5QU CoRE ¦ 2QU LoRE | Red Flag Warning - Destructive Fires | 2023 | Financial | 8896.516 | 774.3498 | 2023 | Control | 0.053 | 3 | 0 | esc | 0 | 0 | 0.055966 | 497.9043 | 0.055966 | 497.9043 | 0.055966 | 497.9043
[79 empty] | WLDFR | HFTD - Distribution - Zone 1 - 4QU CoRE ¦ 1QU LoRE | Non-Red Flag Warning - Large Fires | 2024 | 0 | 0 | 0 | 0 | 5.475 | 0.71896 | 3.0715 | 1.6846 | 0 | 0 | 0.37599 | 0.37599 | 8.6194e-05 |  | 0 | 0 | 0 | 0 | 0 | 0 | 0 | 3.2408e-05 | 3.2408e-05 | 0 | 3.2408e-05 | 3.2408e-05 | [40 empty] | All EPR in 2020WLDFRElectric Reliability | WLDFR | HFTD - Distribution - Tier 2 - 5QU CoRE ¦ 2QU LoRE | Red Flag Warning - Destructive Fires | 2024 | Electric Reliability | 233.2301 | 774.3498 | 2024 | Control | 0.1325 | 3 | 0 | esc | 0 | 0 | 0 | 0 | 0.15274 | 35.623 | 0.15274 | 35.623
[79 empty] | WLDFR | HFTD - Distribution - Zone 1 - 4QU CoRE ¦ 1QU LoRE | Non-Red Flag Warning - Large Fires | 2025 | 0 | 0 | 0 | 0 | 5.475 | 0.71896 | 3.0715 | 1.6846 | 0 | 0 | 0 | 0.37599 | 8.6194e-05 |  | 0 | 0 | 0 | 0 | 0 | 0 | 0 | 0 | 0 | 0 | 3.2408e-05 | 3.2408e-05 | [40 empty] | All EPR in 2020WLDFRFinancial | WLDFR | HFTD - Distribution - Tier 2 - 5QU CoRE ¦ 2QU LoRE | Red Flag Warning - Destructive Fires | 2024 | Financial | 8896.516 | 774.3498 | 2024 | Control | 0.053 | 3 | 0 | esc | 0 | 0 | 0 | 0 | 0.055966 | 497.9043 | 0.055966 | 497.9043
[79 empty] | WLDFR | HFTD - Distribution - Zone 1 - 4QU CoRE ¦ 1QU LoRE | Non-Red Flag Warning - Small Fires | 2020 | 0 | 0 | 0 | 0 | 0.077901 | 0.036425 | 0.0015809 | 0.039895 | 0.0078847 | 0 | 0 | 0 | 0.030855 |  | 0 | 0.00024328 | 0.00024328 | 0 | 0 | 0 | 0 | 0 | 0 | 0 | 0 | 0 | [40 empty] | All EPR in 2020WLDFRElectric Reliability | WLDFR | HFTD - Distribution - Tier 2 - 5QU CoRE ¦ 2QU LoRE | Red Flag Warning - Destructive Fires | 2025 | Electric Reliability | 233.2301 | 774.3498 | 2025 | Control | 0.1325 | 3 | 0 | esc | 0 | 0 | 0 | 0 | 0 | 0 | 0.15274 | 35.623
[79 empty] | WLDFR | HFTD - Distribution - Zone 1 - 4QU CoRE ¦ 1QU LoRE | Non-Red Flag Warning - Small Fires | 2021 | 0 | 0 | 0 | 0 | 0.077901 | 0.036425 | 0.0015809 | 0.039895 | 0.0078847 | 0.0078847 | 0 | 0 | 0.030855 |  | 0 | 0.00024328 | 0.00024328 | 0 | 0.00024328 | 0.00024328 | 0 | 0 | 0 | 0 | 0 | 0 | [40 empty] | All EPR in 2020WLDFRFinancial | WLDFR | HFTD - Distribution - Tier 2 - 5QU CoRE ¦ 2QU LoRE | Red Flag Warning - Destructive Fires | 2025 | Financial | 8896.516 | 774.3498 | 2025 | Control | 0.053 | 3 | 0 | esc | 0 | 0 | 0 | 0 | 0 | 0 | 0.055966 | 497.9043
[79 empty] | WLDFR | HFTD - Distribution - Zone 1 - 4QU CoRE ¦ 1QU LoRE | Non-Red Flag Warning - Small Fires | 2022 | 0 | 0 | 0 | 0 | 0.077901 | 0.036425 | 0.0015809 | 0.039895 | 0.0078847 | 0.0078847 | 0.0078847 | 0 | 0.030855 |  | 0 | 0.00024328 | 0.00024328 | 0 | 0.00024328 | 0.00024328 | 0 | 0.00024328 | 0.00024328 | 0 | 0 | 0 | [40 empty] | All EPR in 2020WLDFRElectric Reliability | WLDFR | HFTD - Distribution - Tier 2 - 5QU CoRE ¦ 2QU LoRE | Red Flag Warning - Large Fires | 2021 | Electric Reliability | 0.69642 | 774.3498 | 2021 | Control | 0.1325 | 3 | 0 | esc | 0.15274 | 0.10637 | 0.15274 | 0.10637 | 0 | 0 | 0 | 0
[79 empty] | WLDFR | HFTD - Distribution - Zone 1 - 4QU CoRE ¦ 1QU LoRE | Non-Red Flag Warning - Small Fires | 2023 | 0 | 0 | 0 | 0 | 0.080408 | 0.03759 | 0.0016314 | 0.041187 | 0 | 0.0081378 | 0.0081378 | 0.0081378 | 0.030855 |  | 0 | 0 | 0 | 0 | 0.00025109 | 0.00025109 | 0 | 0.00025109 | 0.00025109 | 0 | 0.00025109 | 0.00025109 | [40 empty] | All EPR in 2020WLDFRFinancial | WLDFR | HFTD - Distribution - Tier 2 - 5QU CoRE ¦ 2QU LoRE | Red Flag Warning - Large Fires | 2021 | Financial | 2.942 | 774.3498 | 2021 | Control | 0.053 | 3 | 0 | esc | 0.055966 | 0.16465 | 0.055966 | 0.16465 | 0 | 0 | 0 | 0
[79 empty] | WLDFR | HFTD - Distribution - Zone 1 - 4QU CoRE ¦ 1QU LoRE | Non-Red Flag Warning - Small Fires | 2024 | 0 | 0 | 0 | 0 | 0.080408 | 0.03759 | 0.0016314 | 0.041187 | 0 | 0 | 0.0081378 | 0.0081378 | 0.030855 |  | 0 | 0 | 0 | 0 | 0 | 0 | 0 | 0.00025109 | 0.00025109 | 0 | 0.00025109 | 0.00025109 | [40 empty] | All EPR in 2020WLDFRSafety | WLDFR | HFTD - Distribution - Tier 2 - 5QU CoRE ¦ 2QU LoRE | Red Flag Warning - Large Fires | 2021 | Safety | 1.6022 | 774.3498 | 2021 | Control | 0.053 | 3 | 0 | esc | 0.055966 | 0.089668 | 0.055966 | 0.089668 | 0 | 0 | 0 | 0
[79 empty] | WLDFR | HFTD - Distribution - Zone 1 - 4QU CoRE ¦ 1QU LoRE | Non-Red Flag Warning - Small Fires | 2025 | 0 | 0 | 0 | 0 | 0.080408 | 0.03759 | 0.0016314 | 0.041187 | 0 | 0 | 0 | 0.0081378 | 0.030855 |  | 0 | 0 | 0 | 0 | 0 | 0 | 0 | 0 | 0 | 0 | 0.00025109 | 0.00025109 | [40 empty] | All EPR in 2020WLDFRElectric Reliability | WLDFR | HFTD - Distribution - Tier 2 - 5QU CoRE ¦ 2QU LoRE | Red Flag Warning - Large Fires | 2022 | Electric Reliability | 0.69642 | 774.3498 | 2022 | Control | 0.1325 | 3 | 0 | esc | 0.15274 | 0.10637 | 0.15274 | 0.10637 | 0.15274 | 0.10637 | 0 | 0
[79 empty] | WLDFR | HFTD - Distribution - Zone 1 - 4QU CoRE ¦ 1QU LoRE | Red Flag Warning - Catastrophic Fires | 2020 | 0 | 0 | 0 | 0 | 14146.1306 | 222.2294 | 8585.7228 | 5338.1784 | 813.2108 | 0 | 0 | 0 | 2.8792e-05 |  | 0 | 0.023414 | 0.023414 | 0 | 0 | 0 | 0 | 0 | 0 | 0 | 0 | 0 | [40 empty] | All EPR in 2020WLDFRFinancial | WLDFR | HFTD - Distribution - Tier 2 - 5QU CoRE ¦ 2QU LoRE | Red Flag Warning - Large Fires | 2022 | Financial | 2.942 | 774.3498 | 2022 | Control | 0.053 | 3 | 0 | esc | 0.055966 | 0.16465 | 0.055966 | 0.16465 | 0.055966 | 0.16465 | 0 | 0
[79 empty] | WLDFR | HFTD - Distribution - Zone 1 - 4QU CoRE ¦ 1QU LoRE | Red Flag Warning - Catastrophic Fires | 2021 | 0 | 0 | 0 | 0 | 14146.1306 | 222.2294 | 8585.7228 | 5338.1784 | 813.2108 | 813.2108 | 0 | 0 | 2.8792e-05 |  | 0 | 0.023414 | 0.023414 | 0 | 0.023414 | 0.023414 | 0 | 0 | 0 | 0 | 0 | 0 | [40 empty] | All EPR in 2020WLDFRSafety | WLDFR | HFTD - Distribution - Tier 2 - 5QU CoRE ¦ 2QU LoRE | Red Flag Warning - Large Fires | 2022 | Safety | 1.6022 | 774.3498 | 2022 | Control | 0.053 | 3 | 0 | esc | 0.055966 | 0.089668 | 0.055966 | 0.089668 | 0.055966 | 0.089668 | 0 | 0
[79 empty] | WLDFR | HFTD - Distribution - Zone 1 - 4QU CoRE ¦ 1QU LoRE | Red Flag Warning - Catastrophic Fires | 2022 | 0 | 0 | 0 | 0 | 14146.1306 | 222.2294 | 8585.7228 | 5338.1784 | 813.2108 | 813.2108 | 813.2108 | 0 | 2.8792e-05 |  | 0 | 0.023414 | 0.023414 | 0 | 0.023414 | 0.023414 | 0 | 0.023414 | 0.023414 | 0 | 0 | 0 | [40 empty] | All EPR in 2020WLDFRElectric Reliability | WLDFR | HFTD - Distribution - Tier 2 - 5QU CoRE ¦ 2QU LoRE | Red Flag Warning - Large Fires | 2023 | Electric Reliability | 0.71896 | 774.3498 | 2023 | Control | 0.1325 | 3 | 0 | esc | 0 | 0 | 0.15274 | 0.10981 | 0.15274 | 0.10981 | 0.15274 | 0.10981
[79 empty] | WLDFR | HFTD - Distribution - Zone 1 - 4QU CoRE ¦ 1QU LoRE | Red Flag Warning - Catastrophic Fires | 2023 | 0 | 0 | 0 | 0 | 14664.6376 | 233.2301 | 8896.516 | 5534.8915 | 0 | 843.2942 | 843.2942 | 843.2942 | 2.8792e-05 |  | 0 | 0 | 0 | 0 | 0.02428 | 0.02428 | 0 | 0.02428 | 0.02428 | 0 | 0.02428 | 0.02428 | [40 empty] | All EPR in 2020WLDFRFinancial | WLDFR | HFTD - Distribution - Tier 2 - 5QU CoRE ¦ 2QU LoRE | Red Flag Warning - Large Fires | 2023 | Financial | 3.0715 | 774.3498 | 2023 | Control | 0.053 | 3 | 0 | esc | 0 | 0 | 0.055966 | 0.1719 | 0.055966 | 0.1719 | 0.055966 | 0.1719
[79 empty] | WLDFR | HFTD - Distribution - Zone 1 - 4QU CoRE ¦ 1QU LoRE | Red Flag Warning - Catastrophic Fires | 2024 | 0 | 0 | 0 | 0 | 14664.6376 | 233.2301 | 8896.516 | 5534.8915 | 0 | 0 | 843.2942 | 843.2942 | 2.8792e-05 |  | 0 | 0 | 0 | 0 | 0 | 0 | 0 | 0.02428 | 0.02428 | 0 | 0.02428 | 0.02428 | [40 empty] | All EPR in 2020WLDFRSafety | WLDFR | HFTD - Distribution - Tier 2 - 5QU CoRE ¦ 2QU LoRE | Red Flag Warning - Large Fires | 2023 | Safety | 1.6846 | 774.3498 | 2023 | Control | 0.053 | 3 | 0 | esc | 0 | 0 | 0.055966 | 0.094279 | 0.055966 | 0.094279 | 0.055966 | 0.094279
[79 empty] | WLDFR | HFTD - Distribution - Zone 1 - 4QU CoRE ¦ 1QU LoRE | Red Flag Warning - Catastrophic Fires | 2025 | 0 | 0 | 0 | 0 | 14664.6376 | 233.2301 | 8896.516 | 5534.8915 | 0 | 0 | 0 | 843.2942 | 2.8792e-05 |  | 0 | 0 | 0 | 0 | 0 | 0 | 0 | 0 | 0 | 0 | 0.02428 | 0.02428 | [40 empty] | All EPR in 2020WLDFRElectric Reliability | WLDFR | HFTD - Distribution - Tier 2 - 5QU CoRE ¦ 2QU LoRE | Red Flag Warning - Large Fires | 2024 | Electric Reliability | 0.71896 | 774.3498 | 2024 | Control | 0.1325 | 3 | 0 | esc | 0 | 0 | 0 | 0 | 0.15274 | 0.10981 | 0.15274 | 0.10981
[79 empty] | WLDFR | HFTD - Distribution - Zone 1 - 4QU CoRE ¦ 1QU LoRE | Red Flag Warning - Destructive Fires | 2020 | 0 | 0 | 0 | 0 | 8807.9522 | 222.2294 | 8585.7228 | 0 | 514.4532 | 0 | 0 | 0 | 1.3892e-05 |  | 0 | 0.0071468 | 0.0071468 | 0 | 0 | 0 | 0 | 0 | 0 | 0 | 0 | 0 | [40 empty] | All EPR in 2020WLDFRFinancial | WLDFR | HFTD - Distribution - Tier 2 - 5QU CoRE ¦ 2QU LoRE | Red Flag Warning - Large Fires | 2024 | Financial | 3.0715 | 774.3498 | 2024 | Control | 0.053 | 3 | 0 | esc | 0 | 0 | 0 | 0 | 0.055966 | 0.1719 | 0.055966 | 0.1719
[79 empty] | WLDFR | HFTD - Distribution - Zone 1 - 4QU CoRE ¦ 1QU LoRE | Red Flag Warning - Destructive Fires | 2021 | 0 | 0 | 0 | 0 | 8807.9522 | 222.2294 | 8585.7228 | 0 | 514.4532 | 514.4532 | 0 | 0 | 1.3892e-05 |  | 0 | 0.0071468 | 0.0071468 | 0 | 0.0071468 | 0.0071468 | 0 | 0 | 0 | 0 | 0 | 0 | [40 empty] | All EPR in 2020WLDFRSafety | WLDFR | HFTD - Distribution - Tier 2 - 5QU CoRE ¦ 2QU LoRE | Red Flag Warning - Large Fires | 2024 | Safety | 1.6846 | 774.3498 | 2024 | Control | 0.053 | 3 | 0 | esc | 0 | 0 | 0 | 0 | 0.055966 | 0.094279 | 0.055966 | 0.094279
[79 empty] | WLDFR | HFTD - Distribution - Zone 1 - 4QU CoRE ¦ 1QU LoRE | Red Flag Warning - Destructive Fires | 2022 | 0 | 0 | 0 | 0 | 8807.9522 | 222.2294 | 8585.7228 | 0 | 514.4532 | 514.4532 | 514.4532 | 0 | 1.3892e-05 |  | 0 | 0.0071468 | 0.0071468 | 0 | 0.0071468 | 0.0071468 | 0 | 0.0071468 | 0.0071468 | 0 | 0 | 0 | [40 empty] | All EPR in 2020WLDFRElectric Reliability | WLDFR | HFTD - Distribution - Tier 2 - 5QU CoRE ¦ 2QU LoRE | Red Flag Warning - Large Fires | 2025 | Electric Reliability | 0.71896 | 774.3498 | 2025 | Control | 0.1325 | 3 | 0 | esc | 0 | 0 | 0 | 0 | 0 | 0 | 0.15274 | 0.10981
[79 empty] | WLDFR | HFTD - Distribution - Zone 1 - 4QU CoRE ¦ 1QU LoRE | Red Flag Warning - Destructive Fires | 2023 | 0 | 0 | 0 | 0 | 9129.7461 | 233.2301 | 8896.516 | 0 | 0 | 533.5273 | 533.5273 | 533.5273 | 1.3892e-05 |  | 0 | 0 | 0 | 0 | 0.0074118 | 0.0074118 | 0 | 0.0074118 | 0.0074118 | 0 | 0.0074118 | 0.0074118 | [40 empty] | All EPR in 2020WLDFRFinancial | WLDFR | HFTD - Distribution - Tier 2 - 5QU CoRE ¦ 2QU LoRE | Red Flag Warning - Large Fires | 2025 | Financial | 3.0715 | 774.3498 | 2025 | Control | 0.053 | 3 | 0 | esc | 0 | 0 | 0 | 0 | 0 | 0 | 0.055966 | 0.1719
[79 empty] | WLDFR | HFTD - Distribution - Zone 1 - 4QU CoRE ¦ 1QU LoRE | Red Flag Warning - Destructive Fires | 2024 | 0 | 0 | 0 | 0 | 9129.7461 | 233.2301 | 8896.516 | 0 | 0 | 0 | 533.5273 | 533.5273 | 1.3892e-05 |  | 0 | 0 | 0 | 0 | 0 | 0 | 0 | 0.0074118 | 0.0074118 | 0 | 0.0074118 | 0.0074118 | [40 empty] | All EPR in 2020WLDFRSafety | WLDFR | HFTD - Distribution - Tier 2 - 5QU CoRE ¦ 2QU LoRE | Red Flag Warning - Large Fires | 2025 | Safety | 1.6846 | 774.3498 | 2025 | Control | 0.053 | 3 | 0 | esc | 0 | 0 | 0 | 0 | 0 | 0 | 0.055966 | 0.094279
[79 empty] | WLDFR | HFTD - Distribution - Zone 1 - 4QU CoRE ¦ 1QU LoRE | Red Flag Warning - Destructive Fires | 2025 | 0 | 0 | 0 | 0 | 9129.7461 | 233.2301 | 8896.516 | 0 | 0 | 0 | 0 | 533.5273 | 1.3892e-05 |  | 0 | 0 | 0 | 0 | 0 | 0 | 0 | 0 | 0 | 0 | 0.0074118 | 0.0074118 | [40 empty] | All EPR in 2020WLDFRElectric Reliability | WLDFR | HFTD - Distribution - Tier 2 - 5QU CoRE ¦ 2QU LoRE | Red Flag Warning - Small Fires | 2021 | Electric Reliability | 0.036425 | 774.3498 | 2021 | Control | 0.1325 | 3 | 0 | esc | 0.15274 | 0.0055635 | 0.15274 | 0.0055635 | 0 | 0 | 0 | 0
[79 empty] | WLDFR | HFTD - Distribution - Zone 1 - 4QU CoRE ¦ 1QU LoRE | Red Flag Warning - Large Fires | 2020 | 0 | 0 | 0 | 0 | 5.2406 | 0.69642 | 2.942 | 1.6022 | 0.36069 | 0 | 0 | 0 | 8.9528e-05 |  | 0 | 3.2292e-05 | 3.2292e-05 | 0 | 0 | 0 | 0 | 0 | 0 | 0 | 0 | 0 | [40 empty] | All EPR in 2020WLDFRFinancial | WLDFR | HFTD - Distribution - Tier 2 - 5QU CoRE ¦ 2QU LoRE | Red Flag Warning - Small Fires | 2021 | Financial | 0.0015809 | 774.3498 | 2021 | Control | 0.053 | 3 | 0 | esc | 0.055966 | 8.8475e-05 | 0.055966 | 8.8475e-05 | 0 | 0 | 0 | 0
[79 empty] | WLDFR | HFTD - Distribution - Zone 1 - 4QU CoRE ¦ 1QU LoRE | Red Flag Warning - Large Fires | 2021 | 0 | 0 | 0 | 0 | 5.2406 | 0.69642 | 2.942 | 1.6022 | 0.36069 | 0.36069 | 0 | 0 | 8.9528e-05 |  | 0 | 3.2292e-05 | 3.2292e-05 | 0 | 3.2292e-05 | 3.2292e-05 | 0 | 0 | 0 | 0 | 0 | 0 | [40 empty] | All EPR in 2020WLDFRSafety | WLDFR | HFTD - Distribution - Tier 2 - 5QU CoRE ¦ 2QU LoRE | Red Flag Warning - Small Fires | 2021 | Safety | 0.039895 | 774.3498 | 2021 | Control | 0.053 | 3 | 0 | esc | 0.055966 | 0.0022328 | 0.055966 | 0.0022328 | 0 | 0 | 0 | 0
[79 empty] | WLDFR | HFTD - Distribution - Zone 1 - 4QU CoRE ¦ 1QU LoRE | Red Flag Warning - Large Fires | 2022 | 0 | 0 | 0 | 0 | 5.2406 | 0.69642 | 2.942 | 1.6022 | 0.36069 | 0.36069 | 0.36069 | 0 | 8.9528e-05 |  | 0 | 3.2292e-05 | 3.2292e-05 | 0 | 3.2292e-05 | 3.2292e-05 | 0 | 3.2292e-05 | 3.2292e-05 | 0 | 0 | 0 | [40 empty] | All EPR in 2020WLDFRElectric Reliability | WLDFR | HFTD - Distribution - Tier 2 - 5QU CoRE ¦ 2QU LoRE | Red Flag Warning - Small Fires | 2022 | Electric Reliability | 0.036425 | 774.3498 | 2022 | Control | 0.1325 | 3 | 0 | esc | 0.15274 | 0.0055635 | 0.15274 | 0.0055635 | 0.15274 | 0.0055635 | 0 | 0
[79 empty] | WLDFR | HFTD - Distribution - Zone 1 - 4QU CoRE ¦ 1QU LoRE | Red Flag Warning - Large Fires | 2023 | 0 | 0 | 0 | 0 | 5.475 | 0.71896 | 3.0715 | 1.6846 | 0 | 0.37599 | 0.37599 | 0.37599 | 8.9528e-05 |  | 0 | 0 | 0 | 0 | 3.3662e-05 | 3.3662e-05 | 0 | 3.3662e-05 | 3.3662e-05 | 0 | 3.3662e-05 | 3.3662e-05 | [40 empty] | All EPR in 2020WLDFRFinancial | WLDFR | HFTD - Distribution - Tier 2 - 5QU CoRE ¦ 2QU LoRE | Red Flag Warning - Small Fires | 2022 | Financial | 0.0015809 | 774.3498 | 2022 | Control | 0.053 | 3 | 0 | esc | 0.055966 | 8.8475e-05 | 0.055966 | 8.8475e-05 | 0.055966 | 8.8475e-05 | 0 | 0
[79 empty] | WLDFR | HFTD - Distribution - Zone 1 - 4QU CoRE ¦ 1QU LoRE | Red Flag Warning - Large Fires | 2024 | 0 | 0 | 0 | 0 | 5.475 | 0.71896 | 3.0715 | 1.6846 | 0 | 0 | 0.37599 | 0.37599 | 8.9528e-05 |  | 0 | 0 | 0 | 0 | 0 | 0 | 0 | 3.3662e-05 | 3.3662e-05 | 0 | 3.3662e-05 | 3.3662e-05 | [40 empty] | All EPR in 2020WLDFRSafety | WLDFR | HFTD - Distribution - Tier 2 - 5QU CoRE ¦ 2QU LoRE | Red Flag Warning - Small Fires | 2022 | Safety | 0.039895 | 774.3498 | 2022 | Control | 0.053 | 3 | 0 | esc | 0.055966 | 0.0022328 | 0.055966 | 0.0022328 | 0.055966 | 0.0022328 | 0 | 0
[79 empty] | WLDFR | HFTD - Distribution - Zone 1 - 4QU CoRE ¦ 1QU LoRE | Red Flag Warning - Large Fires | 2025 | 0 | 0 | 0 | 0 | 5.475 | 0.71896 | 3.0715 | 1.6846 | 0 | 0 | 0 | 0.37599 | 8.9528e-05 |  | 0 | 0 | 0 | 0 | 0 | 0 | 0 | 0 | 0 | 0 | 3.3662e-05 | 3.3662e-05 | [40 empty] | All EPR in 2020WLDFRElectric Reliability | WLDFR | HFTD - Distribution - Tier 2 - 5QU CoRE ¦ 2QU LoRE | Red Flag Warning - Small Fires | 2023 | Electric Reliability | 0.03759 | 774.3498 | 2023 | Control | 0.1325 | 3 | 0 | esc | 0 | 0 | 0.15274 | 0.0057414 | 0.15274 | 0.0057414 | 0.15274 | 0.0057414
[79 empty] | WLDFR | HFTD - Distribution - Zone 1 - 4QU CoRE ¦ 1QU LoRE | Red Flag Warning - Small Fires | 2020 | 0 | 0 | 0 | 0 | 0.077901 | 0.036425 | 0.0015809 | 0.039895 | 0.0078847 | 0 | 0 | 0 | 0.0020456 |  | 0 | 1.6129e-05 | 1.6129e-05 | 0 | 0 | 0 | 0 | 0 | 0 | 0 | 0 | 0 | [40 empty] | All EPR in 2020WLDFRFinancial | WLDFR | HFTD - Distribution - Tier 2 - 5QU CoRE ¦ 2QU LoRE | Red Flag Warning - Small Fires | 2023 | Financial | 0.0016314 | 774.3498 | 2023 | Control | 0.053 | 3 | 0 | esc | 0 | 0 | 0.055966 | 9.1305e-05 | 0.055966 | 9.1305e-05 | 0.055966 | 9.1305e-05
[79 empty] | WLDFR | HFTD - Distribution - Zone 1 - 4QU CoRE ¦ 1QU LoRE | Red Flag Warning - Small Fires | 2021 | 0 | 0 | 0 | 0 | 0.077901 | 0.036425 | 0.0015809 | 0.039895 | 0.0078847 | 0.0078847 | 0 | 0 | 0.0020456 |  | 0 | 1.6129e-05 | 1.6129e-05 | 0 | 1.6129e-05 | 1.6129e-05 | 0 | 0 | 0 | 0 | 0 | 0 | [40 empty] | All EPR in 2020WLDFRSafety | WLDFR | HFTD - Distribution - Tier 2 - 5QU CoRE ¦ 2QU LoRE | Red Flag Warning - Small Fires | 2023 | Safety | 0.041187 | 774.3498 | 2023 | Control | 0.053 | 3 | 0 | esc | 0 | 0 | 0.055966 | 0.0023051 | 0.055966 | 0.0023051 | 0.055966 | 0.0023051
[79 empty] | WLDFR | HFTD - Distribution - Zone 1 - 4QU CoRE ¦ 1QU LoRE | Red Flag Warning - Small Fires | 2022 | 0 | 0 | 0 | 0 | 0.077901 | 0.036425 | 0.0015809 | 0.039895 | 0.0078847 | 0.0078847 | 0.0078847 | 0 | 0.0020456 |  | 0 | 1.6129e-05 | 1.6129e-05 | 0 | 1.6129e-05 | 1.6129e-05 | 0 | 1.6129e-05 | 1.6129e-05 | 0 | 0 | 0 | [40 empty] | All EPR in 2020WLDFRElectric Reliability | WLDFR | HFTD - Distribution - Tier 2 - 5QU CoRE ¦ 2QU LoRE | Red Flag Warning - Small Fires | 2024 | Electric Reliability | 0.03759 | 774.3498 | 2024 | Control | 0.1325 | 3 | 0 | esc | 0 | 0 | 0 | 0 | 0.15274 | 0.0057414 | 0.15274 | 0.0057414
[79 empty] | WLDFR | HFTD - Distribution - Zone 1 - 4QU CoRE ¦ 1QU LoRE | Red Flag Warning - Small Fires | 2023 | 0 | 0 | 0 | 0 | 0.080408 | 0.03759 | 0.0016314 | 0.041187 | 0 | 0.0081378 | 0.0081378 | 0.0081378 | 0.0020456 |  | 0 | 0 | 0 | 0 | 1.6647e-05 | 1.6647e-05 | 0 | 1.6647e-05 | 1.6647e-05 | 0 | 1.6647e-05 | 1.6647e-05 | [40 empty] | All EPR in 2020WLDFRFinancial | WLDFR | HFTD - Distribution - Tier 2 - 5QU CoRE ¦ 2QU LoRE | Red Flag Warning - Small Fires | 2024 | Financial | 0.0016314 | 774.3498 | 2024 | Control | 0.053 | 3 | 0 | esc | 0 | 0 | 0 | 0 | 0.055966 | 9.1305e-05 | 0.055966 | 9.1305e-05
[79 empty] | WLDFR | HFTD - Distribution - Zone 1 - 4QU CoRE ¦ 1QU LoRE | Red Flag Warning - Small Fires | 2024 | 0 | 0 | 0 | 0 | 0.080408 | 0.03759 | 0.0016314 | 0.041187 | 0 | 0 | 0.0081378 | 0.0081378 | 0.0020456 |  | 0 | 0 | 0 | 0 | 0 | 0 | 0 | 1.6647e-05 | 1.6647e-05 | 0 | 1.6647e-05 | 1.6647e-05 | [40 empty] | All EPR in 2020WLDFRSafety | WLDFR | HFTD - Distribution - Tier 2 - 5QU CoRE ¦ 2QU LoRE | Red Flag Warning - Small Fires | 2024 | Safety | 0.041187 | 774.3498 | 2024 | Control | 0.053 | 3 | 0 | esc | 0 | 0 | 0 | 0 | 0.055966 | 0.0023051 | 0.055966 | 0.0023051
[79 empty] | WLDFR | HFTD - Distribution - Zone 1 - 4QU CoRE ¦ 1QU LoRE | Red Flag Warning - Small Fires | 2025 | 0 | 0 | 0 | 0 | 0.080408 | 0.03759 | 0.0016314 | 0.041187 | 0 | 0 | 0 | 0.0081378 | 0.0020456 |  | 0 | 0 | 0 | 0 | 0 | 0 | 0 | 0 | 0 | 0 | 1.6647e-05 | 1.6647e-05 | [40 empty] | All EPR in 2020WLDFRElectric Reliability | WLDFR | HFTD - Distribution - Tier 2 - 5QU CoRE ¦ 2QU LoRE | Red Flag Warning - Small Fires | 2025 | Electric Reliability | 0.03759 | 774.3498 | 2025 | Control | 0.1325 | 3 | 0 | esc | 0 | 0 | 0 | 0 | 0 | 0 | 0.15274 | 0.0057414
[79 empty] | WLDFR | HFTD - Distribution - Zone 1 - 5QU CoRE ¦ 1QU LoRE | Non-Red Flag Warning - Catastrophic Fires | 2020 | 0 | 0 | 0 | 0 | 14146.1306 | 222.2294 | 8585.7228 | 5338.1784 | 813.2108 | 0 | 0 | 0 | 1.5204e-07 |  | 0 | 0.00012364 | 0.00012364 | 0 | 0 | 0 | 0 | 0 | 0 | 0 | 0 | 0 | [40 empty] | All EPR in 2020WLDFRFinancial | WLDFR | HFTD - Distribution - Tier 2 - 5QU CoRE ¦ 2QU LoRE | Red Flag Warning - Small Fires | 2025 | Financial | 0.0016314 | 774.3498 | 2025 | Control | 0.053 | 3 | 0 | esc | 0 | 0 | 0 | 0 | 0 | 0 | 0.055966 | 9.1305e-05
[79 empty] | WLDFR | HFTD - Distribution - Zone 1 - 5QU CoRE ¦ 1QU LoRE | Non-Red Flag Warning - Catastrophic Fires | 2021 | 0 | 0 | 0 | 0 | 14146.1306 | 222.2294 | 8585.7228 | 5338.1784 | 813.2108 | 813.2108 | 0 | 0 | 1.5204e-07 |  | 0 | 0.00012364 | 0.00012364 | 0 | 0.00012364 | 0.00012364 | 0 | 0 | 0 | 0 | 0 | 0 | [40 empty] | All EPR in 2020WLDFRSafety | WLDFR | HFTD - Distribution - Tier 2 - 5QU CoRE ¦ 2QU LoRE | Red Flag Warning - Small Fires | 2025 | Safety | 0.041187 | 774.3498 | 2025 | Control | 0.053 | 3 | 0 | esc | 0 | 0 | 0 | 0 | 0 | 0 | 0.055966 | 0.0023051
[79 empty] | WLDFR | HFTD - Distribution - Zone 1 - 5QU CoRE ¦ 1QU LoRE | Non-Red Flag Warning - Catastrophic Fires | 2022 | 0 | 0 | 0 | 0 | 14146.1306 | 222.2294 | 8585.7228 | 5338.1784 | 813.2108 | 813.2108 | 813.2108 | 0 | 1.5204e-07 |  | 0 | 0.00012364 | 0.00012364 | 0 | 0.00012364 | 0.00012364 | 0 | 0.00012364 | 0.00012364 | 0 | 0 | 0 | [40 empty] | All EPR in 2020WLDFRElectric Reliability | WLDFR | HFTD - Distribution - Tier 2 - 5QU CoRE ¦ 2QU LoRE | Seismic - Non-Red Flag Warning - Catastrophic Fires | 2021 | Electric Reliability | 409.2237 | 774.3498 | 2021 | Control | 0.1325 | 3 | 0 | esc | 0.15274 | 62.5039 | 0.15274 | 62.5039 | 0 | 0 | 0 | 0
[79 empty] | WLDFR | HFTD - Distribution - Zone 1 - 5QU CoRE ¦ 1QU LoRE | Non-Red Flag Warning - Catastrophic Fires | 2023 | 0 | 0 | 0 | 0 | 14664.6376 | 233.2301 | 8896.516 | 5534.8915 | 0 | 843.2942 | 843.2942 | 843.2942 | 1.5204e-07 |  | 0 | 0 | 0 | 0 | 0.00012821 | 0.00012821 | 0 | 0.00012821 | 0.00012821 | 0 | 0.00012821 | 0.00012821 | [40 empty] | All EPR in 2020WLDFRFinancial | WLDFR | HFTD - Distribution - Tier 2 - 5QU CoRE ¦ 2QU LoRE | Seismic - Non-Red Flag Warning - Catastrophic Fires | 2021 | Financial | 13469.0878 | 774.3498 | 2021 | Control | 0.053 | 3 | 0 | esc | 0.055966 | 753.8138 | 0.055966 | 753.8138 | 0 | 0 | 0 | 0
[79 empty] | WLDFR | HFTD - Distribution - Zone 1 - 5QU CoRE ¦ 1QU LoRE | Non-Red Flag Warning - Catastrophic Fires | 2024 | 0 | 0 | 0 | 0 | 14664.6376 | 233.2301 | 8896.516 | 5534.8915 | 0 | 0 | 843.2942 | 843.2942 | 1.5204e-07 |  | 0 | 0 | 0 | 0 | 0 | 0 | 0 | 0.00012821 | 0.00012821 | 0 | 0.00012821 | 0.00012821 | [40 empty] | All EPR in 2020WLDFRSafety | WLDFR | HFTD - Distribution - Tier 2 - 5QU CoRE ¦ 2QU LoRE | Seismic - Non-Red Flag Warning - Catastrophic Fires | 2021 | Safety | 7205.5313 | 774.3498 | 2021 | Control | 0.053 | 3 | 0 | esc | 0.055966 | 403.2663 | 0.055966 | 403.2663 | 0 | 0 | 0 | 0
[79 empty] | WLDFR | HFTD - Distribution - Zone 1 - 5QU CoRE ¦ 1QU LoRE | Non-Red Flag Warning - Catastrophic Fires | 2025 | 0 | 0 | 0 | 0 | 14664.6376 | 233.2301 | 8896.516 | 5534.8915 | 0 | 0 | 0 | 843.2942 | 1.5204e-07 |  | 0 | 0 | 0 | 0 | 0 | 0 | 0 | 0 | 0 | 0 | 0.00012821 | 0.00012821 | [40 empty] | All EPR in 2020WLDFRElectric Reliability | WLDFR | HFTD - Distribution - Tier 2 - 5QU CoRE ¦ 2QU LoRE | Seismic - Non-Red Flag Warning - Catastrophic Fires | 2022 | Electric Reliability | 409.2237 | 774.3498 | 2022 | Control | 0.1325 | 3 | 0 | esc | 0.15274 | 62.5039 | 0.15274 | 62.5039 | 0.15274 | 62.5039 | 0 | 0
[79 empty] | WLDFR | HFTD - Distribution - Zone 1 - 5QU CoRE ¦ 1QU LoRE | Non-Red Flag Warning - Destructive Fires | 2020 | 0 | 0 | 0 | 0 | 8807.9522 | 222.2294 | 8585.7228 | 0 | 514.4532 | 0 | 0 | 0 | 2.1569e-07 |  | 0 | 0.00011096 | 0.00011096 | 0 | 0 | 0 | 0 | 0 | 0 | 0 | 0 | 0 | [40 empty] | All EPR in 2020WLDFRFinancial | WLDFR | HFTD - Distribution - Tier 2 - 5QU CoRE ¦ 2QU LoRE | Seismic - Non-Red Flag Warning - Catastrophic Fires | 2022 | Financial | 13469.0878 | 774.3498 | 2022 | Control | 0.053 | 3 | 0 | esc | 0.055966 | 753.8138 | 0.055966 | 753.8138 | 0.055966 | 753.8138 | 0 | 0
[79 empty] | WLDFR | HFTD - Distribution - Zone 1 - 5QU CoRE ¦ 1QU LoRE | Non-Red Flag Warning - Destructive Fires | 2021 | 0 | 0 | 0 | 0 | 8807.9522 | 222.2294 | 8585.7228 | 0 | 514.4532 | 514.4532 | 0 | 0 | 2.1569e-07 |  | 0 | 0.00011096 | 0.00011096 | 0 | 0.00011096 | 0.00011096 | 0 | 0 | 0 | 0 | 0 | 0 | [40 empty] | All EPR in 2020WLDFRSafety | WLDFR | HFTD - Distribution - Tier 2 - 5QU CoRE ¦ 2QU LoRE | Seismic - Non-Red Flag Warning - Catastrophic Fires | 2022 | Safety | 7205.5313 | 774.3498 | 2022 | Control | 0.053 | 3 | 0 | esc | 0.055966 | 403.2663 | 0.055966 | 403.2663 | 0.055966 | 403.2663 | 0 | 0
[79 empty] | WLDFR | HFTD - Distribution - Zone 1 - 5QU CoRE ¦ 1QU LoRE | Non-Red Flag Warning - Destructive Fires | 2022 | 0 | 0 | 0 | 0 | 8807.9522 | 222.2294 | 8585.7228 | 0 | 514.4532 | 514.4532 | 514.4532 | 0 | 2.1569e-07 |  | 0 | 0.00011096 | 0.00011096 | 0 | 0.00011096 | 0.00011096 | 0 | 0.00011096 | 0.00011096 | 0 | 0 | 0 | [40 empty] | All EPR in 2020WLDFRElectric Reliability | WLDFR | HFTD - Distribution - Tier 2 - 5QU CoRE ¦ 2QU LoRE | Seismic - Non-Red Flag Warning - Catastrophic Fires | 2023 | Electric Reliability | 428.6023 | 774.3498 | 2023 | Control | 0.1325 | 3 | 0 | esc | 0 | 0 | 0.15274 | 65.4638 | 0.15274 | 65.4638 | 0.15274 | 65.4638
[79 empty] | WLDFR | HFTD - Distribution - Zone 1 - 5QU CoRE ¦ 1QU LoRE | Non-Red Flag Warning - Destructive Fires | 2023 | 0 | 0 | 0 | 0 | 9129.7461 | 233.2301 | 8896.516 | 0 | 0 | 533.5273 | 533.5273 | 533.5273 | 2.1569e-07 |  | 0 | 0 | 0 | 0 | 0.00011507 | 0.00011507 | 0 | 0.00011507 | 0.00011507 | 0 | 0.00011507 | 0.00011507 | [40 empty] | All EPR in 2020WLDFRFinancial | WLDFR | HFTD - Distribution - Tier 2 - 5QU CoRE ¦ 2QU LoRE | Seismic - Non-Red Flag Warning - Catastrophic Fires | 2023 | Financial | 13939.561 | 774.3498 | 2023 | Control | 0.053 | 3 | 0 | esc | 0 | 0 | 0.055966 | 780.1444 | 0.055966 | 780.1444 | 0.055966 | 780.1444
[79 empty] | WLDFR | HFTD - Distribution - Zone 1 - 5QU CoRE ¦ 1QU LoRE | Non-Red Flag Warning - Destructive Fires | 2024 | 0 | 0 | 0 | 0 | 9129.7461 | 233.2301 | 8896.516 | 0 | 0 | 0 | 533.5273 | 533.5273 | 2.1569e-07 |  | 0 | 0 | 0 | 0 | 0 | 0 | 0 | 0.00011507 | 0.00011507 | 0 | 0.00011507 | 0.00011507 | [40 empty] | All EPR in 2020WLDFRSafety | WLDFR | HFTD - Distribution - Tier 2 - 5QU CoRE ¦ 2QU LoRE | Seismic - Non-Red Flag Warning - Catastrophic Fires | 2023 | Safety | 7467.8148 | 774.3498 | 2023 | Control | 0.053 | 3 | 0 | esc | 0 | 0 | 0.055966 | 417.9453 | 0.055966 | 417.9453 | 0.055966 | 417.9453
[79 empty] | WLDFR | HFTD - Distribution - Zone 1 - 5QU CoRE ¦ 1QU LoRE | Non-Red Flag Warning - Destructive Fires | 2025 | 0 | 0 | 0 | 0 | 9129.7461 | 233.2301 | 8896.516 | 0 | 0 | 0 | 0 | 533.5273 | 2.1569e-07 |  | 0 | 0 | 0 | 0 | 0 | 0 | 0 | 0 | 0 | 0 | 0.00011507 | 0.00011507 | [40 empty] | All EPR in 2020WLDFRElectric Reliability | WLDFR | HFTD - Distribution - Tier 2 - 5QU CoRE ¦ 2QU LoRE | Seismic - Non-Red Flag Warning - Catastrophic Fires | 2024 | Electric Reliability | 428.6023 | 774.3498 | 2024 | Control | 0.1325 | 3 | 0 | esc | 0 | 0 | 0 | 0 | 0.15274 | 65.4638 | 0.15274 | 65.4638
[79 empty] | WLDFR | HFTD - Distribution - Zone 1 - 5QU CoRE ¦ 1QU LoRE | Non-Red Flag Warning - Large Fires | 2020 | 0 | 0 | 0 | 0 | 5.2406 | 0.69642 | 2.942 | 1.6022 | 0.36069 | 0 | 0 | 0 | 5.824e-05 |  | 0 | 2.1006e-05 | 2.1006e-05 | 0 | 0 | 0 | 0 | 0 | 0 | 0 | 0 | 0 | [40 empty] | All EPR in 2020WLDFRFinancial | WLDFR | HFTD - Distribution - Tier 2 - 5QU CoRE ¦ 2QU LoRE | Seismic - Non-Red Flag Warning - Catastrophic Fires | 2024 | Financial | 13939.561 | 774.3498 | 2024 | Control | 0.053 | 3 | 0 | esc | 0 | 0 | 0 | 0 | 0.055966 | 780.1444 | 0.055966 | 780.1444
[79 empty] | WLDFR | HFTD - Distribution - Zone 1 - 5QU CoRE ¦ 1QU LoRE | Non-Red Flag Warning - Large Fires | 2021 | 0 | 0 | 0 | 0 | 5.2406 | 0.69642 | 2.942 | 1.6022 | 0.36069 | 0.36069 | 0 | 0 | 5.824e-05 |  | 0 | 2.1006e-05 | 2.1006e-05 | 0 | 2.1006e-05 | 2.1006e-05 | 0 | 0 | 0 | 0 | 0 | 0 | [40 empty] | All EPR in 2020WLDFRSafety | WLDFR | HFTD - Distribution - Tier 2 - 5QU CoRE ¦ 2QU LoRE | Seismic - Non-Red Flag Warning - Catastrophic Fires | 2024 | Safety | 7467.8148 | 774.3498 | 2024 | Control | 0.053 | 3 | 0 | esc | 0 | 0 | 0 | 0 | 0.055966 | 417.9453 | 0.055966 | 417.9453
[79 empty] | WLDFR | HFTD - Distribution - Zone 1 - 5QU CoRE ¦ 1QU LoRE | Non-Red Flag Warning - Large Fires | 2022 | 0 | 0 | 0 | 0 | 5.2406 | 0.69642 | 2.942 | 1.6022 | 0.36069 | 0.36069 | 0.36069 | 0 | 5.824e-05 |  | 0 | 2.1006e-05 | 2.1006e-05 | 0 | 2.1006e-05 | 2.1006e-05 | 0 | 2.1006e-05 | 2.1006e-05 | 0 | 0 | 0 | [40 empty] | All EPR in 2020WLDFRElectric Reliability | WLDFR | HFTD - Distribution - Tier 2 - 5QU CoRE ¦ 2QU LoRE | Seismic - Non-Red Flag Warning - Catastrophic Fires | 2025 | Electric Reliability | 428.6023 | 774.3498 | 2025 | Control | 0.1325 | 3 | 0 | esc | 0 | 0 | 0 | 0 | 0 | 0 | 0.15274 | 65.4638
[79 empty] | WLDFR | HFTD - Distribution - Zone 1 - 5QU CoRE ¦ 1QU LoRE | Non-Red Flag Warning - Large Fires | 2023 | 0 | 0 | 0 | 0 | 5.475 | 0.71896 | 3.0715 | 1.6846 | 0 | 0.37599 | 0.37599 | 0.37599 | 5.824e-05 |  | 0 | 0 | 0 | 0 | 2.1898e-05 | 2.1898e-05 | 0 | 2.1898e-05 | 2.1898e-05 | 0 | 2.1898e-05 | 2.1898e-05 | [40 empty] | All EPR in 2020WLDFRFinancial | WLDFR | HFTD - Distribution - Tier 2 - 5QU CoRE ¦ 2QU LoRE | Seismic - Non-Red Flag Warning - Catastrophic Fires | 2025 | Financial | 13939.561 | 774.3498 | 2025 | Control | 0.053 | 3 | 0 | esc | 0 | 0 | 0 | 0 | 0 | 0 | 0.055966 | 780.1444
[79 empty] | WLDFR | HFTD - Distribution - Zone 1 - 5QU CoRE ¦ 1QU LoRE | Non-Red Flag Warning - Large Fires | 2024 | 0 | 0 | 0 | 0 | 5.475 | 0.71896 | 3.0715 | 1.6846 | 0 | 0 | 0.37599 | 0.37599 | 5.824e-05 |  | 0 | 0 | 0 | 0 | 0 | 0 | 0 | 2.1898e-05 | 2.1898e-05 | 0 | 2.1898e-05 | 2.1898e-05 | [40 empty] | All EPR in 2020WLDFRSafety | WLDFR | HFTD - Distribution - Tier 2 - 5QU CoRE ¦ 2QU LoRE | Seismic - Non-Red Flag Warning - Catastrophic Fires | 2025 | Safety | 7467.8148 | 774.3498 | 2025 | Control | 0.053 | 3 | 0 | esc | 0 | 0 | 0 | 0 | 0 | 0 | 0.055966 | 417.9453
[79 empty] | WLDFR | HFTD - Distribution - Zone 1 - 5QU CoRE ¦ 1QU LoRE | Non-Red Flag Warning - Large Fires | 2025 | 0 | 0 | 0 | 0 | 5.475 | 0.71896 | 3.0715 | 1.6846 | 0 | 0 | 0 | 0.37599 | 5.824e-05 |  | 0 | 0 | 0 | 0 | 0 | 0 | 0 | 0 | 0 | 0 | 2.1898e-05 | 2.1898e-05 | [40 empty] | All EPR in 2020WLDFRElectric Reliability | WLDFR | HFTD - Distribution - Tier 2 - 5QU CoRE ¦ 2QU LoRE | Seismic - Red Flag Warning - Catastrophic Fires | 2021 | Electric Reliability | 409.2237 | 774.3498 | 2021 | Control | 0.1325 | 3 | 0 | esc | 0.15274 | 62.5039 | 0.15274 | 62.5039 | 0 | 0 | 0 | 0
[79 empty] | WLDFR | HFTD - Distribution - Zone 1 - 5QU CoRE ¦ 1QU LoRE | Non-Red Flag Warning - Small Fires | 2020 | 0 | 0 | 0 | 0 | 0.077901 | 0.036425 | 0.0015809 | 0.039895 | 0.0078847 | 0 | 0 | 0 | 0.021728 |  | 0 | 0.00017132 | 0.00017132 | 0 | 0 | 0 | 0 | 0 | 0 | 0 | 0 | 0 | [40 empty] | All EPR in 2020WLDFRFinancial | WLDFR | HFTD - Distribution - Tier 2 - 5QU CoRE ¦ 2QU LoRE | Seismic - Red Flag Warning - Catastrophic Fires | 2021 | Financial | 13469.0878 | 774.3498 | 2021 | Control | 0.053 | 3 | 0 | esc | 0.055966 | 753.8138 | 0.055966 | 753.8138 | 0 | 0 | 0 | 0
[79 empty] | WLDFR | HFTD - Distribution - Zone 1 - 5QU CoRE ¦ 1QU LoRE | Non-Red Flag Warning - Small Fires | 2021 | 0 | 0 | 0 | 0 | 0.077901 | 0.036425 | 0.0015809 | 0.039895 | 0.0078847 | 0.0078847 | 0 | 0 | 0.021728 |  | 0 | 0.00017132 | 0.00017132 | 0 | 0.00017132 | 0.00017132 | 0 | 0 | 0 | 0 | 0 | 0 | [40 empty] | All EPR in 2020WLDFRSafety | WLDFR | HFTD - Distribution - Tier 2 - 5QU CoRE ¦ 2QU LoRE | Seismic - Red Flag Warning - Catastrophic Fires | 2021 | Safety | 7205.5313 | 774.3498 | 2021 | Control | 0.053 | 3 | 0 | esc | 0.055966 | 403.2663 | 0.055966 | 403.2663 | 0 | 0 | 0 | 0
[79 empty] | WLDFR | HFTD - Distribution - Zone 1 - 5QU CoRE ¦ 1QU LoRE | Non-Red Flag Warning - Small Fires | 2022 | 0 | 0 | 0 | 0 | 0.077901 | 0.036425 | 0.0015809 | 0.039895 | 0.0078847 | 0.0078847 | 0.0078847 | 0 | 0.021728 |  | 0 | 0.00017132 | 0.00017132 | 0 | 0.00017132 | 0.00017132 | 0 | 0.00017132 | 0.00017132 | 0 | 0 | 0 | [40 empty] | All EPR in 2020WLDFRElectric Reliability | WLDFR | HFTD - Distribution - Tier 2 - 5QU CoRE ¦ 2QU LoRE | Seismic - Red Flag Warning - Catastrophic Fires | 2022 | Electric Reliability | 409.2237 | 774.3498 | 2022 | Control | 0.1325 | 3 | 0 | esc | 0.15274 | 62.5039 | 0.15274 | 62.5039 | 0.15274 | 62.5039 | 0 | 0
[79 empty] | WLDFR | HFTD - Distribution - Zone 1 - 5QU CoRE ¦ 1QU LoRE | Non-Red Flag Warning - Small Fires | 2023 | 0 | 0 | 0 | 0 | 0.080408 | 0.03759 | 0.0016314 | 0.041187 | 0 | 0.0081378 | 0.0081378 | 0.0081378 | 0.021728 |  | 0 | 0 | 0 | 0 | 0.00017681 | 0.00017681 | 0 | 0.00017681 | 0.00017681 | 0 | 0.00017681 | 0.00017681 | [40 empty] | All EPR in 2020WLDFRFinancial | WLDFR | HFTD - Distribution - Tier 2 - 5QU CoRE ¦ 2QU LoRE | Seismic - Red Flag Warning - Catastrophic Fires | 2022 | Financial | 13469.0878 | 774.3498 | 2022 | Control | 0.053 | 3 | 0 | esc | 0.055966 | 753.8138 | 0.055966 | 753.8138 | 0.055966 | 753.8138 | 0 | 0
[79 empty] | WLDFR | HFTD - Distribution - Zone 1 - 5QU CoRE ¦ 1QU LoRE | Non-Red Flag Warning - Small Fires | 2024 | 0 | 0 | 0 | 0 | 0.080408 | 0.03759 | 0.0016314 | 0.041187 | 0 | 0 | 0.0081378 | 0.0081378 | 0.021728 |  | 0 | 0 | 0 | 0 | 0 | 0 | 0 | 0.00017681 | 0.00017681 | 0 | 0.00017681 | 0.00017681 | [40 empty] | All EPR in 2020WLDFRSafety | WLDFR | HFTD - Distribution - Tier 2 - 5QU CoRE ¦ 2QU LoRE | Seismic - Red Flag Warning - Catastrophic Fires | 2022 | Safety | 7205.5313 | 774.3498 | 2022 | Control | 0.053 | 3 | 0 | esc | 0.055966 | 403.2663 | 0.055966 | 403.2663 | 0.055966 | 403.2663 | 0 | 0
[79 empty] | WLDFR | HFTD - Distribution - Zone 1 - 5QU CoRE ¦ 1QU LoRE | Non-Red Flag Warning - Small Fires | 2025 | 0 | 0 | 0 | 0 | 0.080408 | 0.03759 | 0.0016314 | 0.041187 | 0 | 0 | 0 | 0.0081378 | 0.021728 |  | 0 | 0 | 0 | 0 | 0 | 0 | 0 | 0 | 0 | 0 | 0.00017681 | 0.00017681 | [40 empty] | All EPR in 2020WLDFRElectric Reliability | WLDFR | HFTD - Distribution - Tier 2 - 5QU CoRE ¦ 2QU LoRE | Seismic - Red Flag Warning - Catastrophic Fires | 2023 | Electric Reliability | 428.6023 | 774.3498 | 2023 | Control | 0.1325 | 3 | 0 | esc | 0 | 0 | 0.15274 | 65.4638 | 0.15274 | 65.4638 | 0.15274 | 65.4638
[79 empty] | WLDFR | HFTD - Distribution - Zone 1 - 5QU CoRE ¦ 1QU LoRE | Red Flag Warning - Catastrophic Fires | 2020 | 0 | 0 | 0 | 0 | 14146.1306 | 222.2294 | 8585.7228 | 5338.1784 | 813.2108 | 0 | 0 | 0 | 2.9574e-07 |  | 0 | 0.0002405 | 0.0002405 | 0 | 0 | 0 | 0 | 0 | 0 | 0 | 0 | 0 | [40 empty] | All EPR in 2020WLDFRFinancial | WLDFR | HFTD - Distribution - Tier 2 - 5QU CoRE ¦ 2QU LoRE | Seismic - Red Flag Warning - Catastrophic Fires | 2023 | Financial | 13939.561 | 774.3498 | 2023 | Control | 0.053 | 3 | 0 | esc | 0 | 0 | 0.055966 | 780.1444 | 0.055966 | 780.1444 | 0.055966 | 780.1444
[79 empty] | WLDFR | HFTD - Distribution - Zone 1 - 5QU CoRE ¦ 1QU LoRE | Red Flag Warning - Catastrophic Fires | 2021 | 0 | 0 | 0 | 0 | 14146.1306 | 222.2294 | 8585.7228 | 5338.1784 | 813.2108 | 813.2108 | 0 | 0 | 2.9574e-07 |  | 0 | 0.0002405 | 0.0002405 | 0 | 0.0002405 | 0.0002405 | 0 | 0 | 0 | 0 | 0 | 0 | [40 empty] | All EPR in 2020WLDFRSafety | WLDFR | HFTD - Distribution - Tier 2 - 5QU CoRE ¦ 2QU LoRE | Seismic - Red Flag Warning - Catastrophic Fires | 2023 | Safety | 7467.8148 | 774.3498 | 2023 | Control | 0.053 | 3 | 0 | esc | 0 | 0 | 0.055966 | 417.9453 | 0.055966 | 417.9453 | 0.055966 | 417.9453
[79 empty] | WLDFR | HFTD - Distribution - Zone 1 - 5QU CoRE ¦ 1QU LoRE | Red Flag Warning - Catastrophic Fires | 2022 | 0 | 0 | 0 | 0 | 14146.1306 | 222.2294 | 8585.7228 | 5338.1784 | 813.2108 | 813.2108 | 813.2108 | 0 | 2.9574e-07 |  | 0 | 0.0002405 | 0.0002405 | 0 | 0.0002405 | 0.0002405 | 0 | 0.0002405 | 0.0002405 | 0 | 0 | 0 | [40 empty] | All EPR in 2020WLDFRElectric Reliability | WLDFR | HFTD - Distribution - Tier 2 - 5QU CoRE ¦ 2QU LoRE | Seismic - Red Flag Warning - Catastrophic Fires | 2024 | Electric Reliability | 428.6023 | 774.3498 | 2024 | Control | 0.1325 | 3 | 0 | esc | 0 | 0 | 0 | 0 | 0.15274 | 65.4638 | 0.15274 | 65.4638
[79 empty] | WLDFR | HFTD - Distribution - Zone 1 - 5QU CoRE ¦ 1QU LoRE | Red Flag Warning - Catastrophic Fires | 2023 | 0 | 0 | 0 | 0 | 14664.6376 | 233.2301 | 8896.516 | 5534.8915 | 0 | 843.2942 | 843.2942 | 843.2942 | 2.9574e-07 |  | 0 | 0 | 0 | 0 | 0.00024939 | 0.00024939 | 0 | 0.00024939 | 0.00024939 | 0 | 0.00024939 | 0.00024939 | [40 empty] | All EPR in 2020WLDFRFinancial | WLDFR | HFTD - Distribution - Tier 2 - 5QU CoRE ¦ 2QU LoRE | Seismic - Red Flag Warning - Catastrophic Fires | 2024 | Financial | 13939.561 | 774.3498 | 2024 | Control | 0.053 | 3 | 0 | esc | 0 | 0 | 0 | 0 | 0.055966 | 780.1444 | 0.055966 | 780.1444
[79 empty] | WLDFR | HFTD - Distribution - Zone 1 - 5QU CoRE ¦ 1QU LoRE | Red Flag Warning - Catastrophic Fires | 2024 | 0 | 0 | 0 | 0 | 14664.6376 | 233.2301 | 8896.516 | 5534.8915 | 0 | 0 | 843.2942 | 843.2942 | 2.9574e-07 |  | 0 | 0 | 0 | 0 | 0 | 0 | 0 | 0.00024939 | 0.00024939 | 0 | 0.00024939 | 0.00024939 | [40 empty] | All EPR in 2020WLDFRSafety | WLDFR | HFTD - Distribution - Tier 2 - 5QU CoRE ¦ 2QU LoRE | Seismic - Red Flag Warning - Catastrophic Fires | 2024 | Safety | 7467.8148 | 774.3498 | 2024 | Control | 0.053 | 3 | 0 | esc | 0 | 0 | 0 | 0 | 0.055966 | 417.9453 | 0.055966 | 417.9453
[79 empty] | WLDFR | HFTD - Distribution - Zone 1 - 5QU CoRE ¦ 1QU LoRE | Red Flag Warning - Catastrophic Fires | 2025 | 0 | 0 | 0 | 0 | 14664.6376 | 233.2301 | 8896.516 | 5534.8915 | 0 | 0 | 0 | 843.2942 | 2.9574e-07 |  | 0 | 0 | 0 | 0 | 0 | 0 | 0 | 0 | 0 | 0 | 0.00024939 | 0.00024939 | [40 empty] | All EPR in 2020WLDFRElectric Reliability | WLDFR | HFTD - Distribution - Tier 2 - 5QU CoRE ¦ 2QU LoRE | Seismic - Red Flag Warning - Catastrophic Fires | 2025 | Electric Reliability | 428.6023 | 774.3498 | 2025 | Control | 0.1325 | 3 | 0 | esc | 0 | 0 | 0 | 0 | 0 | 0 | 0.15274 | 65.4638
[79 empty] | WLDFR | HFTD - Distribution - Zone 1 - 5QU CoRE ¦ 1QU LoRE | Red Flag Warning - Destructive Fires | 2020 | 0 | 0 | 0 | 0 | 8807.9522 | 222.2294 | 8585.7228 | 0 | 514.4532 | 0 | 0 | 0 | 1.2921e-07 |  | 0 | 6.6474e-05 | 6.6474e-05 | 0 | 0 | 0 | 0 | 0 | 0 | 0 | 0 | 0 | [40 empty] | All EPR in 2020WLDFRFinancial | WLDFR | HFTD - Distribution - Tier 2 - 5QU CoRE ¦ 2QU LoRE | Seismic - Red Flag Warning - Catastrophic Fires | 2025 | Financial | 13939.561 | 774.3498 | 2025 | Control | 0.053 | 3 | 0 | esc | 0 | 0 | 0 | 0 | 0 | 0 | 0.055966 | 780.1444
[79 empty] | WLDFR | HFTD - Distribution - Zone 1 - 5QU CoRE ¦ 1QU LoRE | Red Flag Warning - Destructive Fires | 2021 | 0 | 0 | 0 | 0 | 8807.9522 | 222.2294 | 8585.7228 | 0 | 514.4532 | 514.4532 | 0 | 0 | 1.2921e-07 |  | 0 | 6.6474e-05 | 6.6474e-05 | 0 | 6.6474e-05 | 6.6474e-05 | 0 | 0 | 0 | 0 | 0 | 0 | [40 empty] | All EPR in 2020WLDFRSafety | WLDFR | HFTD - Distribution - Tier 2 - 5QU CoRE ¦ 2QU LoRE | Seismic - Red Flag Warning - Catastrophic Fires | 2025 | Safety | 7467.8148 | 774.3498 | 2025 | Control | 0.053 | 3 | 0 | esc | 0 | 0 | 0 | 0 | 0 | 0 | 0.055966 | 417.9453
[79 empty] | WLDFR | HFTD - Distribution - Zone 1 - 5QU CoRE ¦ 1QU LoRE | Red Flag Warning - Destructive Fires | 2022 | 0 | 0 | 0 | 0 | 8807.9522 | 222.2294 | 8585.7228 | 0 | 514.4532 | 514.4532 | 514.4532 | 0 | 1.2921e-07 |  | 0 | 6.6474e-05 | 6.6474e-05 | 0 | 6.6474e-05 | 6.6474e-05 | 0 | 6.6474e-05 | 6.6474e-05 | 0 | 0 | 0 | [40 empty] | All EPR in 2020WLDFRElectric Reliability | WLDFR | HFTD - Distribution - Tier 2 - 5QU CoRE ¦ 3QU LoRE | Non-Red Flag Warning - Catastrophic Fires | 2021 | Electric Reliability | 222.2294 | 487.9227 | 2021 | Control | 0.1325 | 3 | 0 | esc | 0.15274 | 33.9428 | 0.15274 | 33.9428 | 0 | 0 | 0 | 0
[79 empty] | WLDFR | HFTD - Distribution - Zone 1 - 5QU CoRE ¦ 1QU LoRE | Red Flag Warning - Destructive Fires | 2023 | 0 | 0 | 0 | 0 | 9129.7461 | 233.2301 | 8896.516 | 0 | 0 | 533.5273 | 533.5273 | 533.5273 | 1.2921e-07 |  | 0 | 0 | 0 | 0 | 6.8939e-05 | 6.8939e-05 | 0 | 6.8939e-05 | 6.8939e-05 | 0 | 6.8939e-05 | 6.8939e-05 | [40 empty] | All EPR in 2020WLDFRFinancial | WLDFR | HFTD - Distribution - Tier 2 - 5QU CoRE ¦ 3QU LoRE | Non-Red Flag Warning - Catastrophic Fires | 2021 | Financial | 8585.7228 | 487.9227 | 2021 | Control | 0.053 | 3 | 0 | esc | 0.055966 | 480.5104 | 0.055966 | 480.5104 | 0 | 0 | 0 | 0
[79 empty] | WLDFR | HFTD - Distribution - Zone 1 - 5QU CoRE ¦ 1QU LoRE | Red Flag Warning - Destructive Fires | 2024 | 0 | 0 | 0 | 0 | 9129.7461 | 233.2301 | 8896.516 | 0 | 0 | 0 | 533.5273 | 533.5273 | 1.2921e-07 |  | 0 | 0 | 0 | 0 | 0 | 0 | 0 | 6.8939e-05 | 6.8939e-05 | 0 | 6.8939e-05 | 6.8939e-05 | [40 empty] | All EPR in 2020WLDFRSafety | WLDFR | HFTD - Distribution - Tier 2 - 5QU CoRE ¦ 3QU LoRE | Non-Red Flag Warning - Catastrophic Fires | 2021 | Safety | 5338.1784 | 487.9227 | 2021 | Control | 0.053 | 3 | 0 | esc | 0.055966 | 298.7576 | 0.055966 | 298.7576 | 0 | 0 | 0 | 0
[79 empty] | WLDFR | HFTD - Distribution - Zone 1 - 5QU CoRE ¦ 1QU LoRE | Red Flag Warning - Destructive Fires | 2025 | 0 | 0 | 0 | 0 | 9129.7461 | 233.2301 | 8896.516 | 0 | 0 | 0 | 0 | 533.5273 | 1.2921e-07 |  | 0 | 0 | 0 | 0 | 0 | 0 | 0 | 0 | 0 | 0 | 6.8939e-05 | 6.8939e-05 | [40 empty] | All EPR in 2020WLDFRElectric Reliability | WLDFR | HFTD - Distribution - Tier 2 - 5QU CoRE ¦ 3QU LoRE | Non-Red Flag Warning - Catastrophic Fires | 2022 | Electric Reliability | 222.2294 | 487.9227 | 2022 | Control | 0.1325 | 3 | 0 | esc | 0.15274 | 33.9428 | 0.15274 | 33.9428 | 0.15274 | 33.9428 | 0 | 0
[79 empty] | WLDFR | HFTD - Distribution - Zone 1 - 5QU CoRE ¦ 1QU LoRE | Red Flag Warning - Large Fires | 2020 | 0 | 0 | 0 | 0 | 5.2406 | 0.69642 | 2.942 | 1.6022 | 0.36069 | 0 | 0 | 0 | 0.00013506 |  | 0 | 4.8715e-05 | 4.8715e-05 | 0 | 0 | 0 | 0 | 0 | 0 | 0 | 0 | 0 | [40 empty] | All EPR in 2020WLDFRFinancial | WLDFR | HFTD - Distribution - Tier 2 - 5QU CoRE ¦ 3QU LoRE | Non-Red Flag Warning - Catastrophic Fires | 2022 | Financial | 8585.7228 | 487.9227 | 2022 | Control | 0.053 | 3 | 0 | esc | 0.055966 | 480.5104 | 0.055966 | 480.5104 | 0.055966 | 480.5104 | 0 | 0
[79 empty] | WLDFR | HFTD - Distribution - Zone 1 - 5QU CoRE ¦ 1QU LoRE | Red Flag Warning - Large Fires | 2021 | 0 | 0 | 0 | 0 | 5.2406 | 0.69642 | 2.942 | 1.6022 | 0.36069 | 0.36069 | 0 | 0 | 0.00013506 |  | 0 | 4.8715e-05 | 4.8715e-05 | 0 | 4.8715e-05 | 4.8715e-05 | 0 | 0 | 0 | 0 | 0 | 0 | [40 empty] | All EPR in 2020WLDFRSafety | WLDFR | HFTD - Distribution - Tier 2 - 5QU CoRE ¦ 3QU LoRE | Non-Red Flag Warning - Catastrophic Fires | 2022 | Safety | 5338.1784 | 487.9227 | 2022 | Control | 0.053 | 3 | 0 | esc | 0.055966 | 298.7576 | 0.055966 | 298.7576 | 0.055966 | 298.7576 | 0 | 0
[79 empty] | WLDFR | HFTD - Distribution - Zone 1 - 5QU CoRE ¦ 1QU LoRE | Red Flag Warning - Large Fires | 2022 | 0 | 0 | 0 | 0 | 5.2406 | 0.69642 | 2.942 | 1.6022 | 0.36069 | 0.36069 | 0.36069 | 0 | 0.00013506 |  | 0 | 4.8715e-05 | 4.8715e-05 | 0 | 4.8715e-05 | 4.8715e-05 | 0 | 4.8715e-05 | 4.8715e-05 | 0 | 0 | 0 | [40 empty] | All EPR in 2020WLDFRElectric Reliability | WLDFR | HFTD - Distribution - Tier 2 - 5QU CoRE ¦ 3QU LoRE | Non-Red Flag Warning - Catastrophic Fires | 2023 | Electric Reliability | 233.2301 | 487.9227 | 2023 | Control | 0.1325 | 3 | 0 | esc | 0 | 0 | 0.15274 | 35.623 | 0.15274 | 35.623 | 0.15274 | 35.623
[79 empty] | WLDFR | HFTD - Distribution - Zone 1 - 5QU CoRE ¦ 1QU LoRE | Red Flag Warning - Large Fires | 2023 | 0 | 0 | 0 | 0 | 5.475 | 0.71896 | 3.0715 | 1.6846 | 0 | 0.37599 | 0.37599 | 0.37599 | 0.00013506 |  | 0 | 0 | 0 | 0 | 5.0782e-05 | 5.0782e-05 | 0 | 5.0782e-05 | 5.0782e-05 | 0 | 5.0782e-05 | 5.0782e-05 | [40 empty] | All EPR in 2020WLDFRFinancial | WLDFR | HFTD - Distribution - Tier 2 - 5QU CoRE ¦ 3QU LoRE | Non-Red Flag Warning - Catastrophic Fires | 2023 | Financial | 8896.516 | 487.9227 | 2023 | Control | 0.053 | 3 | 0 | esc | 0 | 0 | 0.055966 | 497.9043 | 0.055966 | 497.9043 | 0.055966 | 497.9043
[79 empty] | WLDFR | HFTD - Distribution - Zone 1 - 5QU CoRE ¦ 1QU LoRE | Red Flag Warning - Large Fires | 2024 | 0 | 0 | 0 | 0 | 5.475 | 0.71896 | 3.0715 | 1.6846 | 0 | 0 | 0.37599 | 0.37599 | 0.00013506 |  | 0 | 0 | 0 | 0 | 0 | 0 | 0 | 5.0782e-05 | 5.0782e-05 | 0 | 5.0782e-05 | 5.0782e-05 | [40 empty] | All EPR in 2020WLDFRSafety | WLDFR | HFTD - Distribution - Tier 2 - 5QU CoRE ¦ 3QU LoRE | Non-Red Flag Warning - Catastrophic Fires | 2023 | Safety | 5534.8915 | 487.9227 | 2023 | Control | 0.053 | 3 | 0 | esc | 0 | 0 | 0.055966 | 309.7669 | 0.055966 | 309.7669 | 0.055966 | 309.7669
[79 empty] | WLDFR | HFTD - Distribution - Zone 1 - 5QU CoRE ¦ 1QU LoRE | Red Flag Warning - Large Fires | 2025 | 0 | 0 | 0 | 0 | 5.475 | 0.71896 | 3.0715 | 1.6846 | 0 | 0 | 0 | 0.37599 | 0.00013506 |  | 0 | 0 | 0 | 0 | 0 | 0 | 0 | 0 | 0 | 0 | 5.0782e-05 | 5.0782e-05 | [40 empty] | All EPR in 2020WLDFRElectric Reliability | WLDFR | HFTD - Distribution - Tier 2 - 5QU CoRE ¦ 3QU LoRE | Non-Red Flag Warning - Catastrophic Fires | 2024 | Electric Reliability | 233.2301 | 487.9227 | 2024 | Control | 0.1325 | 3 | 0 | esc | 0 | 0 | 0 | 0 | 0.15274 | 35.623 | 0.15274 | 35.623
[79 empty] | WLDFR | HFTD - Distribution - Zone 1 - 5QU CoRE ¦ 1QU LoRE | Red Flag Warning - Small Fires | 2020 | 0 | 0 | 0 | 0 | 0.077901 | 0.036425 | 0.0015809 | 0.039895 | 0.0078847 | 0 | 0 | 0 | 0.0021275 |  | 0 | 1.6775e-05 | 1.6775e-05 | 0 | 0 | 0 | 0 | 0 | 0 | 0 | 0 | 0 | [40 empty] | All EPR in 2020WLDFRFinancial | WLDFR | HFTD - Distribution - Tier 2 - 5QU CoRE ¦ 3QU LoRE | Non-Red Flag Warning - Catastrophic Fires | 2024 | Financial | 8896.516 | 487.9227 | 2024 | Control | 0.053 | 3 | 0 | esc | 0 | 0 | 0 | 0 | 0.055966 | 497.9043 | 0.055966 | 497.9043
[79 empty] | WLDFR | HFTD - Distribution - Zone 1 - 5QU CoRE ¦ 1QU LoRE | Red Flag Warning - Small Fires | 2021 | 0 | 0 | 0 | 0 | 0.077901 | 0.036425 | 0.0015809 | 0.039895 | 0.0078847 | 0.0078847 | 0 | 0 | 0.0021275 |  | 0 | 1.6775e-05 | 1.6775e-05 | 0 | 1.6775e-05 | 1.6775e-05 | 0 | 0 | 0 | 0 | 0 | 0 | [40 empty] | All EPR in 2020WLDFRSafety | WLDFR | HFTD - Distribution - Tier 2 - 5QU CoRE ¦ 3QU LoRE | Non-Red Flag Warning - Catastrophic Fires | 2024 | Safety | 5534.8915 | 487.9227 | 2024 | Control | 0.053 | 3 | 0 | esc | 0 | 0 | 0 | 0 | 0.055966 | 309.7669 | 0.055966 | 309.7669
[79 empty] | WLDFR | HFTD - Distribution - Zone 1 - 5QU CoRE ¦ 1QU LoRE | Red Flag Warning - Small Fires | 2022 | 0 | 0 | 0 | 0 | 0.077901 | 0.036425 | 0.0015809 | 0.039895 | 0.0078847 | 0.0078847 | 0.0078847 | 0 | 0.0021275 |  | 0 | 1.6775e-05 | 1.6775e-05 | 0 | 1.6775e-05 | 1.6775e-05 | 0 | 1.6775e-05 | 1.6775e-05 | 0 | 0 | 0 | [40 empty] | All EPR in 2020WLDFRElectric Reliability | WLDFR | HFTD - Distribution - Tier 2 - 5QU CoRE ¦ 3QU LoRE | Non-Red Flag Warning - Catastrophic Fires | 2025 | Electric Reliability | 233.2301 | 487.9227 | 2025 | Control | 0.1325 | 3 | 0 | esc | 0 | 0 | 0 | 0 | 0 | 0 | 0.15274 | 35.623
[79 empty] | WLDFR | HFTD - Distribution - Zone 1 - 5QU CoRE ¦ 1QU LoRE | Red Flag Warning - Small Fires | 2023 | 0 | 0 | 0 | 0 | 0.080408 | 0.03759 | 0.0016314 | 0.041187 | 0 | 0.0081378 | 0.0081378 | 0.0081378 | 0.0021275 |  | 0 | 0 | 0 | 0 | 1.7313e-05 | 1.7313e-05 | 0 | 1.7313e-05 | 1.7313e-05 | 0 | 1.7313e-05 | 1.7313e-05 | [40 empty] | All EPR in 2020WLDFRFinancial | WLDFR | HFTD - Distribution - Tier 2 - 5QU CoRE ¦ 3QU LoRE | Non-Red Flag Warning - Catastrophic Fires | 2025 | Financial | 8896.516 | 487.9227 | 2025 | Control | 0.053 | 3 | 0 | esc | 0 | 0 | 0 | 0 | 0 | 0 | 0.055966 | 497.9043
[79 empty] | WLDFR | HFTD - Distribution - Zone 1 - 5QU CoRE ¦ 1QU LoRE | Red Flag Warning - Small Fires | 2024 | 0 | 0 | 0 | 0 | 0.080408 | 0.03759 | 0.0016314 | 0.041187 | 0 | 0 | 0.0081378 | 0.0081378 | 0.0021275 |  | 0 | 0 | 0 | 0 | 0 | 0 | 0 | 1.7313e-05 | 1.7313e-05 | 0 | 1.7313e-05 | 1.7313e-05 | [40 empty] | All EPR in 2020WLDFRSafety | WLDFR | HFTD - Distribution - Tier 2 - 5QU CoRE ¦ 3QU LoRE | Non-Red Flag Warning - Catastrophic Fires | 2025 | Safety | 5534.8915 | 487.9227 | 2025 | Control | 0.053 | 3 | 0 | esc | 0 | 0 | 0 | 0 | 0 | 0 | 0.055966 | 309.7669
[79 empty] | WLDFR | HFTD - Distribution - Zone 1 - 5QU CoRE ¦ 1QU LoRE | Red Flag Warning - Small Fires | 2025 | 0 | 0 | 0 | 0 | 0.080408 | 0.03759 | 0.0016314 | 0.041187 | 0 | 0 | 0 | 0.0081378 | 0.0021275 |  | 0 | 0 | 0 | 0 | 0 | 0 | 0 | 0 | 0 | 0 | 1.7313e-05 | 1.7313e-05 | [40 empty] | All EPR in 2020WLDFRElectric Reliability | WLDFR | HFTD - Distribution - Tier 2 - 5QU CoRE ¦ 3QU LoRE | Non-Red Flag Warning - Destructive Fires | 2021 | Electric Reliability | 222.2294 | 487.9227 | 2021 | Control | 0.1325 | 3 | 0 | esc | 0.15274 | 33.9428 | 0.15274 | 33.9428 | 0 | 0 | 0 | 0
[79 empty] | WLDFR | HFTD - Distribution - Zone 1 - 5QU CoRE ¦ 1QU LoRE | Seismic - Non-Red Flag Warning - Catastrophic Fires | 2020 | 0 | 0 | 0 | 0 | 21083.8428 | 409.2237 | 13469.0878 | 7205.5313 | 1219.584 | 0 | 0 | 0 | 5.6061e-11 |  | 0 | 6.8371e-08 | 6.8371e-08 | 0 | 0 | 0 | 0 | 0 | 0 | 0 | 0 | 0 | [40 empty] | All EPR in 2020WLDFRFinancial | WLDFR | HFTD - Distribution - Tier 2 - 5QU CoRE ¦ 3QU LoRE | Non-Red Flag Warning - Destructive Fires | 2021 | Financial | 8585.7228 | 487.9227 | 2021 | Control | 0.053 | 3 | 0 | esc | 0.055966 | 480.5104 | 0.055966 | 480.5104 | 0 | 0 | 0 | 0
[79 empty] | WLDFR | HFTD - Distribution - Zone 1 - 5QU CoRE ¦ 1QU LoRE | Seismic - Non-Red Flag Warning - Catastrophic Fires | 2021 | 0 | 0 | 0 | 0 | 21083.8428 | 409.2237 | 13469.0878 | 7205.5313 | 1219.584 | 1219.584 | 0 | 0 | 5.6061e-11 |  | 0 | 6.8371e-08 | 6.8371e-08 | 0 | 6.8371e-08 | 6.8371e-08 | 0 | 0 | 0 | 0 | 0 | 0 | [40 empty] | All EPR in 2020WLDFRElectric Reliability | WLDFR | HFTD - Distribution - Tier 2 - 5QU CoRE ¦ 3QU LoRE | Non-Red Flag Warning - Destructive Fires | 2022 | Electric Reliability | 222.2294 | 487.9227 | 2022 | Control | 0.1325 | 3 | 0 | esc | 0.15274 | 33.9428 | 0.15274 | 33.9428 | 0.15274 | 33.9428 | 0 | 0
[79 empty] | WLDFR | HFTD - Distribution - Zone 1 - 5QU CoRE ¦ 1QU LoRE | Seismic - Non-Red Flag Warning - Catastrophic Fires | 2022 | 0 | 0 | 0 | 0 | 21083.8428 | 409.2237 | 13469.0878 | 7205.5313 | 1219.584 | 1219.584 | 1219.584 | 0 | 5.6061e-11 |  | 0 | 6.8371e-08 | 6.8371e-08 | 0 | 6.8371e-08 | 6.8371e-08 | 0 | 6.8371e-08 | 6.8371e-08 | 0 | 0 | 0 | [40 empty] | All EPR in 2020WLDFRFinancial | WLDFR | HFTD - Distribution - Tier 2 - 5QU CoRE ¦ 3QU LoRE | Non-Red Flag Warning - Destructive Fires | 2022 | Financial | 8585.7228 | 487.9227 | 2022 | Control | 0.053 | 3 | 0 | esc | 0.055966 | 480.5104 | 0.055966 | 480.5104 | 0.055966 | 480.5104 | 0 | 0
[79 empty] | WLDFR | HFTD - Distribution - Zone 1 - 5QU CoRE ¦ 1QU LoRE | Seismic - Non-Red Flag Warning - Catastrophic Fires | 2023 | 0 | 0 | 0 | 0 | 21835.9781 | 428.6023 | 13939.561 | 7467.8148 | 0 | 1263.5534 | 1263.5534 | 1263.5534 | 5.6061e-11 |  | 0 | 0 | 0 | 0 | 7.0836e-08 | 7.0836e-08 | 0 | 7.0836e-08 | 7.0836e-08 | 0 | 7.0836e-08 | 7.0836e-08 | [40 empty] | All EPR in 2020WLDFRElectric Reliability | WLDFR | HFTD - Distribution - Tier 2 - 5QU CoRE ¦ 3QU LoRE | Non-Red Flag Warning - Destructive Fires | 2023 | Electric Reliability | 233.2301 | 487.9227 | 2023 | Control | 0.1325 | 3 | 0 | esc | 0 | 0 | 0.15274 | 35.623 | 0.15274 | 35.623 | 0.15274 | 35.623
[79 empty] | WLDFR | HFTD - Distribution - Zone 1 - 5QU CoRE ¦ 1QU LoRE | Seismic - Non-Red Flag Warning - Catastrophic Fires | 2024 | 0 | 0 | 0 | 0 | 21835.9781 | 428.6023 | 13939.561 | 7467.8148 | 0 | 0 | 1263.5534 | 1263.5534 | 5.6061e-11 |  | 0 | 0 | 0 | 0 | 0 | 0 | 0 | 7.0836e-08 | 7.0836e-08 | 0 | 7.0836e-08 | 7.0836e-08 | [40 empty] | All EPR in 2020WLDFRFinancial | WLDFR | HFTD - Distribution - Tier 2 - 5QU CoRE ¦ 3QU LoRE | Non-Red Flag Warning - Destructive Fires | 2023 | Financial | 8896.516 | 487.9227 | 2023 | Control | 0.053 | 3 | 0 | esc | 0 | 0 | 0.055966 | 497.9043 | 0.055966 | 497.9043 | 0.055966 | 497.9043
[79 empty] | WLDFR | HFTD - Distribution - Zone 1 - 5QU CoRE ¦ 1QU LoRE | Seismic - Non-Red Flag Warning - Catastrophic Fires | 2025 | 0 | 0 | 0 | 0 | 21835.9781 | 428.6023 | 13939.561 | 7467.8148 | 0 | 0 | 0 | 1263.5534 | 5.6061e-11 |  | 0 | 0 | 0 | 0 | 0 | 0 | 0 | 0 | 0 | 0 | 7.0836e-08 | 7.0836e-08 | [40 empty] | All EPR in 2020WLDFRElectric Reliability | WLDFR | HFTD - Distribution - Tier 2 - 5QU CoRE ¦ 3QU LoRE | Non-Red Flag Warning - Destructive Fires | 2024 | Electric Reliability | 233.2301 | 487.9227 | 2024 | Control | 0.1325 | 3 | 0 | esc | 0 | 0 | 0 | 0 | 0.15274 | 35.623 | 0.15274 | 35.623
[79 empty] | WLDFR | HFTD - Distribution - Zone 1 - 5QU CoRE ¦ 1QU LoRE | Seismic - Red Flag Warning - Catastrophic Fires | 2020 | 0 | 0 | 0 | 0 | 21083.8428 | 409.2237 | 13469.0878 | 7205.5313 | 1219.584 | 0 | 0 | 0 | 2.4178e-09 |  | 0 | 2.9488e-06 | 2.9488e-06 | 0 | 0 | 0 | 0 | 0 | 0 | 0 | 0 | 0 | [40 empty] | All EPR in 2020WLDFRFinancial | WLDFR | HFTD - Distribution - Tier 2 - 5QU CoRE ¦ 3QU LoRE | Non-Red Flag Warning - Destructive Fires | 2024 | Financial | 8896.516 | 487.9227 | 2024 | Control | 0.053 | 3 | 0 | esc | 0 | 0 | 0 | 0 | 0.055966 | 497.9043 | 0.055966 | 497.9043
[79 empty] | WLDFR | HFTD - Distribution - Zone 1 - 5QU CoRE ¦ 1QU LoRE | Seismic - Red Flag Warning - Catastrophic Fires | 2021 | 0 | 0 | 0 | 0 | 21083.8428 | 409.2237 | 13469.0878 | 7205.5313 | 1219.584 | 1219.584 | 0 | 0 | 2.4178e-09 |  | 0 | 2.9488e-06 | 2.9488e-06 | 0 | 2.9488e-06 | 2.9488e-06 | 0 | 0 | 0 | 0 | 0 | 0 | [40 empty] | All EPR in 2020WLDFRElectric Reliability | WLDFR | HFTD - Distribution - Tier 2 - 5QU CoRE ¦ 3QU LoRE | Non-Red Flag Warning - Destructive Fires | 2025 | Electric Reliability | 233.2301 | 487.9227 | 2025 | Control | 0.1325 | 3 | 0 | esc | 0 | 0 | 0 | 0 | 0 | 0 | 0.15274 | 35.623
[79 empty] | WLDFR | HFTD - Distribution - Zone 1 - 5QU CoRE ¦ 1QU LoRE | Seismic - Red Flag Warning - Catastrophic Fires | 2022 | 0 | 0 | 0 | 0 | 21083.8428 | 409.2237 | 13469.0878 | 7205.5313 | 1219.584 | 1219.584 | 1219.584 | 0 | 2.4178e-09 |  | 0 | 2.9488e-06 | 2.9488e-06 | 0 | 2.9488e-06 | 2.9488e-06 | 0 | 2.9488e-06 | 2.9488e-06 | 0 | 0 | 0 | [40 empty] | All EPR in 2020WLDFRFinancial | WLDFR | HFTD - Distribution - Tier 2 - 5QU CoRE ¦ 3QU LoRE | Non-Red Flag Warning - Destructive Fires | 2025 | Financial | 8896.516 | 487.9227 | 2025 | Control | 0.053 | 3 | 0 | esc | 0 | 0 | 0 | 0 | 0 | 0 | 0.055966 | 497.9043
[79 empty] | WLDFR | HFTD - Distribution - Zone 1 - 5QU CoRE ¦ 1QU LoRE | Seismic - Red Flag Warning - Catastrophic Fires | 2023 | 0 | 0 | 0 | 0 | 21835.9781 | 428.6023 | 13939.561 | 7467.8148 | 0 | 1263.5534 | 1263.5534 | 1263.5534 | 2.4178e-09 |  | 0 | 0 | 0 | 0 | 3.0551e-06 | 3.0551e-06 | 0 | 3.0551e-06 | 3.0551e-06 | 0 | 3.0551e-06 | 3.0551e-06 | [40 empty] | All EPR in 2020WLDFRElectric Reliability | WLDFR | HFTD - Distribution - Tier 2 - 5QU CoRE ¦ 3QU LoRE | Non-Red Flag Warning - Large Fires | 2021 | Electric Reliability | 0.69642 | 487.9227 | 2021 | Control | 0.1325 | 3 | 0 | esc | 0.15274 | 0.10637 | 0.15274 | 0.10637 | 0 | 0 | 0 | 0
[79 empty] | WLDFR | HFTD - Distribution - Zone 1 - 5QU CoRE ¦ 1QU LoRE | Seismic - Red Flag Warning - Catastrophic Fires | 2024 | 0 | 0 | 0 | 0 | 21835.9781 | 428.6023 | 13939.561 | 7467.8148 | 0 | 0 | 1263.5534 | 1263.5534 | 2.4178e-09 |  | 0 | 0 | 0 | 0 | 0 | 0 | 0 | 3.0551e-06 | 3.0551e-06 | 0 | 3.0551e-06 | 3.0551e-06 | [40 empty] | All EPR in 2020WLDFRFinancial | WLDFR | HFTD - Distribution - Tier 2 - 5QU CoRE ¦ 3QU LoRE | Non-Red Flag Warning - Large Fires | 2021 | Financial | 2.942 | 487.9227 | 2021 | Control | 0.053 | 3 | 0 | esc | 0.055966 | 0.16465 | 0.055966 | 0.16465 | 0 | 0 | 0 | 0
[79 empty] | WLDFR | HFTD - Distribution - Zone 1 - 5QU CoRE ¦ 1QU LoRE | Seismic - Red Flag Warning - Catastrophic Fires | 2025 | 0 | 0 | 0 | 0 | 21835.9781 | 428.6023 | 13939.561 | 7467.8148 | 0 | 0 | 0 | 1263.5534 | 2.4178e-09 |  | 0 | 0 | 0 | 0 | 0 | 0 | 0 | 0 | 0 | 0 | 3.0551e-06 | 3.0551e-06 | [40 empty] | All EPR in 2020WLDFRSafety | WLDFR | HFTD - Distribution - Tier 2 - 5QU CoRE ¦ 3QU LoRE | Non-Red Flag Warning - Large Fires | 2021 | Safety | 1.6022 | 487.9227 | 2021 | Control | 0.053 | 3 | 0 | esc | 0.055966 | 0.089668 | 0.055966 | 0.089668 | 0 | 0 | 0 | 0
[79 empty] | WLDFR | HFTD - Distribution - Zone 1 - 5QU CoRE ¦ 4QU LoRE | Non-Red Flag Warning - Large Fires | 2020 | 0 | 0 | 0 | 0 | 5.2406 | 0.69642 | 2.942 | 1.6022 | 0.36069 | 0 | 0 | 0 | 1.4711e-05 |  | 0 | 5.3061e-06 | 5.3061e-06 | 0 | 0 | 0 | 0 | 0 | 0 | 0 | 0 | 0 | [40 empty] | All EPR in 2020WLDFRElectric Reliability | WLDFR | HFTD - Distribution - Tier 2 - 5QU CoRE ¦ 3QU LoRE | Non-Red Flag Warning - Large Fires | 2022 | Electric Reliability | 0.69642 | 487.9227 | 2022 | Control | 0.1325 | 3 | 0 | esc | 0.15274 | 0.10637 | 0.15274 | 0.10637 | 0.15274 | 0.10637 | 0 | 0
[79 empty] | WLDFR | HFTD - Distribution - Zone 1 - 5QU CoRE ¦ 4QU LoRE | Non-Red Flag Warning - Large Fires | 2021 | 0 | 0 | 0 | 0 | 5.2406 | 0.69642 | 2.942 | 1.6022 | 0.36069 | 0.36069 | 0 | 0 | 1.4711e-05 |  | 0 | 5.3061e-06 | 5.3061e-06 | 0 | 5.3061e-06 | 5.3061e-06 | 0 | 0 | 0 | 0 | 0 | 0 | [40 empty] | All EPR in 2020WLDFRFinancial | WLDFR | HFTD - Distribution - Tier 2 - 5QU CoRE ¦ 3QU LoRE | Non-Red Flag Warning - Large Fires | 2022 | Financial | 2.942 | 487.9227 | 2022 | Control | 0.053 | 3 | 0 | esc | 0.055966 | 0.16465 | 0.055966 | 0.16465 | 0.055966 | 0.16465 | 0 | 0
[79 empty] | WLDFR | HFTD - Distribution - Zone 1 - 5QU CoRE ¦ 4QU LoRE | Non-Red Flag Warning - Large Fires | 2022 | 0 | 0 | 0 | 0 | 5.2406 | 0.69642 | 2.942 | 1.6022 | 0.36069 | 0.36069 | 0.36069 | 0 | 1.4711e-05 |  | 0 | 5.3061e-06 | 5.3061e-06 | 0 | 5.3061e-06 | 5.3061e-06 | 0 | 5.3061e-06 | 5.3061e-06 | 0 | 0 | 0 | [40 empty] | All EPR in 2020WLDFRSafety | WLDFR | HFTD - Distribution - Tier 2 - 5QU CoRE ¦ 3QU LoRE | Non-Red Flag Warning - Large Fires | 2022 | Safety | 1.6022 | 487.9227 | 2022 | Control | 0.053 | 3 | 0 | esc | 0.055966 | 0.089668 | 0.055966 | 0.089668 | 0.055966 | 0.089668 | 0 | 0
[79 empty] | WLDFR | HFTD - Distribution - Zone 1 - 5QU CoRE ¦ 4QU LoRE | Non-Red Flag Warning - Large Fires | 2023 | 0 | 0 | 0 | 0 | 5.475 | 0.71896 | 3.0715 | 1.6846 | 0 | 0.37599 | 0.37599 | 0.37599 | 1.4711e-05 |  | 0 | 0 | 0 | 0 | 5.5313e-06 | 5.5313e-06 | 0 | 5.5313e-06 | 5.5313e-06 | 0 | 5.5313e-06 | 5.5313e-06 | [40 empty] | All EPR in 2020WLDFRElectric Reliability | WLDFR | HFTD - Distribution - Tier 2 - 5QU CoRE ¦ 3QU LoRE | Non-Red Flag Warning - Large Fires | 2023 | Electric Reliability | 0.71896 | 487.9227 | 2023 | Control | 0.1325 | 3 | 0 | esc | 0 | 0 | 0.15274 | 0.10981 | 0.15274 | 0.10981 | 0.15274 | 0.10981
[79 empty] | WLDFR | HFTD - Distribution - Zone 1 - 5QU CoRE ¦ 4QU LoRE | Non-Red Flag Warning - Large Fires | 2024 | 0 | 0 | 0 | 0 | 5.475 | 0.71896 | 3.0715 | 1.6846 | 0 | 0 | 0.37599 | 0.37599 | 1.4711e-05 |  | 0 | 0 | 0 | 0 | 0 | 0 | 0 | 5.5313e-06 | 5.5313e-06 | 0 | 5.5313e-06 | 5.5313e-06 | [40 empty] | All EPR in 2020WLDFRFinancial | WLDFR | HFTD - Distribution - Tier 2 - 5QU CoRE ¦ 3QU LoRE | Non-Red Flag Warning - Large Fires | 2023 | Financial | 3.0715 | 487.9227 | 2023 | Control | 0.053 | 3 | 0 | esc | 0 | 0 | 0.055966 | 0.1719 | 0.055966 | 0.1719 | 0.055966 | 0.1719
[79 empty] | WLDFR | HFTD - Distribution - Zone 1 - 5QU CoRE ¦ 4QU LoRE | Non-Red Flag Warning - Large Fires | 2025 | 0 | 0 | 0 | 0 | 5.475 | 0.71896 | 3.0715 | 1.6846 | 0 | 0 | 0 | 0.37599 | 1.4711e-05 |  | 0 | 0 | 0 | 0 | 0 | 0 | 0 | 0 | 0 | 0 | 5.5313e-06 | 5.5313e-06 | [40 empty] | All EPR in 2020WLDFRSafety | WLDFR | HFTD - Distribution - Tier 2 - 5QU CoRE ¦ 3QU LoRE | Non-Red Flag Warning - Large Fires | 2023 | Safety | 1.6846 | 487.9227 | 2023 | Control | 0.053 | 3 | 0 | esc | 0 | 0 | 0.055966 | 0.094279 | 0.055966 | 0.094279 | 0.055966 | 0.094279
[79 empty] | WLDFR | HFTD - Distribution - Zone 1 - 5QU CoRE ¦ 4QU LoRE | Non-Red Flag Warning - Small Fires | 2020 | 0 | 0 | 0 | 0 | 0.077901 | 0.036425 | 0.0015809 | 0.039895 | 0.0078847 | 0 | 0 | 0 | 0.0043074 |  | 0 | 3.3963e-05 | 3.3963e-05 | 0 | 0 | 0 | 0 | 0 | 0 | 0 | 0 | 0 | [40 empty] | All EPR in 2020WLDFRElectric Reliability | WLDFR | HFTD - Distribution - Tier 2 - 5QU CoRE ¦ 3QU LoRE | Non-Red Flag Warning - Large Fires | 2024 | Electric Reliability | 0.71896 | 487.9227 | 2024 | Control | 0.1325 | 3 | 0 | esc | 0 | 0 | 0 | 0 | 0.15274 | 0.10981 | 0.15274 | 0.10981
[79 empty] | WLDFR | HFTD - Distribution - Zone 1 - 5QU CoRE ¦ 4QU LoRE | Non-Red Flag Warning - Small Fires | 2021 | 0 | 0 | 0 | 0 | 0.077901 | 0.036425 | 0.0015809 | 0.039895 | 0.0078847 | 0.0078847 | 0 | 0 | 0.0043074 |  | 0 | 3.3963e-05 | 3.3963e-05 | 0 | 3.3963e-05 | 3.3963e-05 | 0 | 0 | 0 | 0 | 0 | 0 | [40 empty] | All EPR in 2020WLDFRFinancial | WLDFR | HFTD - Distribution - Tier 2 - 5QU CoRE ¦ 3QU LoRE | Non-Red Flag Warning - Large Fires | 2024 | Financial | 3.0715 | 487.9227 | 2024 | Control | 0.053 | 3 | 0 | esc | 0 | 0 | 0 | 0 | 0.055966 | 0.1719 | 0.055966 | 0.1719
[79 empty] | WLDFR | HFTD - Distribution - Zone 1 - 5QU CoRE ¦ 4QU LoRE | Non-Red Flag Warning - Small Fires | 2022 | 0 | 0 | 0 | 0 | 0.077901 | 0.036425 | 0.0015809 | 0.039895 | 0.0078847 | 0.0078847 | 0.0078847 | 0 | 0.0043074 |  | 0 | 3.3963e-05 | 3.3963e-05 | 0 | 3.3963e-05 | 3.3963e-05 | 0 | 3.3963e-05 | 3.3963e-05 | 0 | 0 | 0 | [40 empty] | All EPR in 2020WLDFRSafety | WLDFR | HFTD - Distribution - Tier 2 - 5QU CoRE ¦ 3QU LoRE | Non-Red Flag Warning - Large Fires | 2024 | Safety | 1.6846 | 487.9227 | 2024 | Control | 0.053 | 3 | 0 | esc | 0 | 0 | 0 | 0 | 0.055966 | 0.094279 | 0.055966 | 0.094279
[79 empty] | WLDFR | HFTD - Distribution - Zone 1 - 5QU CoRE ¦ 4QU LoRE | Non-Red Flag Warning - Small Fires | 2023 | 0 | 0 | 0 | 0 | 0.080408 | 0.03759 | 0.0016314 | 0.041187 | 0 | 0.0081378 | 0.0081378 | 0.0081378 | 0.0043074 |  | 0 | 0 | 0 | 0 | 3.5053e-05 | 3.5053e-05 | 0 | 3.5053e-05 | 3.5053e-05 | 0 | 3.5053e-05 | 3.5053e-05 | [40 empty] | All EPR in 2020WLDFRElectric Reliability | WLDFR | HFTD - Distribution - Tier 2 - 5QU CoRE ¦ 3QU LoRE | Non-Red Flag Warning - Large Fires | 2025 | Electric Reliability | 0.71896 | 487.9227 | 2025 | Control | 0.1325 | 3 | 0 | esc | 0 | 0 | 0 | 0 | 0 | 0 | 0.15274 | 0.10981
[79 empty] | WLDFR | HFTD - Distribution - Zone 1 - 5QU CoRE ¦ 4QU LoRE | Non-Red Flag Warning - Small Fires | 2024 | 0 | 0 | 0 | 0 | 0.080408 | 0.03759 | 0.0016314 | 0.041187 | 0 | 0 | 0.0081378 | 0.0081378 | 0.0043074 |  | 0 | 0 | 0 | 0 | 0 | 0 | 0 | 3.5053e-05 | 3.5053e-05 | 0 | 3.5053e-05 | 3.5053e-05 | [40 empty] | All EPR in 2020WLDFRFinancial | WLDFR | HFTD - Distribution - Tier 2 - 5QU CoRE ¦ 3QU LoRE | Non-Red Flag Warning - Large Fires | 2025 | Financial | 3.0715 | 487.9227 | 2025 | Control | 0.053 | 3 | 0 | esc | 0 | 0 | 0 | 0 | 0 | 0 | 0.055966 | 0.1719
[79 empty] | WLDFR | HFTD - Distribution - Zone 1 - 5QU CoRE ¦ 4QU LoRE | Non-Red Flag Warning - Small Fires | 2025 | 0 | 0 | 0 | 0 | 0.080408 | 0.03759 | 0.0016314 | 0.041187 | 0 | 0 | 0 | 0.0081378 | 0.0043074 |  | 0 | 0 | 0 | 0 | 0 | 0 | 0 | 0 | 0 | 0 | 3.5053e-05 | 3.5053e-05 | [40 empty] | All EPR in 2020WLDFRSafety | WLDFR | HFTD - Distribution - Tier 2 - 5QU CoRE ¦ 3QU LoRE | Non-Red Flag Warning - Large Fires | 2025 | Safety | 1.6846 | 487.9227 | 2025 | Control | 0.053 | 3 | 0 | esc | 0 | 0 | 0 | 0 | 0 | 0 | 0.055966 | 0.094279
[79 empty] | WLDFR | HFTD - Distribution - Zone 1 - 5QU CoRE ¦ 4QU LoRE | Red Flag Warning - Large Fires | 2020 | 0 | 0 | 0 | 0 | 5.2406 | 0.69642 | 2.942 | 1.6022 | 0.36069 | 0 | 0 | 0 | 2.7139e-06 |  | 0 | 9.7888e-07 | 9.7888e-07 | 0 | 0 | 0 | 0 | 0 | 0 | 0 | 0 | 0 | [40 empty] | All EPR in 2020WLDFRElectric Reliability | WLDFR | HFTD - Distribution - Tier 2 - 5QU CoRE ¦ 3QU LoRE | Non-Red Flag Warning - Small Fires | 2021 | Electric Reliability | 0.036425 | 487.9227 | 2021 | Control | 0.1325 | 3 | 0 | esc | 0.15274 | 0.0055635 | 0.15274 | 0.0055635 | 0 | 0 | 0 | 0
[79 empty] | WLDFR | HFTD - Distribution - Zone 1 - 5QU CoRE ¦ 4QU LoRE | Red Flag Warning - Large Fires | 2021 | 0 | 0 | 0 | 0 | 5.2406 | 0.69642 | 2.942 | 1.6022 | 0.36069 | 0.36069 | 0 | 0 | 2.7139e-06 |  | 0 | 9.7888e-07 | 9.7888e-07 | 0 | 9.7888e-07 | 9.7888e-07 | 0 | 0 | 0 | 0 | 0 | 0 | [40 empty] | All EPR in 2020WLDFRFinancial | WLDFR | HFTD - Distribution - Tier 2 - 5QU CoRE ¦ 3QU LoRE | Non-Red Flag Warning - Small Fires | 2021 | Financial | 0.0015809 | 487.9227 | 2021 | Control | 0.053 | 3 | 0 | esc | 0.055966 | 8.8475e-05 | 0.055966 | 8.8475e-05 | 0 | 0 | 0 | 0
[79 empty] | WLDFR | HFTD - Distribution - Zone 1 - 5QU CoRE ¦ 4QU LoRE | Red Flag Warning - Large Fires | 2022 | 0 | 0 | 0 | 0 | 5.2406 | 0.69642 | 2.942 | 1.6022 | 0.36069 | 0.36069 | 0.36069 | 0 | 2.7139e-06 |  | 0 | 9.7888e-07 | 9.7888e-07 | 0 | 9.7888e-07 | 9.7888e-07 | 0 | 9.7888e-07 | 9.7888e-07 | 0 | 0 | 0 | [40 empty] | All EPR in 2020WLDFRSafety | WLDFR | HFTD - Distribution - Tier 2 - 5QU CoRE ¦ 3QU LoRE | Non-Red Flag Warning - Small Fires | 2021 | Safety | 0.039895 | 487.9227 | 2021 | Control | 0.053 | 3 | 0 | esc | 0.055966 | 0.0022328 | 0.055966 | 0.0022328 | 0 | 0 | 0 | 0
[79 empty] | WLDFR | HFTD - Distribution - Zone 1 - 5QU CoRE ¦ 4QU LoRE | Red Flag Warning - Large Fires | 2023 | 0 | 0 | 0 | 0 | 5.475 | 0.71896 | 3.0715 | 1.6846 | 0 | 0.37599 | 0.37599 | 0.37599 | 2.7139e-06 |  | 0 | 0 | 0 | 0 | 1.0204e-06 | 1.0204e-06 | 0 | 1.0204e-06 | 1.0204e-06 | 0 | 1.0204e-06 | 1.0204e-06 | [40 empty] | All EPR in 2020WLDFRElectric Reliability | WLDFR | HFTD - Distribution - Tier 2 - 5QU CoRE ¦ 3QU LoRE | Non-Red Flag Warning - Small Fires | 2022 | Electric Reliability | 0.036425 | 487.9227 | 2022 | Control | 0.1325 | 3 | 0 | esc | 0.15274 | 0.0055635 | 0.15274 | 0.0055635 | 0.15274 | 0.0055635 | 0 | 0
[79 empty] | WLDFR | HFTD - Distribution - Zone 1 - 5QU CoRE ¦ 4QU LoRE | Red Flag Warning - Large Fires | 2024 | 0 | 0 | 0 | 0 | 5.475 | 0.71896 | 3.0715 | 1.6846 | 0 | 0 | 0.37599 | 0.37599 | 2.7139e-06 |  | 0 | 0 | 0 | 0 | 0 | 0 | 0 | 1.0204e-06 | 1.0204e-06 | 0 | 1.0204e-06 | 1.0204e-06 | [40 empty] | All EPR in 2020WLDFRFinancial | WLDFR | HFTD - Distribution - Tier 2 - 5QU CoRE ¦ 3QU LoRE | Non-Red Flag Warning - Small Fires | 2022 | Financial | 0.0015809 | 487.9227 | 2022 | Control | 0.053 | 3 | 0 | esc | 0.055966 | 8.8475e-05 | 0.055966 | 8.8475e-05 | 0.055966 | 8.8475e-05 | 0 | 0
[79 empty] | WLDFR | HFTD - Distribution - Zone 1 - 5QU CoRE ¦ 4QU LoRE | Red Flag Warning - Large Fires | 2025 | 0 | 0 | 0 | 0 | 5.475 | 0.71896 | 3.0715 | 1.6846 | 0 | 0 | 0 | 0.37599 | 2.7139e-06 |  | 0 | 0 | 0 | 0 | 0 | 0 | 0 | 0 | 0 | 0 | 1.0204e-06 | 1.0204e-06 | [40 empty] | All EPR in 2020WLDFRSafety | WLDFR | HFTD - Distribution - Tier 2 - 5QU CoRE ¦ 3QU LoRE | Non-Red Flag Warning - Small Fires | 2022 | Safety | 0.039895 | 487.9227 | 2022 | Control | 0.053 | 3 | 0 | esc | 0.055966 | 0.0022328 | 0.055966 | 0.0022328 | 0.055966 | 0.0022328 | 0 | 0
[79 empty] | WLDFR | HFTD - Distribution - Zone 1 - 5QU CoRE ¦ 4QU LoRE | Red Flag Warning - Small Fires | 2020 | 0 | 0 | 0 | 0 | 0.077901 | 0.036425 | 0.0015809 | 0.039895 | 0.0078847 | 0 | 0 | 0 | 0.0001332 |  | 0 | 1.0502e-06 | 1.0502e-06 | 0 | 0 | 0 | 0 | 0 | 0 | 0 | 0 | 0 | [40 empty] | All EPR in 2020WLDFRElectric Reliability | WLDFR | HFTD - Distribution - Tier 2 - 5QU CoRE ¦ 3QU LoRE | Non-Red Flag Warning - Small Fires | 2023 | Electric Reliability | 0.03759 | 487.9227 | 2023 | Control | 0.1325 | 3 | 0 | esc | 0 | 0 | 0.15274 | 0.0057414 | 0.15274 | 0.0057414 | 0.15274 | 0.0057414
[79 empty] | WLDFR | HFTD - Distribution - Zone 1 - 5QU CoRE ¦ 4QU LoRE | Red Flag Warning - Small Fires | 2021 | 0 | 0 | 0 | 0 | 0.077901 | 0.036425 | 0.0015809 | 0.039895 | 0.0078847 | 0.0078847 | 0 | 0 | 0.0001332 |  | 0 | 1.0502e-06 | 1.0502e-06 | 0 | 1.0502e-06 | 1.0502e-06 | 0 | 0 | 0 | 0 | 0 | 0 | [40 empty] | All EPR in 2020WLDFRFinancial | WLDFR | HFTD - Distribution - Tier 2 - 5QU CoRE ¦ 3QU LoRE | Non-Red Flag Warning - Small Fires | 2023 | Financial | 0.0016314 | 487.9227 | 2023 | Control | 0.053 | 3 | 0 | esc | 0 | 0 | 0.055966 | 9.1305e-05 | 0.055966 | 9.1305e-05 | 0.055966 | 9.1305e-05
[79 empty] | WLDFR | HFTD - Distribution - Zone 1 - 5QU CoRE ¦ 4QU LoRE | Red Flag Warning - Small Fires | 2022 | 0 | 0 | 0 | 0 | 0.077901 | 0.036425 | 0.0015809 | 0.039895 | 0.0078847 | 0.0078847 | 0.0078847 | 0 | 0.0001332 |  | 0 | 1.0502e-06 | 1.0502e-06 | 0 | 1.0502e-06 | 1.0502e-06 | 0 | 1.0502e-06 | 1.0502e-06 | 0 | 0 | 0 | [40 empty] | All EPR in 2020WLDFRSafety | WLDFR | HFTD - Distribution - Tier 2 - 5QU CoRE ¦ 3QU LoRE | Non-Red Flag Warning - Small Fires | 2023 | Safety | 0.041187 | 487.9227 | 2023 | Control | 0.053 | 3 | 0 | esc | 0 | 0 | 0.055966 | 0.0023051 | 0.055966 | 0.0023051 | 0.055966 | 0.0023051
[79 empty] | WLDFR | HFTD - Distribution - Zone 1 - 5QU CoRE ¦ 4QU LoRE | Red Flag Warning - Small Fires | 2023 | 0 | 0 | 0 | 0 | 0.080408 | 0.03759 | 0.0016314 | 0.041187 | 0 | 0.0081378 | 0.0081378 | 0.0081378 | 0.0001332 |  | 0 | 0 | 0 | 0 | 1.0839e-06 | 1.0839e-06 | 0 | 1.0839e-06 | 1.0839e-06 | 0 | 1.0839e-06 | 1.0839e-06 | [40 empty] | All EPR in 2020WLDFRElectric Reliability | WLDFR | HFTD - Distribution - Tier 2 - 5QU CoRE ¦ 3QU LoRE | Non-Red Flag Warning - Small Fires | 2024 | Electric Reliability | 0.03759 | 487.9227 | 2024 | Control | 0.1325 | 3 | 0 | esc | 0 | 0 | 0 | 0 | 0.15274 | 0.0057414 | 0.15274 | 0.0057414
[79 empty] | WLDFR | HFTD - Distribution - Zone 1 - 5QU CoRE ¦ 4QU LoRE | Red Flag Warning - Small Fires | 2024 | 0 | 0 | 0 | 0 | 0.080408 | 0.03759 | 0.0016314 | 0.041187 | 0 | 0 | 0.0081378 | 0.0081378 | 0.0001332 |  | 0 | 0 | 0 | 0 | 0 | 0 | 0 | 1.0839e-06 | 1.0839e-06 | 0 | 1.0839e-06 | 1.0839e-06 | [40 empty] | All EPR in 2020WLDFRFinancial | WLDFR | HFTD - Distribution - Tier 2 - 5QU CoRE ¦ 3QU LoRE | Non-Red Flag Warning - Small Fires | 2024 | Financial | 0.0016314 | 487.9227 | 2024 | Control | 0.053 | 3 | 0 | esc | 0 | 0 | 0 | 0 | 0.055966 | 9.1305e-05 | 0.055966 | 9.1305e-05
[79 empty] | WLDFR | HFTD - Distribution - Zone 1 - 5QU CoRE ¦ 4QU LoRE | Red Flag Warning - Small Fires | 2025 | 0 | 0 | 0 | 0 | 0.080408 | 0.03759 | 0.0016314 | 0.041187 | 0 | 0 | 0 | 0.0081378 | 0.0001332 |  | 0 | 0 | 0 | 0 | 0 | 0 | 0 | 0 | 0 | 0 | 1.0839e-06 | 1.0839e-06 | [40 empty] | All EPR in 2020WLDFRSafety | WLDFR | HFTD - Distribution - Tier 2 - 5QU CoRE ¦ 3QU LoRE | Non-Red Flag Warning - Small Fires | 2024 | Safety | 0.041187 | 487.9227 | 2024 | Control | 0.053 | 3 | 0 | esc | 0 | 0 | 0 | 0 | 0.055966 | 0.0023051 | 0.055966 | 0.0023051
[79 empty] | WLDFR | HFTD - Distribution - Zone 1 - 5QU CoRE ¦ 4QU LoRE | Seismic - Non-Red Flag Warning - Catastrophic Fires | 2020 | 0 | 0 | 0 | 0 | 21083.8428 | 409.2237 | 13469.0878 | 7205.5313 | 1219.584 | 0 | 0 | 0 | 5.2333e-10 |  | 0 | 6.3824e-07 | 6.3824e-07 | 0 | 0 | 0 | 0 | 0 | 0 | 0 | 0 | 0 | [40 empty] | All EPR in 2020WLDFRElectric Reliability | WLDFR | HFTD - Distribution - Tier 2 - 5QU CoRE ¦ 3QU LoRE | Non-Red Flag Warning - Small Fires | 2025 | Electric Reliability | 0.03759 | 487.9227 | 2025 | Control | 0.1325 | 3 | 0 | esc | 0 | 0 | 0 | 0 | 0 | 0 | 0.15274 | 0.0057414
[79 empty] | WLDFR | HFTD - Distribution - Zone 1 - 5QU CoRE ¦ 4QU LoRE | Seismic - Non-Red Flag Warning - Catastrophic Fires | 2021 | 0 | 0 | 0 | 0 | 21083.8428 | 409.2237 | 13469.0878 | 7205.5313 | 1219.584 | 1219.584 | 0 | 0 | 5.2333e-10 |  | 0 | 6.3824e-07 | 6.3824e-07 | 0 | 6.3824e-07 | 6.3824e-07 | 0 | 0 | 0 | 0 | 0 | 0 | [40 empty] | All EPR in 2020WLDFRFinancial | WLDFR | HFTD - Distribution - Tier 2 - 5QU CoRE ¦ 3QU LoRE | Non-Red Flag Warning - Small Fires | 2025 | Financial | 0.0016314 | 487.9227 | 2025 | Control | 0.053 | 3 | 0 | esc | 0 | 0 | 0 | 0 | 0 | 0 | 0.055966 | 9.1305e-05
[79 empty] | WLDFR | HFTD - Distribution - Zone 1 - 5QU CoRE ¦ 4QU LoRE | Seismic - Non-Red Flag Warning - Catastrophic Fires | 2022 | 0 | 0 | 0 | 0 | 21083.8428 | 409.2237 | 13469.0878 | 7205.5313 | 1219.584 | 1219.584 | 1219.584 | 0 | 5.2333e-10 |  | 0 | 6.3824e-07 | 6.3824e-07 | 0 | 6.3824e-07 | 6.3824e-07 | 0 | 6.3824e-07 | 6.3824e-07 | 0 | 0 | 0 | [40 empty] | All EPR in 2020WLDFRSafety | WLDFR | HFTD - Distribution - Tier 2 - 5QU CoRE ¦ 3QU LoRE | Non-Red Flag Warning - Small Fires | 2025 | Safety | 0.041187 | 487.9227 | 2025 | Control | 0.053 | 3 | 0 | esc | 0 | 0 | 0 | 0 | 0 | 0 | 0.055966 | 0.0023051
[79 empty] | WLDFR | HFTD - Distribution - Zone 1 - 5QU CoRE ¦ 4QU LoRE | Seismic - Non-Red Flag Warning - Catastrophic Fires | 2023 | 0 | 0 | 0 | 0 | 21835.9781 | 428.6023 | 13939.561 | 7467.8148 | 0 | 1263.5534 | 1263.5534 | 1263.5534 | 5.2333e-10 |  | 0 | 0 | 0 | 0 | 6.6125e-07 | 6.6125e-07 | 0 | 6.6125e-07 | 6.6125e-07 | 0 | 6.6125e-07 | 6.6125e-07 | [40 empty] | All EPR in 2020WLDFRElectric Reliability | WLDFR | HFTD - Distribution - Tier 2 - 5QU CoRE ¦ 3QU LoRE | Red Flag Warning - Catastrophic Fires | 2021 | Electric Reliability | 222.2294 | 487.9227 | 2021 | Control | 0.1325 | 3 | 0 | esc | 0.15274 | 33.9428 | 0.15274 | 33.9428 | 0 | 0 | 0 | 0
[79 empty] | WLDFR | HFTD - Distribution - Zone 1 - 5QU CoRE ¦ 4QU LoRE | Seismic - Non-Red Flag Warning - Catastrophic Fires | 2024 | 0 | 0 | 0 | 0 | 21835.9781 | 428.6023 | 13939.561 | 7467.8148 | 0 | 0 | 1263.5534 | 1263.5534 | 5.2333e-10 |  | 0 | 0 | 0 | 0 | 0 | 0 | 0 | 6.6125e-07 | 6.6125e-07 | 0 | 6.6125e-07 | 6.6125e-07 | [40 empty] | All EPR in 2020WLDFRFinancial | WLDFR | HFTD - Distribution - Tier 2 - 5QU CoRE ¦ 3QU LoRE | Red Flag Warning - Catastrophic Fires | 2021 | Financial | 8585.7228 | 487.9227 | 2021 | Control | 0.053 | 3 | 0 | esc | 0.055966 | 480.5104 | 0.055966 | 480.5104 | 0 | 0 | 0 | 0
[79 empty] | WLDFR | HFTD - Distribution - Zone 1 - 5QU CoRE ¦ 4QU LoRE | Seismic - Non-Red Flag Warning - Catastrophic Fires | 2025 | 0 | 0 | 0 | 0 | 21835.9781 | 428.6023 | 13939.561 | 7467.8148 | 0 | 0 | 0 | 1263.5534 | 5.2333e-10 |  | 0 | 0 | 0 | 0 | 0 | 0 | 0 | 0 | 0 | 0 | 6.6125e-07 | 6.6125e-07 | [40 empty] | All EPR in 2020WLDFRSafety | WLDFR | HFTD - Distribution - Tier 2 - 5QU CoRE ¦ 3QU LoRE | Red Flag Warning - Catastrophic Fires | 2021 | Safety | 5338.1784 | 487.9227 | 2021 | Control | 0.053 | 3 | 0 | esc | 0.055966 | 298.7576 | 0.055966 | 298.7576 | 0 | 0 | 0 | 0
[79 empty] | WLDFR | HFTD - Distribution - Zone 1 - 5QU CoRE ¦ 4QU LoRE | Seismic - Red Flag Warning - Catastrophic Fires | 2020 | 0 | 0 | 0 | 0 | 21083.8428 | 409.2237 | 13469.0878 | 7205.5313 | 1219.584 | 0 | 0 | 0 | 2.2571e-08 |  | 0 | 2.7527e-05 | 2.7527e-05 | 0 | 0 | 0 | 0 | 0 | 0 | 0 | 0 | 0 | [40 empty] | All EPR in 2020WLDFRElectric Reliability | WLDFR | HFTD - Distribution - Tier 2 - 5QU CoRE ¦ 3QU LoRE | Red Flag Warning - Catastrophic Fires | 2022 | Electric Reliability | 222.2294 | 487.9227 | 2022 | Control | 0.1325 | 3 | 0 | esc | 0.15274 | 33.9428 | 0.15274 | 33.9428 | 0.15274 | 33.9428 | 0 | 0
[79 empty] | WLDFR | HFTD - Distribution - Zone 1 - 5QU CoRE ¦ 4QU LoRE | Seismic - Red Flag Warning - Catastrophic Fires | 2021 | 0 | 0 | 0 | 0 | 21083.8428 | 409.2237 | 13469.0878 | 7205.5313 | 1219.584 | 1219.584 | 0 | 0 | 2.2571e-08 |  | 0 | 2.7527e-05 | 2.7527e-05 | 0 | 2.7527e-05 | 2.7527e-05 | 0 | 0 | 0 | 0 | 0 | 0 | [40 empty] | All EPR in 2020WLDFRFinancial | WLDFR | HFTD - Distribution - Tier 2 - 5QU CoRE ¦ 3QU LoRE | Red Flag Warning - Catastrophic Fires | 2022 | Financial | 8585.7228 | 487.9227 | 2022 | Control | 0.053 | 3 | 0 | esc | 0.055966 | 480.5104 | 0.055966 | 480.5104 | 0.055966 | 480.5104 | 0 | 0
[79 empty] | WLDFR | HFTD - Distribution - Zone 1 - 5QU CoRE ¦ 4QU LoRE | Seismic - Red Flag Warning - Catastrophic Fires | 2022 | 0 | 0 | 0 | 0 | 21083.8428 | 409.2237 | 13469.0878 | 7205.5313 | 1219.584 | 1219.584 | 1219.584 | 0 | 2.2571e-08 |  | 0 | 2.7527e-05 | 2.7527e-05 | 0 | 2.7527e-05 | 2.7527e-05 | 0 | 2.7527e-05 | 2.7527e-05 | 0 | 0 | 0 | [40 empty] | All EPR in 2020WLDFRSafety | WLDFR | HFTD - Distribution - Tier 2 - 5QU CoRE ¦ 3QU LoRE | Red Flag Warning - Catastrophic Fires | 2022 | Safety | 5338.1784 | 487.9227 | 2022 | Control | 0.053 | 3 | 0 | esc | 0.055966 | 298.7576 | 0.055966 | 298.7576 | 0.055966 | 298.7576 | 0 | 0
[79 empty] | WLDFR | HFTD - Distribution - Zone 1 - 5QU CoRE ¦ 4QU LoRE | Seismic - Red Flag Warning - Catastrophic Fires | 2023 | 0 | 0 | 0 | 0 | 21835.9781 | 428.6023 | 13939.561 | 7467.8148 | 0 | 1263.5534 | 1263.5534 | 1263.5534 | 2.2571e-08 |  | 0 | 0 | 0 | 0 | 2.8519e-05 | 2.8519e-05 | 0 | 2.8519e-05 | 2.8519e-05 | 0 | 2.8519e-05 | 2.8519e-05 | [40 empty] | All EPR in 2020WLDFRElectric Reliability | WLDFR | HFTD - Distribution - Tier 2 - 5QU CoRE ¦ 3QU LoRE | Red Flag Warning - Catastrophic Fires | 2023 | Electric Reliability | 233.2301 | 487.9227 | 2023 | Control | 0.1325 | 3 | 0 | esc | 0 | 0 | 0.15274 | 35.623 | 0.15274 | 35.623 | 0.15274 | 35.623
[79 empty] | WLDFR | HFTD - Distribution - Zone 1 - 5QU CoRE ¦ 4QU LoRE | Seismic - Red Flag Warning - Catastrophic Fires | 2024 | 0 | 0 | 0 | 0 | 21835.9781 | 428.6023 | 13939.561 | 7467.8148 | 0 | 0 | 1263.5534 | 1263.5534 | 2.2571e-08 |  | 0 | 0 | 0 | 0 | 0 | 0 | 0 | 2.8519e-05 | 2.8519e-05 | 0 | 2.8519e-05 | 2.8519e-05 | [40 empty] | All EPR in 2020WLDFRFinancial | WLDFR | HFTD - Distribution - Tier 2 - 5QU CoRE ¦ 3QU LoRE | Red Flag Warning - Catastrophic Fires | 2023 | Financial | 8896.516 | 487.9227 | 2023 | Control | 0.053 | 3 | 0 | esc | 0 | 0 | 0.055966 | 497.9043 | 0.055966 | 497.9043 | 0.055966 | 497.9043
[79 empty] | WLDFR | HFTD - Distribution - Zone 1 - 5QU CoRE ¦ 4QU LoRE | Seismic - Red Flag Warning - Catastrophic Fires | 2025 | 0 | 0 | 0 | 0 | 21835.9781 | 428.6023 | 13939.561 | 7467.8148 | 0 | 0 | 0 | 1263.5534 | 2.2571e-08 |  | 0 | 0 | 0 | 0 | 0 | 0 | 0 | 0 | 0 | 0 | 2.8519e-05 | 2.8519e-05 | [40 empty] | All EPR in 2020WLDFRSafety | WLDFR | HFTD - Distribution - Tier 2 - 5QU CoRE ¦ 3QU LoRE | Red Flag Warning - Catastrophic Fires | 2023 | Safety | 5534.8915 | 487.9227 | 2023 | Control | 0.053 | 3 | 0 | esc | 0 | 0 | 0.055966 | 309.7669 | 0.055966 | 309.7669 | 0.055966 | 309.7669
[79 empty] | WLDFR | HFTD - Substation | Non-Red Flag Warning - Catastrophic Fires | 2020 | 0 | 0 | 0 | 0 | 14146.1306 | 222.2294 | 8585.7228 | 5338.1784 | 813.2108 | 0 | 0 | 0 | 9.7641e-05 |  | 0 | 0.079403 | 0.079403 | 0 | 0 | 0 | 0 | 0 | 0 | 0 | 0 | 0 | [40 empty] | All EPR in 2020WLDFRElectric Reliability | WLDFR | HFTD - Distribution - Tier 2 - 5QU CoRE ¦ 3QU LoRE | Red Flag Warning - Catastrophic Fires | 2024 | Electric Reliability | 233.2301 | 487.9227 | 2024 | Control | 0.1325 | 3 | 0 | esc | 0 | 0 | 0 | 0 | 0.15274 | 35.623 | 0.15274 | 35.623
[79 empty] | WLDFR | HFTD - Substation | Non-Red Flag Warning - Catastrophic Fires | 2021 | 0 | 0 | 0 | 0 | 14146.1306 | 222.2294 | 8585.7228 | 5338.1784 | 813.2108 | 813.2108 | 0 | 0 | 9.7641e-05 |  | 0 | 0.079403 | 0.079403 | 0 | 0.079403 | 0.079403 | 0 | 0 | 0 | 0 | 0 | 0 | [40 empty] | All EPR in 2020WLDFRFinancial | WLDFR | HFTD - Distribution - Tier 2 - 5QU CoRE ¦ 3QU LoRE | Red Flag Warning - Catastrophic Fires | 2024 | Financial | 8896.516 | 487.9227 | 2024 | Control | 0.053 | 3 | 0 | esc | 0 | 0 | 0 | 0 | 0.055966 | 497.9043 | 0.055966 | 497.9043
[79 empty] | WLDFR | HFTD - Substation | Non-Red Flag Warning - Catastrophic Fires | 2022 | 0 | 0 | 0 | 0 | 14146.1306 | 222.2294 | 8585.7228 | 5338.1784 | 813.2108 | 813.2108 | 813.2108 | 0 | 9.7641e-05 |  | 0 | 0.079403 | 0.079403 | 0 | 0.079403 | 0.079403 | 0 | 0.079403 | 0.079403 | 0 | 0 | 0 | [40 empty] | All EPR in 2020WLDFRSafety | WLDFR | HFTD - Distribution - Tier 2 - 5QU CoRE ¦ 3QU LoRE | Red Flag Warning - Catastrophic Fires | 2024 | Safety | 5534.8915 | 487.9227 | 2024 | Control | 0.053 | 3 | 0 | esc | 0 | 0 | 0 | 0 | 0.055966 | 309.7669 | 0.055966 | 309.7669
[79 empty] | WLDFR | HFTD - Substation | Non-Red Flag Warning - Catastrophic Fires | 2023 | 0 | 0 | 0 | 0 | 14664.6376 | 233.2301 | 8896.516 | 5534.8915 | 0 | 843.2942 | 843.2942 | 843.2942 | 9.7641e-05 |  | 0 | 0 | 0 | 0 | 0.08234 | 0.08234 | 0 | 0.08234 | 0.08234 | 0 | 0.08234 | 0.08234 | [40 empty] | All EPR in 2020WLDFRElectric Reliability | WLDFR | HFTD - Distribution - Tier 2 - 5QU CoRE ¦ 3QU LoRE | Red Flag Warning - Catastrophic Fires | 2025 | Electric Reliability | 233.2301 | 487.9227 | 2025 | Control | 0.1325 | 3 | 0 | esc | 0 | 0 | 0 | 0 | 0 | 0 | 0.15274 | 35.623
[79 empty] | WLDFR | HFTD - Substation | Non-Red Flag Warning - Catastrophic Fires | 2024 | 0 | 0 | 0 | 0 | 14664.6376 | 233.2301 | 8896.516 | 5534.8915 | 0 | 0 | 843.2942 | 843.2942 | 9.7641e-05 |  | 0 | 0 | 0 | 0 | 0 | 0 | 0 | 0.08234 | 0.08234 | 0 | 0.08234 | 0.08234 | [40 empty] | All EPR in 2020WLDFRFinancial | WLDFR | HFTD - Distribution - Tier 2 - 5QU CoRE ¦ 3QU LoRE | Red Flag Warning - Catastrophic Fires | 2025 | Financial | 8896.516 | 487.9227 | 2025 | Control | 0.053 | 3 | 0 | esc | 0 | 0 | 0 | 0 | 0 | 0 | 0.055966 | 497.9043
[79 empty] | WLDFR | HFTD - Substation | Non-Red Flag Warning - Catastrophic Fires | 2025 | 0 | 0 | 0 | 0 | 14664.6376 | 233.2301 | 8896.516 | 5534.8915 | 0 | 0 | 0 | 843.2942 | 9.7641e-05 |  | 0 | 0 | 0 | 0 | 0 | 0 | 0 | 0 | 0 | 0 | 0.08234 | 0.08234 | [40 empty] | All EPR in 2020WLDFRSafety | WLDFR | HFTD - Distribution - Tier 2 - 5QU CoRE ¦ 3QU LoRE | Red Flag Warning - Catastrophic Fires | 2025 | Safety | 5534.8915 | 487.9227 | 2025 | Control | 0.053 | 3 | 0 | esc | 0 | 0 | 0 | 0 | 0 | 0 | 0.055966 | 309.7669
[79 empty] | WLDFR | HFTD - Substation | Non-Red Flag Warning - Destructive Fires | 2020 | 0 | 0 | 0 | 0 | 8807.9522 | 222.2294 | 8585.7228 | 0 | 514.4532 | 0 | 0 | 0 | 9.7641e-05 |  | 0 | 0.050232 | 0.050232 | 0 | 0 | 0 | 0 | 0 | 0 | 0 | 0 | 0 | [40 empty] | All EPR in 2020WLDFRElectric Reliability | WLDFR | HFTD - Distribution - Tier 2 - 5QU CoRE ¦ 3QU LoRE | Red Flag Warning - Destructive Fires | 2021 | Electric Reliability | 222.2294 | 487.9227 | 2021 | Control | 0.1325 | 3 | 0 | esc | 0.15274 | 33.9428 | 0.15274 | 33.9428 | 0 | 0 | 0 | 0
[79 empty] | WLDFR | HFTD - Substation | Non-Red Flag Warning - Destructive Fires | 2021 | 0 | 0 | 0 | 0 | 8807.9522 | 222.2294 | 8585.7228 | 0 | 514.4532 | 514.4532 | 0 | 0 | 9.7641e-05 |  | 0 | 0.050232 | 0.050232 | 0 | 0.050232 | 0.050232 | 0 | 0 | 0 | 0 | 0 | 0 | [40 empty] | All EPR in 2020WLDFRFinancial | WLDFR | HFTD - Distribution - Tier 2 - 5QU CoRE ¦ 3QU LoRE | Red Flag Warning - Destructive Fires | 2021 | Financial | 8585.7228 | 487.9227 | 2021 | Control | 0.053 | 3 | 0 | esc | 0.055966 | 480.5104 | 0.055966 | 480.5104 | 0 | 0 | 0 | 0
[79 empty] | WLDFR | HFTD - Substation | Non-Red Flag Warning - Destructive Fires | 2022 | 0 | 0 | 0 | 0 | 8807.9522 | 222.2294 | 8585.7228 | 0 | 514.4532 | 514.4532 | 514.4532 | 0 | 9.7641e-05 |  | 0 | 0.050232 | 0.050232 | 0 | 0.050232 | 0.050232 | 0 | 0.050232 | 0.050232 | 0 | 0 | 0 | [40 empty] | All EPR in 2020WLDFRElectric Reliability | WLDFR | HFTD - Distribution - Tier 2 - 5QU CoRE ¦ 3QU LoRE | Red Flag Warning - Destructive Fires | 2022 | Electric Reliability | 222.2294 | 487.9227 | 2022 | Control | 0.1325 | 3 | 0 | esc | 0.15274 | 33.9428 | 0.15274 | 33.9428 | 0.15274 | 33.9428 | 0 | 0
[79 empty] | WLDFR | HFTD - Substation | Non-Red Flag Warning - Destructive Fires | 2023 | 0 | 0 | 0 | 0 | 9129.7461 | 233.2301 | 8896.516 | 0 | 0 | 533.5273 | 533.5273 | 533.5273 | 9.7641e-05 |  | 0 | 0 | 0 | 0 | 0.052094 | 0.052094 | 0 | 0.052094 | 0.052094 | 0 | 0.052094 | 0.052094 | [40 empty] | All EPR in 2020WLDFRFinancial | WLDFR | HFTD - Distribution - Tier 2 - 5QU CoRE ¦ 3QU LoRE | Red Flag Warning - Destructive Fires | 2022 | Financial | 8585.7228 | 487.9227 | 2022 | Control | 0.053 | 3 | 0 | esc | 0.055966 | 480.5104 | 0.055966 | 480.5104 | 0.055966 | 480.5104 | 0 | 0
[79 empty] | WLDFR | HFTD - Substation | Non-Red Flag Warning - Destructive Fires | 2024 | 0 | 0 | 0 | 0 | 9129.7461 | 233.2301 | 8896.516 | 0 | 0 | 0 | 533.5273 | 533.5273 | 9.7641e-05 |  | 0 | 0 | 0 | 0 | 0 | 0 | 0 | 0.052094 | 0.052094 | 0 | 0.052094 | 0.052094 | [40 empty] | All EPR in 2020WLDFRElectric Reliability | WLDFR | HFTD - Distribution - Tier 2 - 5QU CoRE ¦ 3QU LoRE | Red Flag Warning - Destructive Fires | 2023 | Electric Reliability | 233.2301 | 487.9227 | 2023 | Control | 0.1325 | 3 | 0 | esc | 0 | 0 | 0.15274 | 35.623 | 0.15274 | 35.623 | 0.15274 | 35.623
[79 empty] | WLDFR | HFTD - Substation | Non-Red Flag Warning - Destructive Fires | 2025 | 0 | 0 | 0 | 0 | 9129.7461 | 233.2301 | 8896.516 | 0 | 0 | 0 | 0 | 533.5273 | 9.7641e-05 |  | 0 | 0 | 0 | 0 | 0 | 0 | 0 | 0 | 0 | 0 | 0.052094 | 0.052094 | [40 empty] | All EPR in 2020WLDFRFinancial | WLDFR | HFTD - Distribution - Tier 2 - 5QU CoRE ¦ 3QU LoRE | Red Flag Warning - Destructive Fires | 2023 | Financial | 8896.516 | 487.9227 | 2023 | Control | 0.053 | 3 | 0 | esc | 0 | 0 | 0.055966 | 497.9043 | 0.055966 | 497.9043 | 0.055966 | 497.9043
[79 empty] | WLDFR | HFTD - Substation | Non-Red Flag Warning - Large Fires | 2020 | 0 | 0 | 0 | 0 | 5.2406 | 0.69642 | 2.942 | 1.6022 | 0.36069 | 0 | 0 | 0 | 0.00087877 |  | 0 | 0.00031696 | 0.00031696 | 0 | 0 | 0 | 0 | 0 | 0 | 0 | 0 | 0 | [40 empty] | All EPR in 2020WLDFRElectric Reliability | WLDFR | HFTD - Distribution - Tier 2 - 5QU CoRE ¦ 3QU LoRE | Red Flag Warning - Destructive Fires | 2024 | Electric Reliability | 233.2301 | 487.9227 | 2024 | Control | 0.1325 | 3 | 0 | esc | 0 | 0 | 0 | 0 | 0.15274 | 35.623 | 0.15274 | 35.623
[79 empty] | WLDFR | HFTD - Substation | Non-Red Flag Warning - Large Fires | 2021 | 0 | 0 | 0 | 0 | 5.2406 | 0.69642 | 2.942 | 1.6022 | 0.36069 | 0.36069 | 0 | 0 | 0.00087877 |  | 0 | 0.00031696 | 0.00031696 | 0 | 0.00031696 | 0.00031696 | 0 | 0 | 0 | 0 | 0 | 0 | [40 empty] | All EPR in 2020WLDFRFinancial | WLDFR | HFTD - Distribution - Tier 2 - 5QU CoRE ¦ 3QU LoRE | Red Flag Warning - Destructive Fires | 2024 | Financial | 8896.516 | 487.9227 | 2024 | Control | 0.053 | 3 | 0 | esc | 0 | 0 | 0 | 0 | 0.055966 | 497.9043 | 0.055966 | 497.9043
[79 empty] | WLDFR | HFTD - Substation | Non-Red Flag Warning - Large Fires | 2022 | 0 | 0 | 0 | 0 | 5.2406 | 0.69642 | 2.942 | 1.6022 | 0.36069 | 0.36069 | 0.36069 | 0 | 0.00087877 |  | 0 | 0.00031696 | 0.00031696 | 0 | 0.00031696 | 0.00031696 | 0 | 0.00031696 | 0.00031696 | 0 | 0 | 0 | [40 empty] | All EPR in 2020WLDFRElectric Reliability | WLDFR | HFTD - Distribution - Tier 2 - 5QU CoRE ¦ 3QU LoRE | Red Flag Warning - Destructive Fires | 2025 | Electric Reliability | 233.2301 | 487.9227 | 2025 | Control | 0.1325 | 3 | 0 | esc | 0 | 0 | 0 | 0 | 0 | 0 | 0.15274 | 35.623
[79 empty] | WLDFR | HFTD - Substation | Non-Red Flag Warning - Large Fires | 2023 | 0 | 0 | 0 | 0 | 5.475 | 0.71896 | 3.0715 | 1.6846 | 0 | 0.37599 | 0.37599 | 0.37599 | 0.00087877 |  | 0 | 0 | 0 | 0 | 0.00033041 | 0.00033041 | 0 | 0.00033041 | 0.00033041 | 0 | 0.00033041 | 0.00033041 | [40 empty] | All EPR in 2020WLDFRFinancial | WLDFR | HFTD - Distribution - Tier 2 - 5QU CoRE ¦ 3QU LoRE | Red Flag Warning - Destructive Fires | 2025 | Financial | 8896.516 | 487.9227 | 2025 | Control | 0.053 | 3 | 0 | esc | 0 | 0 | 0 | 0 | 0 | 0 | 0.055966 | 497.9043
[79 empty] | WLDFR | HFTD - Substation | Non-Red Flag Warning - Large Fires | 2024 | 0 | 0 | 0 | 0 | 5.475 | 0.71896 | 3.0715 | 1.6846 | 0 | 0 | 0.37599 | 0.37599 | 0.00087877 |  | 0 | 0 | 0 | 0 | 0 | 0 | 0 | 0.00033041 | 0.00033041 | 0 | 0.00033041 | 0.00033041 | [40 empty] | All EPR in 2020WLDFRElectric Reliability | WLDFR | HFTD - Distribution - Tier 2 - 5QU CoRE ¦ 3QU LoRE | Red Flag Warning - Large Fires | 2021 | Electric Reliability | 0.69642 | 487.9227 | 2021 | Control | 0.1325 | 3 | 0 | esc | 0.15274 | 0.10637 | 0.15274 | 0.10637 | 0 | 0 | 0 | 0
[79 empty] | WLDFR | HFTD - Substation | Non-Red Flag Warning - Large Fires | 2025 | 0 | 0 | 0 | 0 | 5.475 | 0.71896 | 3.0715 | 1.6846 | 0 | 0 | 0 | 0.37599 | 0.00087877 |  | 0 | 0 | 0 | 0 | 0 | 0 | 0 | 0 | 0 | 0 | 0.00033041 | 0.00033041 | [40 empty] | All EPR in 2020WLDFRFinancial | WLDFR | HFTD - Distribution - Tier 2 - 5QU CoRE ¦ 3QU LoRE | Red Flag Warning - Large Fires | 2021 | Financial | 2.942 | 487.9227 | 2021 | Control | 0.053 | 3 | 0 | esc | 0.055966 | 0.16465 | 0.055966 | 0.16465 | 0 | 0 | 0 | 0
[79 empty] | WLDFR | HFTD - Substation | Non-Red Flag Warning - Small Fires | 2020 | 0 | 0 | 0 | 0 | 0.077901 | 0.036425 | 0.0015809 | 0.039895 | 0.0078847 | 0 | 0 | 0 | 0.1509 |  | 0 | 0.0011898 | 0.0011898 | 0 | 0 | 0 | 0 | 0 | 0 | 0 | 0 | 0 | [40 empty] | All EPR in 2020WLDFRSafety | WLDFR | HFTD - Distribution - Tier 2 - 5QU CoRE ¦ 3QU LoRE | Red Flag Warning - Large Fires | 2021 | Safety | 1.6022 | 487.9227 | 2021 | Control | 0.053 | 3 | 0 | esc | 0.055966 | 0.089668 | 0.055966 | 0.089668 | 0 | 0 | 0 | 0
[79 empty] | WLDFR | HFTD - Substation | Non-Red Flag Warning - Small Fires | 2021 | 0 | 0 | 0 | 0 | 0.077901 | 0.036425 | 0.0015809 | 0.039895 | 0.0078847 | 0.0078847 | 0 | 0 | 0.1509 |  | 0 | 0.0011898 | 0.0011898 | 0 | 0.0011898 | 0.0011898 | 0 | 0 | 0 | 0 | 0 | 0 | [40 empty] | All EPR in 2020WLDFRElectric Reliability | WLDFR | HFTD - Distribution - Tier 2 - 5QU CoRE ¦ 3QU LoRE | Red Flag Warning - Large Fires | 2022 | Electric Reliability | 0.69642 | 487.9227 | 2022 | Control | 0.1325 | 3 | 0 | esc | 0.15274 | 0.10637 | 0.15274 | 0.10637 | 0.15274 | 0.10637 | 0 | 0
[79 empty] | WLDFR | HFTD - Substation | Non-Red Flag Warning - Small Fires | 2022 | 0 | 0 | 0 | 0 | 0.077901 | 0.036425 | 0.0015809 | 0.039895 | 0.0078847 | 0.0078847 | 0.0078847 | 0 | 0.1509 |  | 0 | 0.0011898 | 0.0011898 | 0 | 0.0011898 | 0.0011898 | 0 | 0.0011898 | 0.0011898 | 0 | 0 | 0 | [40 empty] | All EPR in 2020WLDFRFinancial | WLDFR | HFTD - Distribution - Tier 2 - 5QU CoRE ¦ 3QU LoRE | Red Flag Warning - Large Fires | 2022 | Financial | 2.942 | 487.9227 | 2022 | Control | 0.053 | 3 | 0 | esc | 0.055966 | 0.16465 | 0.055966 | 0.16465 | 0.055966 | 0.16465 | 0 | 0
[79 empty] | WLDFR | HFTD - Substation | Non-Red Flag Warning - Small Fires | 2023 | 0 | 0 | 0 | 0 | 0.080408 | 0.03759 | 0.0016314 | 0.041187 | 0 | 0.0081378 | 0.0081378 | 0.0081378 | 0.1509 |  | 0 | 0 | 0 | 0 | 0.001228 | 0.001228 | 0 | 0.001228 | 0.001228 | 0 | 0.001228 | 0.001228 | [40 empty] | All EPR in 2020WLDFRSafety | WLDFR | HFTD - Distribution - Tier 2 - 5QU CoRE ¦ 3QU LoRE | Red Flag Warning - Large Fires | 2022 | Safety | 1.6022 | 487.9227 | 2022 | Control | 0.053 | 3 | 0 | esc | 0.055966 | 0.089668 | 0.055966 | 0.089668 | 0.055966 | 0.089668 | 0 | 0
[79 empty] | WLDFR | HFTD - Substation | Non-Red Flag Warning - Small Fires | 2024 | 0 | 0 | 0 | 0 | 0.080408 | 0.03759 | 0.0016314 | 0.041187 | 0 | 0 | 0.0081378 | 0.0081378 | 0.1509 |  | 0 | 0 | 0 | 0 | 0 | 0 | 0 | 0.001228 | 0.001228 | 0 | 0.001228 | 0.001228 | [40 empty] | All EPR in 2020WLDFRElectric Reliability | WLDFR | HFTD - Distribution - Tier 2 - 5QU CoRE ¦ 3QU LoRE | Red Flag Warning - Large Fires | 2023 | Electric Reliability | 0.71896 | 487.9227 | 2023 | Control | 0.1325 | 3 | 0 | esc | 0 | 0 | 0.15274 | 0.10981 | 0.15274 | 0.10981 | 0.15274 | 0.10981
[79 empty] | WLDFR | HFTD - Substation | Non-Red Flag Warning - Small Fires | 2025 | 0 | 0 | 0 | 0 | 0.080408 | 0.03759 | 0.0016314 | 0.041187 | 0 | 0 | 0 | 0.0081378 | 0.1509 |  | 0 | 0 | 0 | 0 | 0 | 0 | 0 | 0 | 0 | 0 | 0.001228 | 0.001228 | [40 empty] | All EPR in 2020WLDFRFinancial | WLDFR | HFTD - Distribution - Tier 2 - 5QU CoRE ¦ 3QU LoRE | Red Flag Warning - Large Fires | 2023 | Financial | 3.0715 | 487.9227 | 2023 | Control | 0.053 | 3 | 0 | esc | 0 | 0 | 0.055966 | 0.1719 | 0.055966 | 0.1719 | 0.055966 | 0.1719
[79 empty] | WLDFR | HFTD - Substation | Red Flag Warning - Catastrophic Fires | 2020 | 0 | 0 | 0 | 0 | 14146.1306 | 222.2294 | 8585.7228 | 5338.1784 | 813.2108 | 0 | 0 | 0 | 0.0011174 |  | 0 | 0.90868 | 0.90868 | 0 | 0 | 0 | 0 | 0 | 0 | 0 | 0 | 0 | [40 empty] | All EPR in 2020WLDFRSafety | WLDFR | HFTD - Distribution - Tier 2 - 5QU CoRE ¦ 3QU LoRE | Red Flag Warning - Large Fires | 2023 | Safety | 1.6846 | 487.9227 | 2023 | Control | 0.053 | 3 | 0 | esc | 0 | 0 | 0.055966 | 0.094279 | 0.055966 | 0.094279 | 0.055966 | 0.094279
[79 empty] | WLDFR | HFTD - Substation | Red Flag Warning - Catastrophic Fires | 2021 | 0 | 0 | 0 | 0 | 14146.1306 | 222.2294 | 8585.7228 | 5338.1784 | 813.2108 | 813.2108 | 0 | 0 | 0.0011174 |  | 0 | 0.90868 | 0.90868 | 0 | 0.90868 | 0.90868 | 0 | 0 | 0 | 0 | 0 | 0 | [40 empty] | All EPR in 2020WLDFRElectric Reliability | WLDFR | HFTD - Distribution - Tier 2 - 5QU CoRE ¦ 3QU LoRE | Red Flag Warning - Large Fires | 2024 | Electric Reliability | 0.71896 | 487.9227 | 2024 | Control | 0.1325 | 3 | 0 | esc | 0 | 0 | 0 | 0 | 0.15274 | 0.10981 | 0.15274 | 0.10981
[79 empty] | WLDFR | HFTD - Substation | Red Flag Warning - Catastrophic Fires | 2022 | 0 | 0 | 0 | 0 | 14146.1306 | 222.2294 | 8585.7228 | 5338.1784 | 813.2108 | 813.2108 | 813.2108 | 0 | 0.0011174 |  | 0 | 0.90868 | 0.90868 | 0 | 0.90868 | 0.90868 | 0 | 0.90868 | 0.90868 | 0 | 0 | 0 | [40 empty] | All EPR in 2020WLDFRFinancial | WLDFR | HFTD - Distribution - Tier 2 - 5QU CoRE ¦ 3QU LoRE | Red Flag Warning - Large Fires | 2024 | Financial | 3.0715 | 487.9227 | 2024 | Control | 0.053 | 3 | 0 | esc | 0 | 0 | 0 | 0 | 0.055966 | 0.1719 | 0.055966 | 0.1719
[79 empty] | WLDFR | HFTD - Substation | Red Flag Warning - Catastrophic Fires | 2023 | 0 | 0 | 0 | 0 | 14664.6376 | 233.2301 | 8896.516 | 5534.8915 | 0 | 843.2942 | 843.2942 | 843.2942 | 0.0011174 |  | 0 | 0 | 0 | 0 | 0.94229 | 0.94229 | 0 | 0.94229 | 0.94229 | 0 | 0.94229 | 0.94229 | [40 empty] | All EPR in 2020WLDFRSafety | WLDFR | HFTD - Distribution - Tier 2 - 5QU CoRE ¦ 3QU LoRE | Red Flag Warning - Large Fires | 2024 | Safety | 1.6846 | 487.9227 | 2024 | Control | 0.053 | 3 | 0 | esc | 0 | 0 | 0 | 0 | 0.055966 | 0.094279 | 0.055966 | 0.094279
[79 empty] | WLDFR | HFTD - Substation | Red Flag Warning - Catastrophic Fires | 2024 | 0 | 0 | 0 | 0 | 14664.6376 | 233.2301 | 8896.516 | 5534.8915 | 0 | 0 | 843.2942 | 843.2942 | 0.0011174 |  | 0 | 0 | 0 | 0 | 0 | 0 | 0 | 0.94229 | 0.94229 | 0 | 0.94229 | 0.94229 | [40 empty] | All EPR in 2020WLDFRElectric Reliability | WLDFR | HFTD - Distribution - Tier 2 - 5QU CoRE ¦ 3QU LoRE | Red Flag Warning - Large Fires | 2025 | Electric Reliability | 0.71896 | 487.9227 | 2025 | Control | 0.1325 | 3 | 0 | esc | 0 | 0 | 0 | 0 | 0 | 0 | 0.15274 | 0.10981
[79 empty] | WLDFR | HFTD - Substation | Red Flag Warning - Catastrophic Fires | 2025 | 0 | 0 | 0 | 0 | 14664.6376 | 233.2301 | 8896.516 | 5534.8915 | 0 | 0 | 0 | 843.2942 | 0.0011174 |  | 0 | 0 | 0 | 0 | 0 | 0 | 0 | 0 | 0 | 0 | 0.94229 | 0.94229 | [40 empty] | All EPR in 2020WLDFRFinancial | WLDFR | HFTD - Distribution - Tier 2 - 5QU CoRE ¦ 3QU LoRE | Red Flag Warning - Large Fires | 2025 | Financial | 3.0715 | 487.9227 | 2025 | Control | 0.053 | 3 | 0 | esc | 0 | 0 | 0 | 0 | 0 | 0 | 0.055966 | 0.1719
[79 empty] | WLDFR | HFTD - Substation | Red Flag Warning - Destructive Fires | 2020 | 0 | 0 | 0 | 0 | 8807.9522 | 222.2294 | 8585.7228 | 0 | 514.4532 | 0 | 0 | 0 | 0.00015963 |  | 0 | 0.082121 | 0.082121 | 0 | 0 | 0 | 0 | 0 | 0 | 0 | 0 | 0 | [40 empty] | All EPR in 2020WLDFRSafety | WLDFR | HFTD - Distribution - Tier 2 - 5QU CoRE ¦ 3QU LoRE | Red Flag Warning - Large Fires | 2025 | Safety | 1.6846 | 487.9227 | 2025 | Control | 0.053 | 3 | 0 | esc | 0 | 0 | 0 | 0 | 0 | 0 | 0.055966 | 0.094279
[79 empty] | WLDFR | HFTD - Substation | Red Flag Warning - Destructive Fires | 2021 | 0 | 0 | 0 | 0 | 8807.9522 | 222.2294 | 8585.7228 | 0 | 514.4532 | 514.4532 | 0 | 0 | 0.00015963 |  | 0 | 0.082121 | 0.082121 | 0 | 0.082121 | 0.082121 | 0 | 0 | 0 | 0 | 0 | 0 | [40 empty] | All EPR in 2020WLDFRElectric Reliability | WLDFR | HFTD - Distribution - Tier 2 - 5QU CoRE ¦ 3QU LoRE | Red Flag Warning - Small Fires | 2021 | Electric Reliability | 0.036425 | 487.9227 | 2021 | Control | 0.1325 | 3 | 0 | esc | 0.15274 | 0.0055635 | 0.15274 | 0.0055635 | 0 | 0 | 0 | 0
[79 empty] | WLDFR | HFTD - Substation | Red Flag Warning - Destructive Fires | 2022 | 0 | 0 | 0 | 0 | 8807.9522 | 222.2294 | 8585.7228 | 0 | 514.4532 | 514.4532 | 514.4532 | 0 | 0.00015963 |  | 0 | 0.082121 | 0.082121 | 0 | 0.082121 | 0.082121 | 0 | 0.082121 | 0.082121 | 0 | 0 | 0 | [40 empty] | All EPR in 2020WLDFRFinancial | WLDFR | HFTD - Distribution - Tier 2 - 5QU CoRE ¦ 3QU LoRE | Red Flag Warning - Small Fires | 2021 | Financial | 0.0015809 | 487.9227 | 2021 | Control | 0.053 | 3 | 0 | esc | 0.055966 | 8.8475e-05 | 0.055966 | 8.8475e-05 | 0 | 0 | 0 | 0
[79 empty] | WLDFR | HFTD - Substation | Red Flag Warning - Destructive Fires | 2023 | 0 | 0 | 0 | 0 | 9129.7461 | 233.2301 | 8896.516 | 0 | 0 | 533.5273 | 533.5273 | 533.5273 | 0.00015963 |  | 0 | 0 | 0 | 0 | 0.085166 | 0.085166 | 0 | 0.085166 | 0.085166 | 0 | 0.085166 | 0.085166 | [40 empty] | All EPR in 2020WLDFRSafety | WLDFR | HFTD - Distribution - Tier 2 - 5QU CoRE ¦ 3QU LoRE | Red Flag Warning - Small Fires | 2021 | Safety | 0.039895 | 487.9227 | 2021 | Control | 0.053 | 3 | 0 | esc | 0.055966 | 0.0022328 | 0.055966 | 0.0022328 | 0 | 0 | 0 | 0
[79 empty] | WLDFR | HFTD - Substation | Red Flag Warning - Destructive Fires | 2024 | 0 | 0 | 0 | 0 | 9129.7461 | 233.2301 | 8896.516 | 0 | 0 | 0 | 533.5273 | 533.5273 | 0.00015963 |  | 0 | 0 | 0 | 0 | 0 | 0 | 0 | 0.085166 | 0.085166 | 0 | 0.085166 | 0.085166 | [40 empty] | All EPR in 2020WLDFRElectric Reliability | WLDFR | HFTD - Distribution - Tier 2 - 5QU CoRE ¦ 3QU LoRE | Red Flag Warning - Small Fires | 2022 | Electric Reliability | 0.036425 | 487.9227 | 2022 | Control | 0.1325 | 3 | 0 | esc | 0.15274 | 0.0055635 | 0.15274 | 0.0055635 | 0.15274 | 0.0055635 | 0 | 0
[79 empty] | WLDFR | HFTD - Substation | Red Flag Warning - Destructive Fires | 2025 | 0 | 0 | 0 | 0 | 9129.7461 | 233.2301 | 8896.516 | 0 | 0 | 0 | 0 | 533.5273 | 0.00015963 |  | 0 | 0 | 0 | 0 | 0 | 0 | 0 | 0 | 0 | 0 | 0.085166 | 0.085166 | [40 empty] | All EPR in 2020WLDFRFinancial | WLDFR | HFTD - Distribution - Tier 2 - 5QU CoRE ¦ 3QU LoRE | Red Flag Warning - Small Fires | 2022 | Financial | 0.0015809 | 487.9227 | 2022 | Control | 0.053 | 3 | 0 | esc | 0.055966 | 8.8475e-05 | 0.055966 | 8.8475e-05 | 0.055966 | 8.8475e-05 | 0 | 0
[79 empty] | WLDFR | HFTD - Substation | Red Flag Warning - Large Fires | 2020 | 0 | 0 | 0 | 0 | 5.2406 | 0.69642 | 2.942 | 1.6022 | 0.36069 | 0 | 0 | 0 | 0.00095777 |  | 0 | 0.00034545 | 0.00034545 | 0 | 0 | 0 | 0 | 0 | 0 | 0 | 0 | 0 | [40 empty] | All EPR in 2020WLDFRSafety | WLDFR | HFTD - Distribution - Tier 2 - 5QU CoRE ¦ 3QU LoRE | Red Flag Warning - Small Fires | 2022 | Safety | 0.039895 | 487.9227 | 2022 | Control | 0.053 | 3 | 0 | esc | 0.055966 | 0.0022328 | 0.055966 | 0.0022328 | 0.055966 | 0.0022328 | 0 | 0
[79 empty] | WLDFR | HFTD - Substation | Red Flag Warning - Large Fires | 2021 | 0 | 0 | 0 | 0 | 5.2406 | 0.69642 | 2.942 | 1.6022 | 0.36069 | 0.36069 | 0 | 0 | 0.00095777 |  | 0 | 0.00034545 | 0.00034545 | 0 | 0.00034545 | 0.00034545 | 0 | 0 | 0 | 0 | 0 | 0 | [40 empty] | All EPR in 2020WLDFRElectric Reliability | WLDFR | HFTD - Distribution - Tier 2 - 5QU CoRE ¦ 3QU LoRE | Red Flag Warning - Small Fires | 2023 | Electric Reliability | 0.03759 | 487.9227 | 2023 | Control | 0.1325 | 3 | 0 | esc | 0 | 0 | 0.15274 | 0.0057414 | 0.15274 | 0.0057414 | 0.15274 | 0.0057414
[79 empty] | WLDFR | HFTD - Substation | Red Flag Warning - Large Fires | 2022 | 0 | 0 | 0 | 0 | 5.2406 | 0.69642 | 2.942 | 1.6022 | 0.36069 | 0.36069 | 0.36069 | 0 | 0.00095777 |  | 0 | 0.00034545 | 0.00034545 | 0 | 0.00034545 | 0.00034545 | 0 | 0.00034545 | 0.00034545 | 0 | 0 | 0 | [40 empty] | All EPR in 2020WLDFRFinancial | WLDFR | HFTD - Distribution - Tier 2 - 5QU CoRE ¦ 3QU LoRE | Red Flag Warning - Small Fires | 2023 | Financial | 0.0016314 | 487.9227 | 2023 | Control | 0.053 | 3 | 0 | esc | 0 | 0 | 0.055966 | 9.1305e-05 | 0.055966 | 9.1305e-05 | 0.055966 | 9.1305e-05
[79 empty] | WLDFR | HFTD - Substation | Red Flag Warning - Large Fires | 2023 | 0 | 0 | 0 | 0 | 5.475 | 0.71896 | 3.0715 | 1.6846 | 0 | 0.37599 | 0.37599 | 0.37599 | 0.00095777 |  | 0 | 0 | 0 | 0 | 0.00036011 | 0.00036011 | 0 | 0.00036011 | 0.00036011 | 0 | 0.00036011 | 0.00036011 | [40 empty] | All EPR in 2020WLDFRSafety | WLDFR | HFTD - Distribution - Tier 2 - 5QU CoRE ¦ 3QU LoRE | Red Flag Warning - Small Fires | 2023 | Safety | 0.041187 | 487.9227 | 2023 | Control | 0.053 | 3 | 0 | esc | 0 | 0 | 0.055966 | 0.0023051 | 0.055966 | 0.0023051 | 0.055966 | 0.0023051
[79 empty] | WLDFR | HFTD - Substation | Red Flag Warning - Large Fires | 2024 | 0 | 0 | 0 | 0 | 5.475 | 0.71896 | 3.0715 | 1.6846 | 0 | 0 | 0.37599 | 0.37599 | 0.00095777 |  | 0 | 0 | 0 | 0 | 0 | 0 | 0 | 0.00036011 | 0.00036011 | 0 | 0.00036011 | 0.00036011 | [40 empty] | All EPR in 2020WLDFRElectric Reliability | WLDFR | HFTD - Distribution - Tier 2 - 5QU CoRE ¦ 3QU LoRE | Red Flag Warning - Small Fires | 2024 | Electric Reliability | 0.03759 | 487.9227 | 2024 | Control | 0.1325 | 3 | 0 | esc | 0 | 0 | 0 | 0 | 0.15274 | 0.0057414 | 0.15274 | 0.0057414
[79 empty] | WLDFR | HFTD - Substation | Red Flag Warning - Large Fires | 2025 | 0 | 0 | 0 | 0 | 5.475 | 0.71896 | 3.0715 | 1.6846 | 0 | 0 | 0 | 0.37599 | 0.00095777 |  | 0 | 0 | 0 | 0 | 0 | 0 | 0 | 0 | 0 | 0 | 0.00036011 | 0.00036011 | [40 empty] | All EPR in 2020WLDFRFinancial | WLDFR | HFTD - Distribution - Tier 2 - 5QU CoRE ¦ 3QU LoRE | Red Flag Warning - Small Fires | 2024 | Financial | 0.0016314 | 487.9227 | 2024 | Control | 0.053 | 3 | 0 | esc | 0 | 0 | 0 | 0 | 0.055966 | 9.1305e-05 | 0.055966 | 9.1305e-05
[79 empty] | WLDFR | HFTD - Substation | Red Flag Warning - Small Fires | 2020 | 0 | 0 | 0 | 0 | 0.077901 | 0.036425 | 0.0015809 | 0.039895 | 0.0078847 | 0 | 0 | 0 | 0.01316 |  | 0 | 0.00010377 | 0.00010377 | 0 | 0 | 0 | 0 | 0 | 0 | 0 | 0 | 0 | [40 empty] | All EPR in 2020WLDFRSafety | WLDFR | HFTD - Distribution - Tier 2 - 5QU CoRE ¦ 3QU LoRE | Red Flag Warning - Small Fires | 2024 | Safety | 0.041187 | 487.9227 | 2024 | Control | 0.053 | 3 | 0 | esc | 0 | 0 | 0 | 0 | 0.055966 | 0.0023051 | 0.055966 | 0.0023051
[79 empty] | WLDFR | HFTD - Substation | Red Flag Warning - Small Fires | 2021 | 0 | 0 | 0 | 0 | 0.077901 | 0.036425 | 0.0015809 | 0.039895 | 0.0078847 | 0.0078847 | 0 | 0 | 0.01316 |  | 0 | 0.00010377 | 0.00010377 | 0 | 0.00010377 | 0.00010377 | 0 | 0 | 0 | 0 | 0 | 0 | [40 empty] | All EPR in 2020WLDFRElectric Reliability | WLDFR | HFTD - Distribution - Tier 2 - 5QU CoRE ¦ 3QU LoRE | Red Flag Warning - Small Fires | 2025 | Electric Reliability | 0.03759 | 487.9227 | 2025 | Control | 0.1325 | 3 | 0 | esc | 0 | 0 | 0 | 0 | 0 | 0 | 0.15274 | 0.0057414
[79 empty] | WLDFR | HFTD - Substation | Red Flag Warning - Small Fires | 2022 | 0 | 0 | 0 | 0 | 0.077901 | 0.036425 | 0.0015809 | 0.039895 | 0.0078847 | 0.0078847 | 0.0078847 | 0 | 0.01316 |  | 0 | 0.00010377 | 0.00010377 | 0 | 0.00010377 | 0.00010377 | 0 | 0.00010377 | 0.00010377 | 0 | 0 | 0 | [40 empty] | All EPR in 2020WLDFRFinancial | WLDFR | HFTD - Distribution - Tier 2 - 5QU CoRE ¦ 3QU LoRE | Red Flag Warning - Small Fires | 2025 | Financial | 0.0016314 | 487.9227 | 2025 | Control | 0.053 | 3 | 0 | esc | 0 | 0 | 0 | 0 | 0 | 0 | 0.055966 | 9.1305e-05
[79 empty] | WLDFR | HFTD - Substation | Red Flag Warning - Small Fires | 2023 | 0 | 0 | 0 | 0 | 0.080408 | 0.03759 | 0.0016314 | 0.041187 | 0 | 0.0081378 | 0.0081378 | 0.0081378 | 0.01316 |  | 0 | 0 | 0 | 0 | 0.0001071 | 0.0001071 | 0 | 0.0001071 | 0.0001071 | 0 | 0.0001071 | 0.0001071 | [40 empty] | All EPR in 2020WLDFRSafety | WLDFR | HFTD - Distribution - Tier 2 - 5QU CoRE ¦ 3QU LoRE | Red Flag Warning - Small Fires | 2025 | Safety | 0.041187 | 487.9227 | 2025 | Control | 0.053 | 3 | 0 | esc | 0 | 0 | 0 | 0 | 0 | 0 | 0.055966 | 0.0023051
[79 empty] | WLDFR | HFTD - Substation | Red Flag Warning - Small Fires | 2024 | 0 | 0 | 0 | 0 | 0.080408 | 0.03759 | 0.0016314 | 0.041187 | 0 | 0 | 0.0081378 | 0.0081378 | 0.01316 |  | 0 | 0 | 0 | 0 | 0 | 0 | 0 | 0.0001071 | 0.0001071 | 0 | 0.0001071 | 0.0001071 | [40 empty] | All EPR in 2020WLDFRElectric Reliability | WLDFR | HFTD - Distribution - Tier 2 - 5QU CoRE ¦ 3QU LoRE | Seismic - Non-Red Flag Warning - Catastrophic Fires | 2021 | Electric Reliability | 409.2237 | 487.9227 | 2021 | Control | 0.1325 | 3 | 0 | esc | 0.15274 | 62.5039 | 0.15274 | 62.5039 | 0 | 0 | 0 | 0
[79 empty] | WLDFR | HFTD - Substation | Red Flag Warning - Small Fires | 2025 | 0 | 0 | 0 | 0 | 0.080408 | 0.03759 | 0.0016314 | 0.041187 | 0 | 0 | 0 | 0.0081378 | 0.01316 |  | 0 | 0 | 0 | 0 | 0 | 0 | 0 | 0 | 0 | 0 | 0.0001071 | 0.0001071 | [40 empty] | All EPR in 2020WLDFRFinancial | WLDFR | HFTD - Distribution - Tier 2 - 5QU CoRE ¦ 3QU LoRE | Seismic - Non-Red Flag Warning - Catastrophic Fires | 2021 | Financial | 13469.0878 | 487.9227 | 2021 | Control | 0.053 | 3 | 0 | esc | 0.055966 | 753.8138 | 0.055966 | 753.8138 | 0 | 0 | 0 | 0
[79 empty] | WLDFR | HFTD - Transmission - Tier 2 - 115 kV or Lower | Non-Red Flag Warning - Catastrophic Fires | 2020 | 0 | 0 | 0 | 0 | 14146.1306 | 222.2294 | 8585.7228 | 5338.1784 | 813.2108 | 0 | 0 | 0 | 1.4533e-06 |  | 0 | 0.0011818 | 0.0011818 | 0 | 0 | 0 | 0 | 0 | 0 | 0 | 0 | 0 | [40 empty] | All EPR in 2020WLDFRSafety | WLDFR | HFTD - Distribution - Tier 2 - 5QU CoRE ¦ 3QU LoRE | Seismic - Non-Red Flag Warning - Catastrophic Fires | 2021 | Safety | 7205.5313 | 487.9227 | 2021 | Control | 0.053 | 3 | 0 | esc | 0.055966 | 403.2663 | 0.055966 | 403.2663 | 0 | 0 | 0 | 0
[79 empty] | WLDFR | HFTD - Transmission - Tier 2 - 115 kV or Lower | Non-Red Flag Warning - Catastrophic Fires | 2021 | 0 | 0 | 0 | 0 | 14146.1306 | 222.2294 | 8585.7228 | 5338.1784 | 813.2108 | 813.2108 | 0 | 0 | 1.4533e-06 |  | 0 | 0.0011818 | 0.0011818 | 0 | 0.0011818 | 0.0011818 | 0 | 0 | 0 | 0 | 0 | 0 | [40 empty] | All EPR in 2020WLDFRElectric Reliability | WLDFR | HFTD - Distribution - Tier 2 - 5QU CoRE ¦ 3QU LoRE | Seismic - Non-Red Flag Warning - Catastrophic Fires | 2022 | Electric Reliability | 409.2237 | 487.9227 | 2022 | Control | 0.1325 | 3 | 0 | esc | 0.15274 | 62.5039 | 0.15274 | 62.5039 | 0.15274 | 62.5039 | 0 | 0
[79 empty] | WLDFR | HFTD - Transmission - Tier 2 - 115 kV or Lower | Non-Red Flag Warning - Catastrophic Fires | 2022 | 0 | 0 | 0 | 0 | 14146.1306 | 222.2294 | 8585.7228 | 5338.1784 | 813.2108 | 813.2108 | 813.2108 | 0 | 1.4533e-06 |  | 0 | 0.0011818 | 0.0011818 | 0 | 0.0011818 | 0.0011818 | 0 | 0.0011818 | 0.0011818 | 0 | 0 | 0 | [40 empty] | All EPR in 2020WLDFRFinancial | WLDFR | HFTD - Distribution - Tier 2 - 5QU CoRE ¦ 3QU LoRE | Seismic - Non-Red Flag Warning - Catastrophic Fires | 2022 | Financial | 13469.0878 | 487.9227 | 2022 | Control | 0.053 | 3 | 0 | esc | 0.055966 | 753.8138 | 0.055966 | 753.8138 | 0.055966 | 753.8138 | 0 | 0
[79 empty] | WLDFR | HFTD - Transmission - Tier 2 - 115 kV or Lower | Non-Red Flag Warning - Catastrophic Fires | 2023 | 0 | 0 | 0 | 0 | 14664.6376 | 233.2301 | 8896.516 | 5534.8915 | 0 | 843.2942 | 843.2942 | 843.2942 | 1.4533e-06 |  | 0 | 0 | 0 | 0 | 0.0012256 | 0.0012256 | 0 | 0.0012256 | 0.0012256 | 0 | 0.0012256 | 0.0012256 | [40 empty] | All EPR in 2020WLDFRSafety | WLDFR | HFTD - Distribution - Tier 2 - 5QU CoRE ¦ 3QU LoRE | Seismic - Non-Red Flag Warning - Catastrophic Fires | 2022 | Safety | 7205.5313 | 487.9227 | 2022 | Control | 0.053 | 3 | 0 | esc | 0.055966 | 403.2663 | 0.055966 | 403.2663 | 0.055966 | 403.2663 | 0 | 0
[79 empty] | WLDFR | HFTD - Transmission - Tier 2 - 115 kV or Lower | Non-Red Flag Warning - Catastrophic Fires | 2024 | 0 | 0 | 0 | 0 | 14664.6376 | 233.2301 | 8896.516 | 5534.8915 | 0 | 0 | 843.2942 | 843.2942 | 1.4533e-06 |  | 0 | 0 | 0 | 0 | 0 | 0 | 0 | 0.0012256 | 0.0012256 | 0 | 0.0012256 | 0.0012256 | [40 empty] | All EPR in 2020WLDFRElectric Reliability | WLDFR | HFTD - Distribution - Tier 2 - 5QU CoRE ¦ 3QU LoRE | Seismic - Non-Red Flag Warning - Catastrophic Fires | 2023 | Electric Reliability | 428.6023 | 487.9227 | 2023 | Control | 0.1325 | 3 | 0 | esc | 0 | 0 | 0.15274 | 65.4638 | 0.15274 | 65.4638 | 0.15274 | 65.4638
[79 empty] | WLDFR | HFTD - Transmission - Tier 2 - 115 kV or Lower | Non-Red Flag Warning - Catastrophic Fires | 2025 | 0 | 0 | 0 | 0 | 14664.6376 | 233.2301 | 8896.516 | 5534.8915 | 0 | 0 | 0 | 843.2942 | 1.4533e-06 |  | 0 | 0 | 0 | 0 | 0 | 0 | 0 | 0 | 0 | 0 | 0.0012256 | 0.0012256 | [40 empty] | All EPR in 2020WLDFRFinancial | WLDFR | HFTD - Distribution - Tier 2 - 5QU CoRE ¦ 3QU LoRE | Seismic - Non-Red Flag Warning - Catastrophic Fires | 2023 | Financial | 13939.561 | 487.9227 | 2023 | Control | 0.053 | 3 | 0 | esc | 0 | 0 | 0.055966 | 780.1444 | 0.055966 | 780.1444 | 0.055966 | 780.1444
[79 empty] | WLDFR | HFTD - Transmission - Tier 2 - 115 kV or Lower | Non-Red Flag Warning - Destructive Fires | 2020 | 0 | 0 | 0 | 0 | 8807.9522 | 222.2294 | 8585.7228 | 0 | 514.4532 | 0 | 0 | 0 | 1.4533e-06 |  | 0 | 0.00074765 | 0.00074765 | 0 | 0 | 0 | 0 | 0 | 0 | 0 | 0 | 0 | [40 empty] | All EPR in 2020WLDFRSafety | WLDFR | HFTD - Distribution - Tier 2 - 5QU CoRE ¦ 3QU LoRE | Seismic - Non-Red Flag Warning - Catastrophic Fires | 2023 | Safety | 7467.8148 | 487.9227 | 2023 | Control | 0.053 | 3 | 0 | esc | 0 | 0 | 0.055966 | 417.9453 | 0.055966 | 417.9453 | 0.055966 | 417.9453
[79 empty] | WLDFR | HFTD - Transmission - Tier 2 - 115 kV or Lower | Non-Red Flag Warning - Destructive Fires | 2021 | 0 | 0 | 0 | 0 | 8807.9522 | 222.2294 | 8585.7228 | 0 | 514.4532 | 514.4532 | 0 | 0 | 1.4533e-06 |  | 0 | 0.00074765 | 0.00074765 | 0 | 0.00074765 | 0.00074765 | 0 | 0 | 0 | 0 | 0 | 0 | [40 empty] | All EPR in 2020WLDFRElectric Reliability | WLDFR | HFTD - Distribution - Tier 2 - 5QU CoRE ¦ 3QU LoRE | Seismic - Non-Red Flag Warning - Catastrophic Fires | 2024 | Electric Reliability | 428.6023 | 487.9227 | 2024 | Control | 0.1325 | 3 | 0 | esc | 0 | 0 | 0 | 0 | 0.15274 | 65.4638 | 0.15274 | 65.4638
[79 empty] | WLDFR | HFTD - Transmission - Tier 2 - 115 kV or Lower | Non-Red Flag Warning - Destructive Fires | 2022 | 0 | 0 | 0 | 0 | 8807.9522 | 222.2294 | 8585.7228 | 0 | 514.4532 | 514.4532 | 514.4532 | 0 | 1.4533e-06 |  | 0 | 0.00074765 | 0.00074765 | 0 | 0.00074765 | 0.00074765 | 0 | 0.00074765 | 0.00074765 | 0 | 0 | 0 | [40 empty] | All EPR in 2020WLDFRFinancial | WLDFR | HFTD - Distribution - Tier 2 - 5QU CoRE ¦ 3QU LoRE | Seismic - Non-Red Flag Warning - Catastrophic Fires | 2024 | Financial | 13939.561 | 487.9227 | 2024 | Control | 0.053 | 3 | 0 | esc | 0 | 0 | 0 | 0 | 0.055966 | 780.1444 | 0.055966 | 780.1444
[79 empty] | WLDFR | HFTD - Transmission - Tier 2 - 115 kV or Lower | Non-Red Flag Warning - Destructive Fires | 2023 | 0 | 0 | 0 | 0 | 9129.7461 | 233.2301 | 8896.516 | 0 | 0 | 533.5273 | 533.5273 | 533.5273 | 1.4533e-06 |  | 0 | 0 | 0 | 0 | 0.00077537 | 0.00077537 | 0 | 0.00077537 | 0.00077537 | 0 | 0.00077537 | 0.00077537 | [40 empty] | All EPR in 2020WLDFRSafety | WLDFR | HFTD - Distribution - Tier 2 - 5QU CoRE ¦ 3QU LoRE | Seismic - Non-Red Flag Warning - Catastrophic Fires | 2024 | Safety | 7467.8148 | 487.9227 | 2024 | Control | 0.053 | 3 | 0 | esc | 0 | 0 | 0 | 0 | 0.055966 | 417.9453 | 0.055966 | 417.9453
[79 empty] | WLDFR | HFTD - Transmission - Tier 2 - 115 kV or Lower | Non-Red Flag Warning - Destructive Fires | 2024 | 0 | 0 | 0 | 0 | 9129.7461 | 233.2301 | 8896.516 | 0 | 0 | 0 | 533.5273 | 533.5273 | 1.4533e-06 |  | 0 | 0 | 0 | 0 | 0 | 0 | 0 | 0.00077537 | 0.00077537 | 0 | 0.00077537 | 0.00077537 | [40 empty] | All EPR in 2020WLDFRElectric Reliability | WLDFR | HFTD - Distribution - Tier 2 - 5QU CoRE ¦ 3QU LoRE | Seismic - Non-Red Flag Warning - Catastrophic Fires | 2025 | Electric Reliability | 428.6023 | 487.9227 | 2025 | Control | 0.1325 | 3 | 0 | esc | 0 | 0 | 0 | 0 | 0 | 0 | 0.15274 | 65.4638
[79 empty] | WLDFR | HFTD - Transmission - Tier 2 - 115 kV or Lower | Non-Red Flag Warning - Destructive Fires | 2025 | 0 | 0 | 0 | 0 | 9129.7461 | 233.2301 | 8896.516 | 0 | 0 | 0 | 0 | 533.5273 | 1.4533e-06 |  | 0 | 0 | 0 | 0 | 0 | 0 | 0 | 0 | 0 | 0 | 0.00077537 | 0.00077537 | [40 empty] | All EPR in 2020WLDFRFinancial | WLDFR | HFTD - Distribution - Tier 2 - 5QU CoRE ¦ 3QU LoRE | Seismic - Non-Red Flag Warning - Catastrophic Fires | 2025 | Financial | 13939.561 | 487.9227 | 2025 | Control | 0.053 | 3 | 0 | esc | 0 | 0 | 0 | 0 | 0 | 0 | 0.055966 | 780.1444
[79 empty] | WLDFR | HFTD - Transmission - Tier 2 - 115 kV or Lower | Non-Red Flag Warning - Large Fires | 2020 | 0 | 0 | 0 | 0 | 5.2406 | 0.69642 | 2.942 | 1.6022 | 0.36069 | 0 | 0 | 0 | 1.308e-05 |  | 0 | 4.7177e-06 | 4.7177e-06 | 0 | 0 | 0 | 0 | 0 | 0 | 0 | 0 | 0 | [40 empty] | All EPR in 2020WLDFRSafety | WLDFR | HFTD - Distribution - Tier 2 - 5QU CoRE ¦ 3QU LoRE | Seismic - Non-Red Flag Warning - Catastrophic Fires | 2025 | Safety | 7467.8148 | 487.9227 | 2025 | Control | 0.053 | 3 | 0 | esc | 0 | 0 | 0 | 0 | 0 | 0 | 0.055966 | 417.9453
[79 empty] | WLDFR | HFTD - Transmission - Tier 2 - 115 kV or Lower | Non-Red Flag Warning - Large Fires | 2021 | 0 | 0 | 0 | 0 | 5.2406 | 0.69642 | 2.942 | 1.6022 | 0.36069 | 0.36069 | 0 | 0 | 1.308e-05 |  | 0 | 4.7177e-06 | 4.7177e-06 | 0 | 4.7177e-06 | 4.7177e-06 | 0 | 0 | 0 | 0 | 0 | 0 | [40 empty] | All EPR in 2020WLDFRElectric Reliability | WLDFR | HFTD - Distribution - Tier 2 - 5QU CoRE ¦ 3QU LoRE | Seismic - Red Flag Warning - Catastrophic Fires | 2021 | Electric Reliability | 409.2237 | 487.9227 | 2021 | Control | 0.1325 | 3 | 0 | esc | 0.15274 | 62.5039 | 0.15274 | 62.5039 | 0 | 0 | 0 | 0
[79 empty] | WLDFR | HFTD - Transmission - Tier 2 - 115 kV or Lower | Non-Red Flag Warning - Large Fires | 2022 | 0 | 0 | 0 | 0 | 5.2406 | 0.69642 | 2.942 | 1.6022 | 0.36069 | 0.36069 | 0.36069 | 0 | 1.308e-05 |  | 0 | 4.7177e-06 | 4.7177e-06 | 0 | 4.7177e-06 | 4.7177e-06 | 0 | 4.7177e-06 | 4.7177e-06 | 0 | 0 | 0 | [40 empty] | All EPR in 2020WLDFRFinancial | WLDFR | HFTD - Distribution - Tier 2 - 5QU CoRE ¦ 3QU LoRE | Seismic - Red Flag Warning - Catastrophic Fires | 2021 | Financial | 13469.0878 | 487.9227 | 2021 | Control | 0.053 | 3 | 0 | esc | 0.055966 | 753.8138 | 0.055966 | 753.8138 | 0 | 0 | 0 | 0
[79 empty] | WLDFR | HFTD - Transmission - Tier 2 - 115 kV or Lower | Non-Red Flag Warning - Large Fires | 2023 | 0 | 0 | 0 | 0 | 5.475 | 0.71896 | 3.0715 | 1.6846 | 0 | 0.37599 | 0.37599 | 0.37599 | 1.308e-05 |  | 0 | 0 | 0 | 0 | 4.9179e-06 | 4.9179e-06 | 0 | 4.9179e-06 | 4.9179e-06 | 0 | 4.9179e-06 | 4.9179e-06 | [40 empty] | All EPR in 2020WLDFRSafety | WLDFR | HFTD - Distribution - Tier 2 - 5QU CoRE ¦ 3QU LoRE | Seismic - Red Flag Warning - Catastrophic Fires | 2021 | Safety | 7205.5313 | 487.9227 | 2021 | Control | 0.053 | 3 | 0 | esc | 0.055966 | 403.2663 | 0.055966 | 403.2663 | 0 | 0 | 0 | 0
[79 empty] | WLDFR | HFTD - Transmission - Tier 2 - 115 kV or Lower | Non-Red Flag Warning - Large Fires | 2024 | 0 | 0 | 0 | 0 | 5.475 | 0.71896 | 3.0715 | 1.6846 | 0 | 0 | 0.37599 | 0.37599 | 1.308e-05 |  | 0 | 0 | 0 | 0 | 0 | 0 | 0 | 4.9179e-06 | 4.9179e-06 | 0 | 4.9179e-06 | 4.9179e-06 | [40 empty] | All EPR in 2020WLDFRElectric Reliability | WLDFR | HFTD - Distribution - Tier 2 - 5QU CoRE ¦ 3QU LoRE | Seismic - Red Flag Warning - Catastrophic Fires | 2022 | Electric Reliability | 409.2237 | 487.9227 | 2022 | Control | 0.1325 | 3 | 0 | esc | 0.15274 | 62.5039 | 0.15274 | 62.5039 | 0.15274 | 62.5039 | 0 | 0
[79 empty] | WLDFR | HFTD - Transmission - Tier 2 - 115 kV or Lower | Non-Red Flag Warning - Large Fires | 2025 | 0 | 0 | 0 | 0 | 5.475 | 0.71896 | 3.0715 | 1.6846 | 0 | 0 | 0 | 0.37599 | 1.308e-05 |  | 0 | 0 | 0 | 0 | 0 | 0 | 0 | 0 | 0 | 0 | 4.9179e-06 | 4.9179e-06 | [40 empty] | All EPR in 2020WLDFRFinancial | WLDFR | HFTD - Distribution - Tier 2 - 5QU CoRE ¦ 3QU LoRE | Seismic - Red Flag Warning - Catastrophic Fires | 2022 | Financial | 13469.0878 | 487.9227 | 2022 | Control | 0.053 | 3 | 0 | esc | 0.055966 | 753.8138 | 0.055966 | 753.8138 | 0.055966 | 753.8138 | 0 | 0
[79 empty] | WLDFR | HFTD - Transmission - Tier 2 - 115 kV or Lower | Non-Red Flag Warning - Small Fires | 2020 | 0 | 0 | 0 | 0 | 0.077901 | 0.036425 | 0.0015809 | 0.039895 | 0.0078847 | 0 | 0 | 0 | 0.0022461 |  | 0 | 1.771e-05 | 1.771e-05 | 0 | 0 | 0 | 0 | 0 | 0 | 0 | 0 | 0 | [40 empty] | All EPR in 2020WLDFRSafety | WLDFR | HFTD - Distribution - Tier 2 - 5QU CoRE ¦ 3QU LoRE | Seismic - Red Flag Warning - Catastrophic Fires | 2022 | Safety | 7205.5313 | 487.9227 | 2022 | Control | 0.053 | 3 | 0 | esc | 0.055966 | 403.2663 | 0.055966 | 403.2663 | 0.055966 | 403.2663 | 0 | 0
[79 empty] | WLDFR | HFTD - Transmission - Tier 2 - 115 kV or Lower | Non-Red Flag Warning - Small Fires | 2021 | 0 | 0 | 0 | 0 | 0.077901 | 0.036425 | 0.0015809 | 0.039895 | 0.0078847 | 0.0078847 | 0 | 0 | 0.0022461 |  | 0 | 1.771e-05 | 1.771e-05 | 0 | 1.771e-05 | 1.771e-05 | 0 | 0 | 0 | 0 | 0 | 0 | [40 empty] | All EPR in 2020WLDFRElectric Reliability | WLDFR | HFTD - Distribution - Tier 2 - 5QU CoRE ¦ 3QU LoRE | Seismic - Red Flag Warning - Catastrophic Fires | 2023 | Electric Reliability | 428.6023 | 487.9227 | 2023 | Control | 0.1325 | 3 | 0 | esc | 0 | 0 | 0.15274 | 65.4638 | 0.15274 | 65.4638 | 0.15274 | 65.4638
[79 empty] | WLDFR | HFTD - Transmission - Tier 2 - 115 kV or Lower | Non-Red Flag Warning - Small Fires | 2022 | 0 | 0 | 0 | 0 | 0.077901 | 0.036425 | 0.0015809 | 0.039895 | 0.0078847 | 0.0078847 | 0.0078847 | 0 | 0.0022461 |  | 0 | 1.771e-05 | 1.771e-05 | 0 | 1.771e-05 | 1.771e-05 | 0 | 1.771e-05 | 1.771e-05 | 0 | 0 | 0 | [40 empty] | All EPR in 2020WLDFRFinancial | WLDFR | HFTD - Distribution - Tier 2 - 5QU CoRE ¦ 3QU LoRE | Seismic - Red Flag Warning - Catastrophic Fires | 2023 | Financial | 13939.561 | 487.9227 | 2023 | Control | 0.053 | 3 | 0 | esc | 0 | 0 | 0.055966 | 780.1444 | 0.055966 | 780.1444 | 0.055966 | 780.1444
[79 empty] | WLDFR | HFTD - Transmission - Tier 2 - 115 kV or Lower | Non-Red Flag Warning - Small Fires | 2023 | 0 | 0 | 0 | 0 | 0.080408 | 0.03759 | 0.0016314 | 0.041187 | 0 | 0.0081378 | 0.0081378 | 0.0081378 | 0.0022461 |  | 0 | 0 | 0 | 0 | 1.8278e-05 | 1.8278e-05 | 0 | 1.8278e-05 | 1.8278e-05 | 0 | 1.8278e-05 | 1.8278e-05 | [40 empty] | All EPR in 2020WLDFRSafety | WLDFR | HFTD - Distribution - Tier 2 - 5QU CoRE ¦ 3QU LoRE | Seismic - Red Flag Warning - Catastrophic Fires | 2023 | Safety | 7467.8148 | 487.9227 | 2023 | Control | 0.053 | 3 | 0 | esc | 0 | 0 | 0.055966 | 417.9453 | 0.055966 | 417.9453 | 0.055966 | 417.9453
[79 empty] | WLDFR | HFTD - Transmission - Tier 2 - 115 kV or Lower | Non-Red Flag Warning - Small Fires | 2024 | 0 | 0 | 0 | 0 | 0.080408 | 0.03759 | 0.0016314 | 0.041187 | 0 | 0 | 0.0081378 | 0.0081378 | 0.0022461 |  | 0 | 0 | 0 | 0 | 0 | 0 | 0 | 1.8278e-05 | 1.8278e-05 | 0 | 1.8278e-05 | 1.8278e-05 | [40 empty] | All EPR in 2020WLDFRElectric Reliability | WLDFR | HFTD - Distribution - Tier 2 - 5QU CoRE ¦ 3QU LoRE | Seismic - Red Flag Warning - Catastrophic Fires | 2024 | Electric Reliability | 428.6023 | 487.9227 | 2024 | Control | 0.1325 | 3 | 0 | esc | 0 | 0 | 0 | 0 | 0.15274 | 65.4638 | 0.15274 | 65.4638
[79 empty] | WLDFR | HFTD - Transmission - Tier 2 - 115 kV or Lower | Non-Red Flag Warning - Small Fires | 2025 | 0 | 0 | 0 | 0 | 0.080408 | 0.03759 | 0.0016314 | 0.041187 | 0 | 0 | 0 | 0.0081378 | 0.0022461 |  | 0 | 0 | 0 | 0 | 0 | 0 | 0 | 0 | 0 | 0 | 1.8278e-05 | 1.8278e-05 | [40 empty] | All EPR in 2020WLDFRFinancial | WLDFR | HFTD - Distribution - Tier 2 - 5QU CoRE ¦ 3QU LoRE | Seismic - Red Flag Warning - Catastrophic Fires | 2024 | Financial | 13939.561 | 487.9227 | 2024 | Control | 0.053 | 3 | 0 | esc | 0 | 0 | 0 | 0 | 0.055966 | 780.1444 | 0.055966 | 780.1444
[79 empty] | WLDFR | HFTD - Transmission - Tier 2 - 115 kV or Lower | Red Flag Warning - Catastrophic Fires | 2020 | 0 | 0 | 0 | 0 | 14146.1306 | 222.2294 | 8585.7228 | 5338.1784 | 813.2108 | 0 | 0 | 0 | 9.9881e-06 |  | 0 | 0.0081224 | 0.0081224 | 0 | 0 | 0 | 0 | 0 | 0 | 0 | 0 | 0 | [40 empty] | All EPR in 2020WLDFRSafety | WLDFR | HFTD - Distribution - Tier 2 - 5QU CoRE ¦ 3QU LoRE | Seismic - Red Flag Warning - Catastrophic Fires | 2024 | Safety | 7467.8148 | 487.9227 | 2024 | Control | 0.053 | 3 | 0 | esc | 0 | 0 | 0 | 0 | 0.055966 | 417.9453 | 0.055966 | 417.9453
[79 empty] | WLDFR | HFTD - Transmission - Tier 2 - 115 kV or Lower | Red Flag Warning - Catastrophic Fires | 2021 | 0 | 0 | 0 | 0 | 14146.1306 | 222.2294 | 8585.7228 | 5338.1784 | 813.2108 | 813.2108 | 0 | 0 | 9.9881e-06 |  | 0 | 0.0081224 | 0.0081224 | 0 | 0.0081224 | 0.0081224 | 0 | 0 | 0 | 0 | 0 | 0 | [40 empty] | All EPR in 2020WLDFRElectric Reliability | WLDFR | HFTD - Distribution - Tier 2 - 5QU CoRE ¦ 3QU LoRE | Seismic - Red Flag Warning - Catastrophic Fires | 2025 | Electric Reliability | 428.6023 | 487.9227 | 2025 | Control | 0.1325 | 3 | 0 | esc | 0 | 0 | 0 | 0 | 0 | 0 | 0.15274 | 65.4638
[79 empty] | WLDFR | HFTD - Transmission - Tier 2 - 115 kV or Lower | Red Flag Warning - Catastrophic Fires | 2022 | 0 | 0 | 0 | 0 | 14146.1306 | 222.2294 | 8585.7228 | 5338.1784 | 813.2108 | 813.2108 | 813.2108 | 0 | 9.9881e-06 |  | 0 | 0.0081224 | 0.0081224 | 0 | 0.0081224 | 0.0081224 | 0 | 0.0081224 | 0.0081224 | 0 | 0 | 0 | [40 empty] | All EPR in 2020WLDFRFinancial | WLDFR | HFTD - Distribution - Tier 2 - 5QU CoRE ¦ 3QU LoRE | Seismic - Red Flag Warning - Catastrophic Fires | 2025 | Financial | 13939.561 | 487.9227 | 2025 | Control | 0.053 | 3 | 0 | esc | 0 | 0 | 0 | 0 | 0 | 0 | 0.055966 | 780.1444
[79 empty] | WLDFR | HFTD - Transmission - Tier 2 - 115 kV or Lower | Red Flag Warning - Catastrophic Fires | 2023 | 0 | 0 | 0 | 0 | 14664.6376 | 233.2301 | 8896.516 | 5534.8915 | 0 | 843.2942 | 843.2942 | 843.2942 | 9.9881e-06 |  | 0 | 0 | 0 | 0 | 0.0084229 | 0.0084229 | 0 | 0.0084229 | 0.0084229 | 0 | 0.0084229 | 0.0084229 | [40 empty] | All EPR in 2020WLDFRSafety | WLDFR | HFTD - Distribution - Tier 2 - 5QU CoRE ¦ 3QU LoRE | Seismic - Red Flag Warning - Catastrophic Fires | 2025 | Safety | 7467.8148 | 487.9227 | 2025 | Control | 0.053 | 3 | 0 | esc | 0 | 0 | 0 | 0 | 0 | 0 | 0.055966 | 417.9453
[79 empty] | WLDFR | HFTD - Transmission - Tier 2 - 115 kV or Lower | Red Flag Warning - Catastrophic Fires | 2024 | 0 | 0 | 0 | 0 | 14664.6376 | 233.2301 | 8896.516 | 5534.8915 | 0 | 0 | 843.2942 | 843.2942 | 9.9881e-06 |  | 0 | 0 | 0 | 0 | 0 | 0 | 0 | 0.0084229 | 0.0084229 | 0 | 0.0084229 | 0.0084229 | [40 empty] | All EPR in 2020WLDFRElectric Reliability | WLDFR | HFTD - Distribution - Tier 2 - 5QU CoRE ¦ 4QU LoRE | Non-Red Flag Warning - Catastrophic Fires | 2021 | Electric Reliability | 222.2294 | 375.6459 | 2021 | Control | 0.1325 | 3 | 0 | esc | 0.15274 | 33.9428 | 0.15274 | 33.9428 | 0 | 0 | 0 | 0
[79 empty] | WLDFR | HFTD - Transmission - Tier 2 - 115 kV or Lower | Red Flag Warning - Catastrophic Fires | 2025 | 0 | 0 | 0 | 0 | 14664.6376 | 233.2301 | 8896.516 | 5534.8915 | 0 | 0 | 0 | 843.2942 | 9.9881e-06 |  | 0 | 0 | 0 | 0 | 0 | 0 | 0 | 0 | 0 | 0 | 0.0084229 | 0.0084229 | [40 empty] | All EPR in 2020WLDFRFinancial | WLDFR | HFTD - Distribution - Tier 2 - 5QU CoRE ¦ 4QU LoRE | Non-Red Flag Warning - Catastrophic Fires | 2021 | Financial | 8585.7228 | 375.6459 | 2021 | Control | 0.053 | 3 | 0 | esc | 0.055966 | 480.5104 | 0.055966 | 480.5104 | 0 | 0 | 0 | 0
[79 empty] | WLDFR | HFTD - Transmission - Tier 2 - 115 kV or Lower | Red Flag Warning - Destructive Fires | 2020 | 0 | 0 | 0 | 0 | 8807.9522 | 222.2294 | 8585.7228 | 0 | 514.4532 | 0 | 0 | 0 | 1.4269e-06 |  | 0 | 0.00073406 | 0.00073406 | 0 | 0 | 0 | 0 | 0 | 0 | 0 | 0 | 0 | [40 empty] | All EPR in 2020WLDFRSafety | WLDFR | HFTD - Distribution - Tier 2 - 5QU CoRE ¦ 4QU LoRE | Non-Red Flag Warning - Catastrophic Fires | 2021 | Safety | 5338.1784 | 375.6459 | 2021 | Control | 0.053 | 3 | 0 | esc | 0.055966 | 298.7576 | 0.055966 | 298.7576 | 0 | 0 | 0 | 0
[79 empty] | WLDFR | HFTD - Transmission - Tier 2 - 115 kV or Lower | Red Flag Warning - Destructive Fires | 2021 | 0 | 0 | 0 | 0 | 8807.9522 | 222.2294 | 8585.7228 | 0 | 514.4532 | 514.4532 | 0 | 0 | 1.4269e-06 |  | 0 | 0.00073406 | 0.00073406 | 0 | 0.00073406 | 0.00073406 | 0 | 0 | 0 | 0 | 0 | 0 | [40 empty] | All EPR in 2020WLDFRElectric Reliability | WLDFR | HFTD - Distribution - Tier 2 - 5QU CoRE ¦ 4QU LoRE | Non-Red Flag Warning - Catastrophic Fires | 2022 | Electric Reliability | 222.2294 | 375.6459 | 2022 | Control | 0.1325 | 3 | 0 | esc | 0.15274 | 33.9428 | 0.15274 | 33.9428 | 0.15274 | 33.9428 | 0 | 0
[79 empty] | WLDFR | HFTD - Transmission - Tier 2 - 115 kV or Lower | Red Flag Warning - Destructive Fires | 2022 | 0 | 0 | 0 | 0 | 8807.9522 | 222.2294 | 8585.7228 | 0 | 514.4532 | 514.4532 | 514.4532 | 0 | 1.4269e-06 |  | 0 | 0.00073406 | 0.00073406 | 0 | 0.00073406 | 0.00073406 | 0 | 0.00073406 | 0.00073406 | 0 | 0 | 0 | [40 empty] | All EPR in 2020WLDFRFinancial | WLDFR | HFTD - Distribution - Tier 2 - 5QU CoRE ¦ 4QU LoRE | Non-Red Flag Warning - Catastrophic Fires | 2022 | Financial | 8585.7228 | 375.6459 | 2022 | Control | 0.053 | 3 | 0 | esc | 0.055966 | 480.5104 | 0.055966 | 480.5104 | 0.055966 | 480.5104 | 0 | 0
[79 empty] | WLDFR | HFTD - Transmission - Tier 2 - 115 kV or Lower | Red Flag Warning - Destructive Fires | 2023 | 0 | 0 | 0 | 0 | 9129.7461 | 233.2301 | 8896.516 | 0 | 0 | 533.5273 | 533.5273 | 533.5273 | 1.4269e-06 |  | 0 | 0 | 0 | 0 | 0.00076128 | 0.00076128 | 0 | 0.00076128 | 0.00076128 | 0 | 0.00076128 | 0.00076128 | [40 empty] | All EPR in 2020WLDFRSafety | WLDFR | HFTD - Distribution - Tier 2 - 5QU CoRE ¦ 4QU LoRE | Non-Red Flag Warning - Catastrophic Fires | 2022 | Safety | 5338.1784 | 375.6459 | 2022 | Control | 0.053 | 3 | 0 | esc | 0.055966 | 298.7576 | 0.055966 | 298.7576 | 0.055966 | 298.7576 | 0 | 0
[79 empty] | WLDFR | HFTD - Transmission - Tier 2 - 115 kV or Lower | Red Flag Warning - Destructive Fires | 2024 | 0 | 0 | 0 | 0 | 9129.7461 | 233.2301 | 8896.516 | 0 | 0 | 0 | 533.5273 | 533.5273 | 1.4269e-06 |  | 0 | 0 | 0 | 0 | 0 | 0 | 0 | 0.00076128 | 0.00076128 | 0 | 0.00076128 | 0.00076128 | [40 empty] | All EPR in 2020WLDFRElectric Reliability | WLDFR | HFTD - Distribution - Tier 2 - 5QU CoRE ¦ 4QU LoRE | Non-Red Flag Warning - Catastrophic Fires | 2023 | Electric Reliability | 233.2301 | 375.6459 | 2023 | Control | 0.1325 | 3 | 0 | esc | 0 | 0 | 0.15274 | 35.623 | 0.15274 | 35.623 | 0.15274 | 35.623
[79 empty] | WLDFR | HFTD - Transmission - Tier 2 - 115 kV or Lower | Red Flag Warning - Destructive Fires | 2025 | 0 | 0 | 0 | 0 | 9129.7461 | 233.2301 | 8896.516 | 0 | 0 | 0 | 0 | 533.5273 | 1.4269e-06 |  | 0 | 0 | 0 | 0 | 0 | 0 | 0 | 0 | 0 | 0 | 0.00076128 | 0.00076128 | [40 empty] | All EPR in 2020WLDFRFinancial | WLDFR | HFTD - Distribution - Tier 2 - 5QU CoRE ¦ 4QU LoRE | Non-Red Flag Warning - Catastrophic Fires | 2023 | Financial | 8896.516 | 375.6459 | 2023 | Control | 0.053 | 3 | 0 | esc | 0 | 0 | 0.055966 | 497.9043 | 0.055966 | 497.9043 | 0.055966 | 497.9043
[79 empty] | WLDFR | HFTD - Transmission - Tier 2 - 115 kV or Lower | Red Flag Warning - Large Fires | 2020 | 0 | 0 | 0 | 0 | 5.2406 | 0.69642 | 2.942 | 1.6022 | 0.36069 | 0 | 0 | 0 | 8.5612e-06 |  | 0 | 3.0879e-06 | 3.0879e-06 | 0 | 0 | 0 | 0 | 0 | 0 | 0 | 0 | 0 | [40 empty] | All EPR in 2020WLDFRSafety | WLDFR | HFTD - Distribution - Tier 2 - 5QU CoRE ¦ 4QU LoRE | Non-Red Flag Warning - Catastrophic Fires | 2023 | Safety | 5534.8915 | 375.6459 | 2023 | Control | 0.053 | 3 | 0 | esc | 0 | 0 | 0.055966 | 309.7669 | 0.055966 | 309.7669 | 0.055966 | 309.7669
[79 empty] | WLDFR | HFTD - Transmission - Tier 2 - 115 kV or Lower | Red Flag Warning - Large Fires | 2021 | 0 | 0 | 0 | 0 | 5.2406 | 0.69642 | 2.942 | 1.6022 | 0.36069 | 0.36069 | 0 | 0 | 8.5612e-06 |  | 0 | 3.0879e-06 | 3.0879e-06 | 0 | 3.0879e-06 | 3.0879e-06 | 0 | 0 | 0 | 0 | 0 | 0 | [40 empty] | All EPR in 2020WLDFRElectric Reliability | WLDFR | HFTD - Distribution - Tier 2 - 5QU CoRE ¦ 4QU LoRE | Non-Red Flag Warning - Catastrophic Fires | 2024 | Electric Reliability | 233.2301 | 375.6459 | 2024 | Control | 0.1325 | 3 | 0 | esc | 0 | 0 | 0 | 0 | 0.15274 | 35.623 | 0.15274 | 35.623
[79 empty] | WLDFR | HFTD - Transmission - Tier 2 - 115 kV or Lower | Red Flag Warning - Large Fires | 2022 | 0 | 0 | 0 | 0 | 5.2406 | 0.69642 | 2.942 | 1.6022 | 0.36069 | 0.36069 | 0.36069 | 0 | 8.5612e-06 |  | 0 | 3.0879e-06 | 3.0879e-06 | 0 | 3.0879e-06 | 3.0879e-06 | 0 | 3.0879e-06 | 3.0879e-06 | 0 | 0 | 0 | [40 empty] | All EPR in 2020WLDFRFinancial | WLDFR | HFTD - Distribution - Tier 2 - 5QU CoRE ¦ 4QU LoRE | Non-Red Flag Warning - Catastrophic Fires | 2024 | Financial | 8896.516 | 375.6459 | 2024 | Control | 0.053 | 3 | 0 | esc | 0 | 0 | 0 | 0 | 0.055966 | 497.9043 | 0.055966 | 497.9043
[79 empty] | WLDFR | HFTD - Transmission - Tier 2 - 115 kV or Lower | Red Flag Warning - Large Fires | 2023 | 0 | 0 | 0 | 0 | 5.475 | 0.71896 | 3.0715 | 1.6846 | 0 | 0.37599 | 0.37599 | 0.37599 | 8.5612e-06 |  | 0 | 0 | 0 | 0 | 3.219e-06 | 3.219e-06 | 0 | 3.219e-06 | 3.219e-06 | 0 | 3.219e-06 | 3.219e-06 | [40 empty] | All EPR in 2020WLDFRSafety | WLDFR | HFTD - Distribution - Tier 2 - 5QU CoRE ¦ 4QU LoRE | Non-Red Flag Warning - Catastrophic Fires | 2024 | Safety | 5534.8915 | 375.6459 | 2024 | Control | 0.053 | 3 | 0 | esc | 0 | 0 | 0 | 0 | 0.055966 | 309.7669 | 0.055966 | 309.7669
[79 empty] | WLDFR | HFTD - Transmission - Tier 2 - 115 kV or Lower | Red Flag Warning - Large Fires | 2024 | 0 | 0 | 0 | 0 | 5.475 | 0.71896 | 3.0715 | 1.6846 | 0 | 0 | 0.37599 | 0.37599 | 8.5612e-06 |  | 0 | 0 | 0 | 0 | 0 | 0 | 0 | 3.219e-06 | 3.219e-06 | 0 | 3.219e-06 | 3.219e-06 | [40 empty] | All EPR in 2020WLDFRElectric Reliability | WLDFR | HFTD - Distribution - Tier 2 - 5QU CoRE ¦ 4QU LoRE | Non-Red Flag Warning - Catastrophic Fires | 2025 | Electric Reliability | 233.2301 | 375.6459 | 2025 | Control | 0.1325 | 3 | 0 | esc | 0 | 0 | 0 | 0 | 0 | 0 | 0.15274 | 35.623
[79 empty] | WLDFR | HFTD - Transmission - Tier 2 - 115 kV or Lower | Red Flag Warning - Large Fires | 2025 | 0 | 0 | 0 | 0 | 5.475 | 0.71896 | 3.0715 | 1.6846 | 0 | 0 | 0 | 0.37599 | 8.5612e-06 |  | 0 | 0 | 0 | 0 | 0 | 0 | 0 | 0 | 0 | 0 | 3.219e-06 | 3.219e-06 | [40 empty] | All EPR in 2020WLDFRFinancial | WLDFR | HFTD - Distribution - Tier 2 - 5QU CoRE ¦ 4QU LoRE | Non-Red Flag Warning - Catastrophic Fires | 2025 | Financial | 8896.516 | 375.6459 | 2025 | Control | 0.053 | 3 | 0 | esc | 0 | 0 | 0 | 0 | 0 | 0 | 0.055966 | 497.9043
[79 empty] | WLDFR | HFTD - Transmission - Tier 2 - 115 kV or Lower | Red Flag Warning - Small Fires | 2020 | 0 | 0 | 0 | 0 | 0.077901 | 0.036425 | 0.0015809 | 0.039895 | 0.0078847 | 0 | 0 | 0 | 0.00011764 |  | 0 | 9.2754e-07 | 9.2754e-07 | 0 | 0 | 0 | 0 | 0 | 0 | 0 | 0 | 0 | [40 empty] | All EPR in 2020WLDFRSafety | WLDFR | HFTD - Distribution - Tier 2 - 5QU CoRE ¦ 4QU LoRE | Non-Red Flag Warning - Catastrophic Fires | 2025 | Safety | 5534.8915 | 375.6459 | 2025 | Control | 0.053 | 3 | 0 | esc | 0 | 0 | 0 | 0 | 0 | 0 | 0.055966 | 309.7669
[79 empty] | WLDFR | HFTD - Transmission - Tier 2 - 115 kV or Lower | Red Flag Warning - Small Fires | 2021 | 0 | 0 | 0 | 0 | 0.077901 | 0.036425 | 0.0015809 | 0.039895 | 0.0078847 | 0.0078847 | 0 | 0 | 0.00011764 |  | 0 | 9.2754e-07 | 9.2754e-07 | 0 | 9.2754e-07 | 9.2754e-07 | 0 | 0 | 0 | 0 | 0 | 0 | [40 empty] | All EPR in 2020WLDFRElectric Reliability | WLDFR | HFTD - Distribution - Tier 2 - 5QU CoRE ¦ 4QU LoRE | Non-Red Flag Warning - Destructive Fires | 2021 | Electric Reliability | 222.2294 | 375.6459 | 2021 | Control | 0.1325 | 3 | 0 | esc | 0.15274 | 33.9428 | 0.15274 | 33.9428 | 0 | 0 | 0 | 0
[79 empty] | WLDFR | HFTD - Transmission - Tier 2 - 115 kV or Lower | Red Flag Warning - Small Fires | 2022 | 0 | 0 | 0 | 0 | 0.077901 | 0.036425 | 0.0015809 | 0.039895 | 0.0078847 | 0.0078847 | 0.0078847 | 0 | 0.00011764 |  | 0 | 9.2754e-07 | 9.2754e-07 | 0 | 9.2754e-07 | 9.2754e-07 | 0 | 9.2754e-07 | 9.2754e-07 | 0 | 0 | 0 | [40 empty] | All EPR in 2020WLDFRFinancial | WLDFR | HFTD - Distribution - Tier 2 - 5QU CoRE ¦ 4QU LoRE | Non-Red Flag Warning - Destructive Fires | 2021 | Financial | 8585.7228 | 375.6459 | 2021 | Control | 0.053 | 3 | 0 | esc | 0.055966 | 480.5104 | 0.055966 | 480.5104 | 0 | 0 | 0 | 0
[79 empty] | WLDFR | HFTD - Transmission - Tier 2 - 115 kV or Lower | Red Flag Warning - Small Fires | 2023 | 0 | 0 | 0 | 0 | 0.080408 | 0.03759 | 0.0016314 | 0.041187 | 0 | 0.0081378 | 0.0081378 | 0.0081378 | 0.00011764 |  | 0 | 0 | 0 | 0 | 9.5731e-07 | 9.5731e-07 | 0 | 9.5731e-07 | 9.5731e-07 | 0 | 9.5731e-07 | 9.5731e-07 | [40 empty] | All EPR in 2020WLDFRElectric Reliability | WLDFR | HFTD - Distribution - Tier 2 - 5QU CoRE ¦ 4QU LoRE | Non-Red Flag Warning - Destructive Fires | 2022 | Electric Reliability | 222.2294 | 375.6459 | 2022 | Control | 0.1325 | 3 | 0 | esc | 0.15274 | 33.9428 | 0.15274 | 33.9428 | 0.15274 | 33.9428 | 0 | 0
[79 empty] | WLDFR | HFTD - Transmission - Tier 2 - 115 kV or Lower | Red Flag Warning - Small Fires | 2024 | 0 | 0 | 0 | 0 | 0.080408 | 0.03759 | 0.0016314 | 0.041187 | 0 | 0 | 0.0081378 | 0.0081378 | 0.00011764 |  | 0 | 0 | 0 | 0 | 0 | 0 | 0 | 9.5731e-07 | 9.5731e-07 | 0 | 9.5731e-07 | 9.5731e-07 | [40 empty] | All EPR in 2020WLDFRFinancial | WLDFR | HFTD - Distribution - Tier 2 - 5QU CoRE ¦ 4QU LoRE | Non-Red Flag Warning - Destructive Fires | 2022 | Financial | 8585.7228 | 375.6459 | 2022 | Control | 0.053 | 3 | 0 | esc | 0.055966 | 480.5104 | 0.055966 | 480.5104 | 0.055966 | 480.5104 | 0 | 0
[79 empty] | WLDFR | HFTD - Transmission - Tier 2 - 115 kV or Lower | Red Flag Warning - Small Fires | 2025 | 0 | 0 | 0 | 0 | 0.080408 | 0.03759 | 0.0016314 | 0.041187 | 0 | 0 | 0 | 0.0081378 | 0.00011764 |  | 0 | 0 | 0 | 0 | 0 | 0 | 0 | 0 | 0 | 0 | 9.5731e-07 | 9.5731e-07 | [40 empty] | All EPR in 2020WLDFRElectric Reliability | WLDFR | HFTD - Distribution - Tier 2 - 5QU CoRE ¦ 4QU LoRE | Non-Red Flag Warning - Destructive Fires | 2023 | Electric Reliability | 233.2301 | 375.6459 | 2023 | Control | 0.1325 | 3 | 0 | esc | 0 | 0 | 0.15274 | 35.623 | 0.15274 | 35.623 | 0.15274 | 35.623
[79 empty] | WLDFR | HFTD - Transmission - Tier 2 - 230 kV or Higher | Non-Red Flag Warning - Catastrophic Fires | 2020 | 0 | 0 | 0 | 0 | 14146.1306 | 222.2294 | 8585.7228 | 5338.1784 | 813.2108 | 0 | 0 | 0 | 3.0438e-07 |  | 0 | 0.00024753 | 0.00024753 | 0 | 0 | 0 | 0 | 0 | 0 | 0 | 0 | 0 | [40 empty] | All EPR in 2020WLDFRFinancial | WLDFR | HFTD - Distribution - Tier 2 - 5QU CoRE ¦ 4QU LoRE | Non-Red Flag Warning - Destructive Fires | 2023 | Financial | 8896.516 | 375.6459 | 2023 | Control | 0.053 | 3 | 0 | esc | 0 | 0 | 0.055966 | 497.9043 | 0.055966 | 497.9043 | 0.055966 | 497.9043
[79 empty] | WLDFR | HFTD - Transmission - Tier 2 - 230 kV or Higher | Non-Red Flag Warning - Catastrophic Fires | 2021 | 0 | 0 | 0 | 0 | 14146.1306 | 222.2294 | 8585.7228 | 5338.1784 | 813.2108 | 813.2108 | 0 | 0 | 3.0438e-07 |  | 0 | 0.00024753 | 0.00024753 | 0 | 0.00024753 | 0.00024753 | 0 | 0 | 0 | 0 | 0 | 0 | [40 empty] | All EPR in 2020WLDFRElectric Reliability | WLDFR | HFTD - Distribution - Tier 2 - 5QU CoRE ¦ 4QU LoRE | Non-Red Flag Warning - Destructive Fires | 2024 | Electric Reliability | 233.2301 | 375.6459 | 2024 | Control | 0.1325 | 3 | 0 | esc | 0 | 0 | 0 | 0 | 0.15274 | 35.623 | 0.15274 | 35.623
[79 empty] | WLDFR | HFTD - Transmission - Tier 2 - 230 kV or Higher | Non-Red Flag Warning - Catastrophic Fires | 2022 | 0 | 0 | 0 | 0 | 14146.1306 | 222.2294 | 8585.7228 | 5338.1784 | 813.2108 | 813.2108 | 813.2108 | 0 | 3.0438e-07 |  | 0 | 0.00024753 | 0.00024753 | 0 | 0.00024753 | 0.00024753 | 0 | 0.00024753 | 0.00024753 | 0 | 0 | 0 | [40 empty] | All EPR in 2020WLDFRFinancial | WLDFR | HFTD - Distribution - Tier 2 - 5QU CoRE ¦ 4QU LoRE | Non-Red Flag Warning - Destructive Fires | 2024 | Financial | 8896.516 | 375.6459 | 2024 | Control | 0.053 | 3 | 0 | esc | 0 | 0 | 0 | 0 | 0.055966 | 497.9043 | 0.055966 | 497.9043
[79 empty] | WLDFR | HFTD - Transmission - Tier 2 - 230 kV or Higher | Non-Red Flag Warning - Catastrophic Fires | 2023 | 0 | 0 | 0 | 0 | 14664.6376 | 233.2301 | 8896.516 | 5534.8915 | 0 | 843.2942 | 843.2942 | 843.2942 | 3.0438e-07 |  | 0 | 0 | 0 | 0 | 0.00025668 | 0.00025668 | 0 | 0.00025668 | 0.00025668 | 0 | 0.00025668 | 0.00025668 | [40 empty] | All EPR in 2020WLDFRElectric Reliability | WLDFR | HFTD - Distribution - Tier 2 - 5QU CoRE ¦ 4QU LoRE | Non-Red Flag Warning - Destructive Fires | 2025 | Electric Reliability | 233.2301 | 375.6459 | 2025 | Control | 0.1325 | 3 | 0 | esc | 0 | 0 | 0 | 0 | 0 | 0 | 0.15274 | 35.623
[79 empty] | WLDFR | HFTD - Transmission - Tier 2 - 230 kV or Higher | Non-Red Flag Warning - Catastrophic Fires | 2024 | 0 | 0 | 0 | 0 | 14664.6376 | 233.2301 | 8896.516 | 5534.8915 | 0 | 0 | 843.2942 | 843.2942 | 3.0438e-07 |  | 0 | 0 | 0 | 0 | 0 | 0 | 0 | 0.00025668 | 0.00025668 | 0 | 0.00025668 | 0.00025668 | [40 empty] | All EPR in 2020WLDFRFinancial | WLDFR | HFTD - Distribution - Tier 2 - 5QU CoRE ¦ 4QU LoRE | Non-Red Flag Warning - Destructive Fires | 2025 | Financial | 8896.516 | 375.6459 | 2025 | Control | 0.053 | 3 | 0 | esc | 0 | 0 | 0 | 0 | 0 | 0 | 0.055966 | 497.9043
[79 empty] | WLDFR | HFTD - Transmission - Tier 2 - 230 kV or Higher | Non-Red Flag Warning - Catastrophic Fires | 2025 | 0 | 0 | 0 | 0 | 14664.6376 | 233.2301 | 8896.516 | 5534.8915 | 0 | 0 | 0 | 843.2942 | 3.0438e-07 |  | 0 | 0 | 0 | 0 | 0 | 0 | 0 | 0 | 0 | 0 | 0.00025668 | 0.00025668 | [40 empty] | All EPR in 2020WLDFRElectric Reliability | WLDFR | HFTD - Distribution - Tier 2 - 5QU CoRE ¦ 4QU LoRE | Non-Red Flag Warning - Large Fires | 2021 | Electric Reliability | 0.69642 | 375.6459 | 2021 | Control | 0.1325 | 3 | 0 | esc | 0.15274 | 0.10637 | 0.15274 | 0.10637 | 0 | 0 | 0 | 0
[79 empty] | WLDFR | HFTD - Transmission - Tier 2 - 230 kV or Higher | Non-Red Flag Warning - Destructive Fires | 2020 | 0 | 0 | 0 | 0 | 8807.9522 | 222.2294 | 8585.7228 | 0 | 514.4532 | 0 | 0 | 0 | 3.0438e-07 |  | 0 | 0.00015659 | 0.00015659 | 0 | 0 | 0 | 0 | 0 | 0 | 0 | 0 | 0 | [40 empty] | All EPR in 2020WLDFRFinancial | WLDFR | HFTD - Distribution - Tier 2 - 5QU CoRE ¦ 4QU LoRE | Non-Red Flag Warning - Large Fires | 2021 | Financial | 2.942 | 375.6459 | 2021 | Control | 0.053 | 3 | 0 | esc | 0.055966 | 0.16465 | 0.055966 | 0.16465 | 0 | 0 | 0 | 0
[79 empty] | WLDFR | HFTD - Transmission - Tier 2 - 230 kV or Higher | Non-Red Flag Warning - Destructive Fires | 2021 | 0 | 0 | 0 | 0 | 8807.9522 | 222.2294 | 8585.7228 | 0 | 514.4532 | 514.4532 | 0 | 0 | 3.0438e-07 |  | 0 | 0.00015659 | 0.00015659 | 0 | 0.00015659 | 0.00015659 | 0 | 0 | 0 | 0 | 0 | 0 | [40 empty] | All EPR in 2020WLDFRSafety | WLDFR | HFTD - Distribution - Tier 2 - 5QU CoRE ¦ 4QU LoRE | Non-Red Flag Warning - Large Fires | 2021 | Safety | 1.6022 | 375.6459 | 2021 | Control | 0.053 | 3 | 0 | esc | 0.055966 | 0.089668 | 0.055966 | 0.089668 | 0 | 0 | 0 | 0
[79 empty] | WLDFR | HFTD - Transmission - Tier 2 - 230 kV or Higher | Non-Red Flag Warning - Destructive Fires | 2022 | 0 | 0 | 0 | 0 | 8807.9522 | 222.2294 | 8585.7228 | 0 | 514.4532 | 514.4532 | 514.4532 | 0 | 3.0438e-07 |  | 0 | 0.00015659 | 0.00015659 | 0 | 0.00015659 | 0.00015659 | 0 | 0.00015659 | 0.00015659 | 0 | 0 | 0 | [40 empty] | All EPR in 2020WLDFRElectric Reliability | WLDFR | HFTD - Distribution - Tier 2 - 5QU CoRE ¦ 4QU LoRE | Non-Red Flag Warning - Large Fires | 2022 | Electric Reliability | 0.69642 | 375.6459 | 2022 | Control | 0.1325 | 3 | 0 | esc | 0.15274 | 0.10637 | 0.15274 | 0.10637 | 0.15274 | 0.10637 | 0 | 0
[79 empty] | WLDFR | HFTD - Transmission - Tier 2 - 230 kV or Higher | Non-Red Flag Warning - Destructive Fires | 2023 | 0 | 0 | 0 | 0 | 9129.7461 | 233.2301 | 8896.516 | 0 | 0 | 533.5273 | 533.5273 | 533.5273 | 3.0438e-07 |  | 0 | 0 | 0 | 0 | 0.0001624 | 0.0001624 | 0 | 0.0001624 | 0.0001624 | 0 | 0.0001624 | 0.0001624 | [40 empty] | All EPR in 2020WLDFRFinancial | WLDFR | HFTD - Distribution - Tier 2 - 5QU CoRE ¦ 4QU LoRE | Non-Red Flag Warning - Large Fires | 2022 | Financial | 2.942 | 375.6459 | 2022 | Control | 0.053 | 3 | 0 | esc | 0.055966 | 0.16465 | 0.055966 | 0.16465 | 0.055966 | 0.16465 | 0 | 0
[79 empty] | WLDFR | HFTD - Transmission - Tier 2 - 230 kV or Higher | Non-Red Flag Warning - Destructive Fires | 2024 | 0 | 0 | 0 | 0 | 9129.7461 | 233.2301 | 8896.516 | 0 | 0 | 0 | 533.5273 | 533.5273 | 3.0438e-07 |  | 0 | 0 | 0 | 0 | 0 | 0 | 0 | 0.0001624 | 0.0001624 | 0 | 0.0001624 | 0.0001624 | [40 empty] | All EPR in 2020WLDFRSafety | WLDFR | HFTD - Distribution - Tier 2 - 5QU CoRE ¦ 4QU LoRE | Non-Red Flag Warning - Large Fires | 2022 | Safety | 1.6022 | 375.6459 | 2022 | Control | 0.053 | 3 | 0 | esc | 0.055966 | 0.089668 | 0.055966 | 0.089668 | 0.055966 | 0.089668 | 0 | 0
[79 empty] | WLDFR | HFTD - Transmission - Tier 2 - 230 kV or Higher | Non-Red Flag Warning - Destructive Fires | 2025 | 0 | 0 | 0 | 0 | 9129.7461 | 233.2301 | 8896.516 | 0 | 0 | 0 | 0 | 533.5273 | 3.0438e-07 |  | 0 | 0 | 0 | 0 | 0 | 0 | 0 | 0 | 0 | 0 | 0.0001624 | 0.0001624 | [40 empty] | All EPR in 2020WLDFRElectric Reliability | WLDFR | HFTD - Distribution - Tier 2 - 5QU CoRE ¦ 4QU LoRE | Non-Red Flag Warning - Large Fires | 2023 | Electric Reliability | 0.71896 | 375.6459 | 2023 | Control | 0.1325 | 3 | 0 | esc | 0 | 0 | 0.15274 | 0.10981 | 0.15274 | 0.10981 | 0.15274 | 0.10981
[79 empty] | WLDFR | HFTD - Transmission - Tier 2 - 230 kV or Higher | Non-Red Flag Warning - Large Fires | 2020 | 0 | 0 | 0 | 0 | 5.2406 | 0.69642 | 2.942 | 1.6022 | 0.36069 | 0 | 0 | 0 | 2.7394e-06 |  | 0 | 9.8808e-07 | 9.8808e-07 | 0 | 0 | 0 | 0 | 0 | 0 | 0 | 0 | 0 | [40 empty] | All EPR in 2020WLDFRFinancial | WLDFR | HFTD - Distribution - Tier 2 - 5QU CoRE ¦ 4QU LoRE | Non-Red Flag Warning - Large Fires | 2023 | Financial | 3.0715 | 375.6459 | 2023 | Control | 0.053 | 3 | 0 | esc | 0 | 0 | 0.055966 | 0.1719 | 0.055966 | 0.1719 | 0.055966 | 0.1719
[79 empty] | WLDFR | HFTD - Transmission - Tier 2 - 230 kV or Higher | Non-Red Flag Warning - Large Fires | 2021 | 0 | 0 | 0 | 0 | 5.2406 | 0.69642 | 2.942 | 1.6022 | 0.36069 | 0.36069 | 0 | 0 | 2.7394e-06 |  | 0 | 9.8808e-07 | 9.8808e-07 | 0 | 9.8808e-07 | 9.8808e-07 | 0 | 0 | 0 | 0 | 0 | 0 | [40 empty] | All EPR in 2020WLDFRSafety | WLDFR | HFTD - Distribution - Tier 2 - 5QU CoRE ¦ 4QU LoRE | Non-Red Flag Warning - Large Fires | 2023 | Safety | 1.6846 | 375.6459 | 2023 | Control | 0.053 | 3 | 0 | esc | 0 | 0 | 0.055966 | 0.094279 | 0.055966 | 0.094279 | 0.055966 | 0.094279
[79 empty] | WLDFR | HFTD - Transmission - Tier 2 - 230 kV or Higher | Non-Red Flag Warning - Large Fires | 2022 | 0 | 0 | 0 | 0 | 5.2406 | 0.69642 | 2.942 | 1.6022 | 0.36069 | 0.36069 | 0.36069 | 0 | 2.7394e-06 |  | 0 | 9.8808e-07 | 9.8808e-07 | 0 | 9.8808e-07 | 9.8808e-07 | 0 | 9.8808e-07 | 9.8808e-07 | 0 | 0 | 0 | [40 empty] | All EPR in 2020WLDFRElectric Reliability | WLDFR | HFTD - Distribution - Tier 2 - 5QU CoRE ¦ 4QU LoRE | Non-Red Flag Warning - Large Fires | 2024 | Electric Reliability | 0.71896 | 375.6459 | 2024 | Control | 0.1325 | 3 | 0 | esc | 0 | 0 | 0 | 0 | 0.15274 | 0.10981 | 0.15274 | 0.10981
[79 empty] | WLDFR | HFTD - Transmission - Tier 2 - 230 kV or Higher | Non-Red Flag Warning - Large Fires | 2023 | 0 | 0 | 0 | 0 | 5.475 | 0.71896 | 3.0715 | 1.6846 | 0 | 0.37599 | 0.37599 | 0.37599 | 2.7394e-06 |  | 0 | 0 | 0 | 0 | 1.03e-06 | 1.03e-06 | 0 | 1.03e-06 | 1.03e-06 | 0 | 1.03e-06 | 1.03e-06 | [40 empty] | All EPR in 2020WLDFRFinancial | WLDFR | HFTD - Distribution - Tier 2 - 5QU CoRE ¦ 4QU LoRE | Non-Red Flag Warning - Large Fires | 2024 | Financial | 3.0715 | 375.6459 | 2024 | Control | 0.053 | 3 | 0 | esc | 0 | 0 | 0 | 0 | 0.055966 | 0.1719 | 0.055966 | 0.1719
[79 empty] | WLDFR | HFTD - Transmission - Tier 2 - 230 kV or Higher | Non-Red Flag Warning - Large Fires | 2024 | 0 | 0 | 0 | 0 | 5.475 | 0.71896 | 3.0715 | 1.6846 | 0 | 0 | 0.37599 | 0.37599 | 2.7394e-06 |  | 0 | 0 | 0 | 0 | 0 | 0 | 0 | 1.03e-06 | 1.03e-06 | 0 | 1.03e-06 | 1.03e-06 | [40 empty] | All EPR in 2020WLDFRSafety | WLDFR | HFTD - Distribution - Tier 2 - 5QU CoRE ¦ 4QU LoRE | Non-Red Flag Warning - Large Fires | 2024 | Safety | 1.6846 | 375.6459 | 2024 | Control | 0.053 | 3 | 0 | esc | 0 | 0 | 0 | 0 | 0.055966 | 0.094279 | 0.055966 | 0.094279
[79 empty] | WLDFR | HFTD - Transmission - Tier 2 - 230 kV or Higher | Non-Red Flag Warning - Large Fires | 2025 | 0 | 0 | 0 | 0 | 5.475 | 0.71896 | 3.0715 | 1.6846 | 0 | 0 | 0 | 0.37599 | 2.7394e-06 |  | 0 | 0 | 0 | 0 | 0 | 0 | 0 | 0 | 0 | 0 | 1.03e-06 | 1.03e-06 | [40 empty] | All EPR in 2020WLDFRElectric Reliability | WLDFR | HFTD - Distribution - Tier 2 - 5QU CoRE ¦ 4QU LoRE | Non-Red Flag Warning - Large Fires | 2025 | Electric Reliability | 0.71896 | 375.6459 | 2025 | Control | 0.1325 | 3 | 0 | esc | 0 | 0 | 0 | 0 | 0 | 0 | 0.15274 | 0.10981
[79 empty] | WLDFR | HFTD - Transmission - Tier 2 - 230 kV or Higher | Non-Red Flag Warning - Small Fires | 2020 | 0 | 0 | 0 | 0 | 0.077901 | 0.036425 | 0.0015809 | 0.039895 | 0.0078847 | 0 | 0 | 0 | 0.00047042 |  | 0 | 3.7091e-06 | 3.7091e-06 | 0 | 0 | 0 | 0 | 0 | 0 | 0 | 0 | 0 | [40 empty] | All EPR in 2020WLDFRFinancial | WLDFR | HFTD - Distribution - Tier 2 - 5QU CoRE ¦ 4QU LoRE | Non-Red Flag Warning - Large Fires | 2025 | Financial | 3.0715 | 375.6459 | 2025 | Control | 0.053 | 3 | 0 | esc | 0 | 0 | 0 | 0 | 0 | 0 | 0.055966 | 0.1719
[79 empty] | WLDFR | HFTD - Transmission - Tier 2 - 230 kV or Higher | Non-Red Flag Warning - Small Fires | 2021 | 0 | 0 | 0 | 0 | 0.077901 | 0.036425 | 0.0015809 | 0.039895 | 0.0078847 | 0.0078847 | 0 | 0 | 0.00047042 |  | 0 | 3.7091e-06 | 3.7091e-06 | 0 | 3.7091e-06 | 3.7091e-06 | 0 | 0 | 0 | 0 | 0 | 0 | [40 empty] | All EPR in 2020WLDFRSafety | WLDFR | HFTD - Distribution - Tier 2 - 5QU CoRE ¦ 4QU LoRE | Non-Red Flag Warning - Large Fires | 2025 | Safety | 1.6846 | 375.6459 | 2025 | Control | 0.053 | 3 | 0 | esc | 0 | 0 | 0 | 0 | 0 | 0 | 0.055966 | 0.094279
[79 empty] | WLDFR | HFTD - Transmission - Tier 2 - 230 kV or Higher | Non-Red Flag Warning - Small Fires | 2022 | 0 | 0 | 0 | 0 | 0.077901 | 0.036425 | 0.0015809 | 0.039895 | 0.0078847 | 0.0078847 | 0.0078847 | 0 | 0.00047042 |  | 0 | 3.7091e-06 | 3.7091e-06 | 0 | 3.7091e-06 | 3.7091e-06 | 0 | 3.7091e-06 | 3.7091e-06 | 0 | 0 | 0 | [40 empty] | All EPR in 2020WLDFRElectric Reliability | WLDFR | HFTD - Distribution - Tier 2 - 5QU CoRE ¦ 4QU LoRE | Non-Red Flag Warning - Small Fires | 2021 | Electric Reliability | 0.036425 | 375.6459 | 2021 | Control | 0.1325 | 3 | 0 | esc | 0.15274 | 0.0055635 | 0.15274 | 0.0055635 | 0 | 0 | 0 | 0
[79 empty] | WLDFR | HFTD - Transmission - Tier 2 - 230 kV or Higher | Non-Red Flag Warning - Small Fires | 2023 | 0 | 0 | 0 | 0 | 0.080408 | 0.03759 | 0.0016314 | 0.041187 | 0 | 0.0081378 | 0.0081378 | 0.0081378 | 0.00047042 |  | 0 | 0 | 0 | 0 | 3.8282e-06 | 3.8282e-06 | 0 | 3.8282e-06 | 3.8282e-06 | 0 | 3.8282e-06 | 3.8282e-06 | [40 empty] | All EPR in 2020WLDFRFinancial | WLDFR | HFTD - Distribution - Tier 2 - 5QU CoRE ¦ 4QU LoRE | Non-Red Flag Warning - Small Fires | 2021 | Financial | 0.0015809 | 375.6459 | 2021 | Control | 0.053 | 3 | 0 | esc | 0.055966 | 8.8475e-05 | 0.055966 | 8.8475e-05 | 0 | 0 | 0 | 0
[79 empty] | WLDFR | HFTD - Transmission - Tier 2 - 230 kV or Higher | Non-Red Flag Warning - Small Fires | 2024 | 0 | 0 | 0 | 0 | 0.080408 | 0.03759 | 0.0016314 | 0.041187 | 0 | 0 | 0.0081378 | 0.0081378 | 0.00047042 |  | 0 | 0 | 0 | 0 | 0 | 0 | 0 | 3.8282e-06 | 3.8282e-06 | 0 | 3.8282e-06 | 3.8282e-06 | [40 empty] | All EPR in 2020WLDFRSafety | WLDFR | HFTD - Distribution - Tier 2 - 5QU CoRE ¦ 4QU LoRE | Non-Red Flag Warning - Small Fires | 2021 | Safety | 0.039895 | 375.6459 | 2021 | Control | 0.053 | 3 | 0 | esc | 0.055966 | 0.0022328 | 0.055966 | 0.0022328 | 0 | 0 | 0 | 0
[79 empty] | WLDFR | HFTD - Transmission - Tier 2 - 230 kV or Higher | Non-Red Flag Warning - Small Fires | 2025 | 0 | 0 | 0 | 0 | 0.080408 | 0.03759 | 0.0016314 | 0.041187 | 0 | 0 | 0 | 0.0081378 | 0.00047042 |  | 0 | 0 | 0 | 0 | 0 | 0 | 0 | 0 | 0 | 0 | 3.8282e-06 | 3.8282e-06 | [40 empty] | All EPR in 2020WLDFRElectric Reliability | WLDFR | HFTD - Distribution - Tier 2 - 5QU CoRE ¦ 4QU LoRE | Non-Red Flag Warning - Small Fires | 2022 | Electric Reliability | 0.036425 | 375.6459 | 2022 | Control | 0.1325 | 3 | 0 | esc | 0.15274 | 0.0055635 | 0.15274 | 0.0055635 | 0.15274 | 0.0055635 | 0 | 0
[79 empty] | WLDFR | HFTD - Transmission - Tier 2 - 230 kV or Higher | Red Flag Warning - Catastrophic Fires | 2020 | 0 | 0 | 0 | 0 | 14146.1306 | 222.2294 | 8585.7228 | 5338.1784 | 813.2108 | 0 | 0 | 0 | 2.3435e-06 |  | 0 | 0.0019058 | 0.0019058 | 0 | 0 | 0 | 0 | 0 | 0 | 0 | 0 | 0 | [40 empty] | All EPR in 2020WLDFRFinancial | WLDFR | HFTD - Distribution - Tier 2 - 5QU CoRE ¦ 4QU LoRE | Non-Red Flag Warning - Small Fires | 2022 | Financial | 0.0015809 | 375.6459 | 2022 | Control | 0.053 | 3 | 0 | esc | 0.055966 | 8.8475e-05 | 0.055966 | 8.8475e-05 | 0.055966 | 8.8475e-05 | 0 | 0
[79 empty] | WLDFR | HFTD - Transmission - Tier 2 - 230 kV or Higher | Red Flag Warning - Catastrophic Fires | 2021 | 0 | 0 | 0 | 0 | 14146.1306 | 222.2294 | 8585.7228 | 5338.1784 | 813.2108 | 813.2108 | 0 | 0 | 2.3435e-06 |  | 0 | 0.0019058 | 0.0019058 | 0 | 0.0019058 | 0.0019058 | 0 | 0 | 0 | 0 | 0 | 0 | [40 empty] | All EPR in 2020WLDFRSafety | WLDFR | HFTD - Distribution - Tier 2 - 5QU CoRE ¦ 4QU LoRE | Non-Red Flag Warning - Small Fires | 2022 | Safety | 0.039895 | 375.6459 | 2022 | Control | 0.053 | 3 | 0 | esc | 0.055966 | 0.0022328 | 0.055966 | 0.0022328 | 0.055966 | 0.0022328 | 0 | 0
[79 empty] | WLDFR | HFTD - Transmission - Tier 2 - 230 kV or Higher | Red Flag Warning - Catastrophic Fires | 2022 | 0 | 0 | 0 | 0 | 14146.1306 | 222.2294 | 8585.7228 | 5338.1784 | 813.2108 | 813.2108 | 813.2108 | 0 | 2.3435e-06 |  | 0 | 0.0019058 | 0.0019058 | 0 | 0.0019058 | 0.0019058 | 0 | 0.0019058 | 0.0019058 | 0 | 0 | 0 | [40 empty] | All EPR in 2020WLDFRElectric Reliability | WLDFR | HFTD - Distribution - Tier 2 - 5QU CoRE ¦ 4QU LoRE | Non-Red Flag Warning - Small Fires | 2023 | Electric Reliability | 0.03759 | 375.6459 | 2023 | Control | 0.1325 | 3 | 0 | esc | 0 | 0 | 0.15274 | 0.0057414 | 0.15274 | 0.0057414 | 0.15274 | 0.0057414
[79 empty] | WLDFR | HFTD - Transmission - Tier 2 - 230 kV or Higher | Red Flag Warning - Catastrophic Fires | 2023 | 0 | 0 | 0 | 0 | 14664.6376 | 233.2301 | 8896.516 | 5534.8915 | 0 | 843.2942 | 843.2942 | 843.2942 | 2.3435e-06 |  | 0 | 0 | 0 | 0 | 0.0019763 | 0.0019763 | 0 | 0.0019763 | 0.0019763 | 0 | 0.0019763 | 0.0019763 | [40 empty] | All EPR in 2020WLDFRFinancial | WLDFR | HFTD - Distribution - Tier 2 - 5QU CoRE ¦ 4QU LoRE | Non-Red Flag Warning - Small Fires | 2023 | Financial | 0.0016314 | 375.6459 | 2023 | Control | 0.053 | 3 | 0 | esc | 0 | 0 | 0.055966 | 9.1305e-05 | 0.055966 | 9.1305e-05 | 0.055966 | 9.1305e-05
[79 empty] | WLDFR | HFTD - Transmission - Tier 2 - 230 kV or Higher | Red Flag Warning - Catastrophic Fires | 2024 | 0 | 0 | 0 | 0 | 14664.6376 | 233.2301 | 8896.516 | 5534.8915 | 0 | 0 | 843.2942 | 843.2942 | 2.3435e-06 |  | 0 | 0 | 0 | 0 | 0 | 0 | 0 | 0.0019763 | 0.0019763 | 0 | 0.0019763 | 0.0019763 | [40 empty] | All EPR in 2020WLDFRSafety | WLDFR | HFTD - Distribution - Tier 2 - 5QU CoRE ¦ 4QU LoRE | Non-Red Flag Warning - Small Fires | 2023 | Safety | 0.041187 | 375.6459 | 2023 | Control | 0.053 | 3 | 0 | esc | 0 | 0 | 0.055966 | 0.0023051 | 0.055966 | 0.0023051 | 0.055966 | 0.0023051
[79 empty] | WLDFR | HFTD - Transmission - Tier 2 - 230 kV or Higher | Red Flag Warning - Catastrophic Fires | 2025 | 0 | 0 | 0 | 0 | 14664.6376 | 233.2301 | 8896.516 | 5534.8915 | 0 | 0 | 0 | 843.2942 | 2.3435e-06 |  | 0 | 0 | 0 | 0 | 0 | 0 | 0 | 0 | 0 | 0 | 0.0019763 | 0.0019763 | [40 empty] | All EPR in 2020WLDFRElectric Reliability | WLDFR | HFTD - Distribution - Tier 2 - 5QU CoRE ¦ 4QU LoRE | Non-Red Flag Warning - Small Fires | 2024 | Electric Reliability | 0.03759 | 375.6459 | 2024 | Control | 0.1325 | 3 | 0 | esc | 0 | 0 | 0 | 0 | 0.15274 | 0.0057414 | 0.15274 | 0.0057414
[79 empty] | WLDFR | HFTD - Transmission - Tier 2 - 230 kV or Higher | Red Flag Warning - Destructive Fires | 2020 | 0 | 0 | 0 | 0 | 8807.9522 | 222.2294 | 8585.7228 | 0 | 514.4532 | 0 | 0 | 0 | 3.3479e-07 |  | 0 | 0.00017223 | 0.00017223 | 0 | 0 | 0 | 0 | 0 | 0 | 0 | 0 | 0 | [40 empty] | All EPR in 2020WLDFRFinancial | WLDFR | HFTD - Distribution - Tier 2 - 5QU CoRE ¦ 4QU LoRE | Non-Red Flag Warning - Small Fires | 2024 | Financial | 0.0016314 | 375.6459 | 2024 | Control | 0.053 | 3 | 0 | esc | 0 | 0 | 0 | 0 | 0.055966 | 9.1305e-05 | 0.055966 | 9.1305e-05
[79 empty] | WLDFR | HFTD - Transmission - Tier 2 - 230 kV or Higher | Red Flag Warning - Destructive Fires | 2021 | 0 | 0 | 0 | 0 | 8807.9522 | 222.2294 | 8585.7228 | 0 | 514.4532 | 514.4532 | 0 | 0 | 3.3479e-07 |  | 0 | 0.00017223 | 0.00017223 | 0 | 0.00017223 | 0.00017223 | 0 | 0 | 0 | 0 | 0 | 0 | [40 empty] | All EPR in 2020WLDFRSafety | WLDFR | HFTD - Distribution - Tier 2 - 5QU CoRE ¦ 4QU LoRE | Non-Red Flag Warning - Small Fires | 2024 | Safety | 0.041187 | 375.6459 | 2024 | Control | 0.053 | 3 | 0 | esc | 0 | 0 | 0 | 0 | 0.055966 | 0.0023051 | 0.055966 | 0.0023051
[79 empty] | WLDFR | HFTD - Transmission - Tier 2 - 230 kV or Higher | Red Flag Warning - Destructive Fires | 2022 | 0 | 0 | 0 | 0 | 8807.9522 | 222.2294 | 8585.7228 | 0 | 514.4532 | 514.4532 | 514.4532 | 0 | 3.3479e-07 |  | 0 | 0.00017223 | 0.00017223 | 0 | 0.00017223 | 0.00017223 | 0 | 0.00017223 | 0.00017223 | 0 | 0 | 0 | [40 empty] | All EPR in 2020WLDFRElectric Reliability | WLDFR | HFTD - Distribution - Tier 2 - 5QU CoRE ¦ 4QU LoRE | Non-Red Flag Warning - Small Fires | 2025 | Electric Reliability | 0.03759 | 375.6459 | 2025 | Control | 0.1325 | 3 | 0 | esc | 0 | 0 | 0 | 0 | 0 | 0 | 0.15274 | 0.0057414
[79 empty] | WLDFR | HFTD - Transmission - Tier 2 - 230 kV or Higher | Red Flag Warning - Destructive Fires | 2023 | 0 | 0 | 0 | 0 | 9129.7461 | 233.2301 | 8896.516 | 0 | 0 | 533.5273 | 533.5273 | 533.5273 | 3.3479e-07 |  | 0 | 0 | 0 | 0 | 0.00017862 | 0.00017862 | 0 | 0.00017862 | 0.00017862 | 0 | 0.00017862 | 0.00017862 | [40 empty] | All EPR in 2020WLDFRFinancial | WLDFR | HFTD - Distribution - Tier 2 - 5QU CoRE ¦ 4QU LoRE | Non-Red Flag Warning - Small Fires | 2025 | Financial | 0.0016314 | 375.6459 | 2025 | Control | 0.053 | 3 | 0 | esc | 0 | 0 | 0 | 0 | 0 | 0 | 0.055966 | 9.1305e-05
[79 empty] | WLDFR | HFTD - Transmission - Tier 2 - 230 kV or Higher | Red Flag Warning - Destructive Fires | 2024 | 0 | 0 | 0 | 0 | 9129.7461 | 233.2301 | 8896.516 | 0 | 0 | 0 | 533.5273 | 533.5273 | 3.3479e-07 |  | 0 | 0 | 0 | 0 | 0 | 0 | 0 | 0.00017862 | 0.00017862 | 0 | 0.00017862 | 0.00017862 | [40 empty] | All EPR in 2020WLDFRSafety | WLDFR | HFTD - Distribution - Tier 2 - 5QU CoRE ¦ 4QU LoRE | Non-Red Flag Warning - Small Fires | 2025 | Safety | 0.041187 | 375.6459 | 2025 | Control | 0.053 | 3 | 0 | esc | 0 | 0 | 0 | 0 | 0 | 0 | 0.055966 | 0.0023051
[79 empty] | WLDFR | HFTD - Transmission - Tier 2 - 230 kV or Higher | Red Flag Warning - Destructive Fires | 2025 | 0 | 0 | 0 | 0 | 9129.7461 | 233.2301 | 8896.516 | 0 | 0 | 0 | 0 | 533.5273 | 3.3479e-07 |  | 0 | 0 | 0 | 0 | 0 | 0 | 0 | 0 | 0 | 0 | 0.00017862 | 0.00017862 | [40 empty] | All EPR in 2020WLDFRElectric Reliability | WLDFR | HFTD - Distribution - Tier 2 - 5QU CoRE ¦ 4QU LoRE | Red Flag Warning - Catastrophic Fires | 2021 | Electric Reliability | 222.2294 | 375.6459 | 2021 | Control | 0.1325 | 3 | 0 | esc | 0.15274 | 33.9428 | 0.15274 | 33.9428 | 0 | 0 | 0 | 0
[79 empty] | WLDFR | HFTD - Transmission - Tier 2 - 230 kV or Higher | Red Flag Warning - Large Fires | 2020 | 0 | 0 | 0 | 0 | 5.2406 | 0.69642 | 2.942 | 1.6022 | 0.36069 | 0 | 0 | 0 | 2.0087e-06 |  | 0 | 7.2452e-07 | 7.2452e-07 | 0 | 0 | 0 | 0 | 0 | 0 | 0 | 0 | 0 | [40 empty] | All EPR in 2020WLDFRFinancial | WLDFR | HFTD - Distribution - Tier 2 - 5QU CoRE ¦ 4QU LoRE | Red Flag Warning - Catastrophic Fires | 2021 | Financial | 8585.7228 | 375.6459 | 2021 | Control | 0.053 | 3 | 0 | esc | 0.055966 | 480.5104 | 0.055966 | 480.5104 | 0 | 0 | 0 | 0
[79 empty] | WLDFR | HFTD - Transmission - Tier 2 - 230 kV or Higher | Red Flag Warning - Large Fires | 2021 | 0 | 0 | 0 | 0 | 5.2406 | 0.69642 | 2.942 | 1.6022 | 0.36069 | 0.36069 | 0 | 0 | 2.0087e-06 |  | 0 | 7.2452e-07 | 7.2452e-07 | 0 | 7.2452e-07 | 7.2452e-07 | 0 | 0 | 0 | 0 | 0 | 0 | [40 empty] | All EPR in 2020WLDFRSafety | WLDFR | HFTD - Distribution - Tier 2 - 5QU CoRE ¦ 4QU LoRE | Red Flag Warning - Catastrophic Fires | 2021 | Safety | 5338.1784 | 375.6459 | 2021 | Control | 0.053 | 3 | 0 | esc | 0.055966 | 298.7576 | 0.055966 | 298.7576 | 0 | 0 | 0 | 0
[79 empty] | WLDFR | HFTD - Transmission - Tier 2 - 230 kV or Higher | Red Flag Warning - Large Fires | 2022 | 0 | 0 | 0 | 0 | 5.2406 | 0.69642 | 2.942 | 1.6022 | 0.36069 | 0.36069 | 0.36069 | 0 | 2.0087e-06 |  | 0 | 7.2452e-07 | 7.2452e-07 | 0 | 7.2452e-07 | 7.2452e-07 | 0 | 7.2452e-07 | 7.2452e-07 | 0 | 0 | 0 | [40 empty] | All EPR in 2020WLDFRElectric Reliability | WLDFR | HFTD - Distribution - Tier 2 - 5QU CoRE ¦ 4QU LoRE | Red Flag Warning - Catastrophic Fires | 2022 | Electric Reliability | 222.2294 | 375.6459 | 2022 | Control | 0.1325 | 3 | 0 | esc | 0.15274 | 33.9428 | 0.15274 | 33.9428 | 0.15274 | 33.9428 | 0 | 0
[79 empty] | WLDFR | HFTD - Transmission - Tier 2 - 230 kV or Higher | Red Flag Warning - Large Fires | 2023 | 0 | 0 | 0 | 0 | 5.475 | 0.71896 | 3.0715 | 1.6846 | 0 | 0.37599 | 0.37599 | 0.37599 | 2.0087e-06 |  | 0 | 0 | 0 | 0 | 7.5527e-07 | 7.5527e-07 | 0 | 7.5527e-07 | 7.5527e-07 | 0 | 7.5527e-07 | 7.5527e-07 | [40 empty] | All EPR in 2020WLDFRFinancial | WLDFR | HFTD - Distribution - Tier 2 - 5QU CoRE ¦ 4QU LoRE | Red Flag Warning - Catastrophic Fires | 2022 | Financial | 8585.7228 | 375.6459 | 2022 | Control | 0.053 | 3 | 0 | esc | 0.055966 | 480.5104 | 0.055966 | 480.5104 | 0.055966 | 480.5104 | 0 | 0
[79 empty] | WLDFR | HFTD - Transmission - Tier 2 - 230 kV or Higher | Red Flag Warning - Large Fires | 2024 | 0 | 0 | 0 | 0 | 5.475 | 0.71896 | 3.0715 | 1.6846 | 0 | 0 | 0.37599 | 0.37599 | 2.0087e-06 |  | 0 | 0 | 0 | 0 | 0 | 0 | 0 | 7.5527e-07 | 7.5527e-07 | 0 | 7.5527e-07 | 7.5527e-07 | [40 empty] | All EPR in 2020WLDFRSafety | WLDFR | HFTD - Distribution - Tier 2 - 5QU CoRE ¦ 4QU LoRE | Red Flag Warning - Catastrophic Fires | 2022 | Safety | 5338.1784 | 375.6459 | 2022 | Control | 0.053 | 3 | 0 | esc | 0.055966 | 298.7576 | 0.055966 | 298.7576 | 0.055966 | 298.7576 | 0 | 0
[79 empty] | WLDFR | HFTD - Transmission - Tier 2 - 230 kV or Higher | Red Flag Warning - Large Fires | 2025 | 0 | 0 | 0 | 0 | 5.475 | 0.71896 | 3.0715 | 1.6846 | 0 | 0 | 0 | 0.37599 | 2.0087e-06 |  | 0 | 0 | 0 | 0 | 0 | 0 | 0 | 0 | 0 | 0 | 7.5527e-07 | 7.5527e-07 | [40 empty] | All EPR in 2020WLDFRElectric Reliability | WLDFR | HFTD - Distribution - Tier 2 - 5QU CoRE ¦ 4QU LoRE | Red Flag Warning - Catastrophic Fires | 2023 | Electric Reliability | 233.2301 | 375.6459 | 2023 | Control | 0.1325 | 3 | 0 | esc | 0 | 0 | 0.15274 | 35.623 | 0.15274 | 35.623 | 0.15274 | 35.623
[79 empty] | WLDFR | HFTD - Transmission - Tier 2 - 230 kV or Higher | Red Flag Warning - Small Fires | 2020 | 0 | 0 | 0 | 0 | 0.077901 | 0.036425 | 0.0015809 | 0.039895 | 0.0078847 | 0 | 0 | 0 | 2.7601e-05 |  | 0 | 2.1763e-07 | 2.1763e-07 | 0 | 0 | 0 | 0 | 0 | 0 | 0 | 0 | 0 | [40 empty] | All EPR in 2020WLDFRFinancial | WLDFR | HFTD - Distribution - Tier 2 - 5QU CoRE ¦ 4QU LoRE | Red Flag Warning - Catastrophic Fires | 2023 | Financial | 8896.516 | 375.6459 | 2023 | Control | 0.053 | 3 | 0 | esc | 0 | 0 | 0.055966 | 497.9043 | 0.055966 | 497.9043 | 0.055966 | 497.9043
[79 empty] | WLDFR | HFTD - Transmission - Tier 2 - 230 kV or Higher | Red Flag Warning - Small Fires | 2021 | 0 | 0 | 0 | 0 | 0.077901 | 0.036425 | 0.0015809 | 0.039895 | 0.0078847 | 0.0078847 | 0 | 0 | 2.7601e-05 |  | 0 | 2.1763e-07 | 2.1763e-07 | 0 | 2.1763e-07 | 2.1763e-07 | 0 | 0 | 0 | 0 | 0 | 0 | [40 empty] | All EPR in 2020WLDFRSafety | WLDFR | HFTD - Distribution - Tier 2 - 5QU CoRE ¦ 4QU LoRE | Red Flag Warning - Catastrophic Fires | 2023 | Safety | 5534.8915 | 375.6459 | 2023 | Control | 0.053 | 3 | 0 | esc | 0 | 0 | 0.055966 | 309.7669 | 0.055966 | 309.7669 | 0.055966 | 309.7669
[79 empty] | WLDFR | HFTD - Transmission - Tier 2 - 230 kV or Higher | Red Flag Warning - Small Fires | 2022 | 0 | 0 | 0 | 0 | 0.077901 | 0.036425 | 0.0015809 | 0.039895 | 0.0078847 | 0.0078847 | 0.0078847 | 0 | 2.7601e-05 |  | 0 | 2.1763e-07 | 2.1763e-07 | 0 | 2.1763e-07 | 2.1763e-07 | 0 | 2.1763e-07 | 2.1763e-07 | 0 | 0 | 0 | [40 empty] | All EPR in 2020WLDFRElectric Reliability | WLDFR | HFTD - Distribution - Tier 2 - 5QU CoRE ¦ 4QU LoRE | Red Flag Warning - Catastrophic Fires | 2024 | Electric Reliability | 233.2301 | 375.6459 | 2024 | Control | 0.1325 | 3 | 0 | esc | 0 | 0 | 0 | 0 | 0.15274 | 35.623 | 0.15274 | 35.623
[79 empty] | WLDFR | HFTD - Transmission - Tier 2 - 230 kV or Higher | Red Flag Warning - Small Fires | 2023 | 0 | 0 | 0 | 0 | 0.080408 | 0.03759 | 0.0016314 | 0.041187 | 0 | 0.0081378 | 0.0081378 | 0.0081378 | 2.7601e-05 |  | 0 | 0 | 0 | 0 | 2.2462e-07 | 2.2462e-07 | 0 | 2.2462e-07 | 2.2462e-07 | 0 | 2.2462e-07 | 2.2462e-07 | [40 empty] | All EPR in 2020WLDFRFinancial | WLDFR | HFTD - Distribution - Tier 2 - 5QU CoRE ¦ 4QU LoRE | Red Flag Warning - Catastrophic Fires | 2024 | Financial | 8896.516 | 375.6459 | 2024 | Control | 0.053 | 3 | 0 | esc | 0 | 0 | 0 | 0 | 0.055966 | 497.9043 | 0.055966 | 497.9043
[79 empty] | WLDFR | HFTD - Transmission - Tier 2 - 230 kV or Higher | Red Flag Warning - Small Fires | 2024 | 0 | 0 | 0 | 0 | 0.080408 | 0.03759 | 0.0016314 | 0.041187 | 0 | 0 | 0.0081378 | 0.0081378 | 2.7601e-05 |  | 0 | 0 | 0 | 0 | 0 | 0 | 0 | 2.2462e-07 | 2.2462e-07 | 0 | 2.2462e-07 | 2.2462e-07 | [40 empty] | All EPR in 2020WLDFRSafety | WLDFR | HFTD - Distribution - Tier 2 - 5QU CoRE ¦ 4QU LoRE | Red Flag Warning - Catastrophic Fires | 2024 | Safety | 5534.8915 | 375.6459 | 2024 | Control | 0.053 | 3 | 0 | esc | 0 | 0 | 0 | 0 | 0.055966 | 309.7669 | 0.055966 | 309.7669
[79 empty] | WLDFR | HFTD - Transmission - Tier 2 - 230 kV or Higher | Red Flag Warning - Small Fires | 2025 | 0 | 0 | 0 | 0 | 0.080408 | 0.03759 | 0.0016314 | 0.041187 | 0 | 0 | 0 | 0.0081378 | 2.7601e-05 |  | 0 | 0 | 0 | 0 | 0 | 0 | 0 | 0 | 0 | 0 | 2.2462e-07 | 2.2462e-07 | [40 empty] | All EPR in 2020WLDFRElectric Reliability | WLDFR | HFTD - Distribution - Tier 2 - 5QU CoRE ¦ 4QU LoRE | Red Flag Warning - Catastrophic Fires | 2025 | Electric Reliability | 233.2301 | 375.6459 | 2025 | Control | 0.1325 | 3 | 0 | esc | 0 | 0 | 0 | 0 | 0 | 0 | 0.15274 | 35.623
[79 empty] | WLDFR | HFTD - Transmission - Tier 2 - 60/70 kV | Non-Red Flag Warning - Catastrophic Fires | 2020 | 0 | 0 | 0 | 0 | 14146.1306 | 222.2294 | 8585.7228 | 5338.1784 | 813.2108 | 0 | 0 | 0 | 1.6867e-06 |  | 0 | 0.0013716 | 0.0013716 | 0 | 0 | 0 | 0 | 0 | 0 | 0 | 0 | 0 | [40 empty] | All EPR in 2020WLDFRFinancial | WLDFR | HFTD - Distribution - Tier 2 - 5QU CoRE ¦ 4QU LoRE | Red Flag Warning - Catastrophic Fires | 2025 | Financial | 8896.516 | 375.6459 | 2025 | Control | 0.053 | 3 | 0 | esc | 0 | 0 | 0 | 0 | 0 | 0 | 0.055966 | 497.9043
[79 empty] | WLDFR | HFTD - Transmission - Tier 2 - 60/70 kV | Non-Red Flag Warning - Catastrophic Fires | 2021 | 0 | 0 | 0 | 0 | 14146.1306 | 222.2294 | 8585.7228 | 5338.1784 | 813.2108 | 813.2108 | 0 | 0 | 1.6867e-06 |  | 0 | 0.0013716 | 0.0013716 | 0 | 0.0013716 | 0.0013716 | 0 | 0 | 0 | 0 | 0 | 0 | [40 empty] | All EPR in 2020WLDFRSafety | WLDFR | HFTD - Distribution - Tier 2 - 5QU CoRE ¦ 4QU LoRE | Red Flag Warning - Catastrophic Fires | 2025 | Safety | 5534.8915 | 375.6459 | 2025 | Control | 0.053 | 3 | 0 | esc | 0 | 0 | 0 | 0 | 0 | 0 | 0.055966 | 309.7669
[79 empty] | WLDFR | HFTD - Transmission - Tier 2 - 60/70 kV | Non-Red Flag Warning - Catastrophic Fires | 2022 | 0 | 0 | 0 | 0 | 14146.1306 | 222.2294 | 8585.7228 | 5338.1784 | 813.2108 | 813.2108 | 813.2108 | 0 | 1.6867e-06 |  | 0 | 0.0013716 | 0.0013716 | 0 | 0.0013716 | 0.0013716 | 0 | 0.0013716 | 0.0013716 | 0 | 0 | 0 | [40 empty] | All EPR in 2020WLDFRElectric Reliability | WLDFR | HFTD - Distribution - Tier 2 - 5QU CoRE ¦ 4QU LoRE | Red Flag Warning - Destructive Fires | 2021 | Electric Reliability | 222.2294 | 375.6459 | 2021 | Control | 0.1325 | 3 | 0 | esc | 0.15274 | 33.9428 | 0.15274 | 33.9428 | 0 | 0 | 0 | 0
[79 empty] | WLDFR | HFTD - Transmission - Tier 2 - 60/70 kV | Non-Red Flag Warning - Catastrophic Fires | 2023 | 0 | 0 | 0 | 0 | 14664.6376 | 233.2301 | 8896.516 | 5534.8915 | 0 | 843.2942 | 843.2942 | 843.2942 | 1.6867e-06 |  | 0 | 0 | 0 | 0 | 0.0014224 | 0.0014224 | 0 | 0.0014224 | 0.0014224 | 0 | 0.0014224 | 0.0014224 | [40 empty] | All EPR in 2020WLDFRFinancial | WLDFR | HFTD - Distribution - Tier 2 - 5QU CoRE ¦ 4QU LoRE | Red Flag Warning - Destructive Fires | 2021 | Financial | 8585.7228 | 375.6459 | 2021 | Control | 0.053 | 3 | 0 | esc | 0.055966 | 480.5104 | 0.055966 | 480.5104 | 0 | 0 | 0 | 0
[79 empty] | WLDFR | HFTD - Transmission - Tier 2 - 60/70 kV | Non-Red Flag Warning - Catastrophic Fires | 2024 | 0 | 0 | 0 | 0 | 14664.6376 | 233.2301 | 8896.516 | 5534.8915 | 0 | 0 | 843.2942 | 843.2942 | 1.6867e-06 |  | 0 | 0 | 0 | 0 | 0 | 0 | 0 | 0.0014224 | 0.0014224 | 0 | 0.0014224 | 0.0014224 | [40 empty] | All EPR in 2020WLDFRElectric Reliability | WLDFR | HFTD - Distribution - Tier 2 - 5QU CoRE ¦ 4QU LoRE | Red Flag Warning - Destructive Fires | 2022 | Electric Reliability | 222.2294 | 375.6459 | 2022 | Control | 0.1325 | 3 | 0 | esc | 0.15274 | 33.9428 | 0.15274 | 33.9428 | 0.15274 | 33.9428 | 0 | 0
[79 empty] | WLDFR | HFTD - Transmission - Tier 2 - 60/70 kV | Non-Red Flag Warning - Catastrophic Fires | 2025 | 0 | 0 | 0 | 0 | 14664.6376 | 233.2301 | 8896.516 | 5534.8915 | 0 | 0 | 0 | 843.2942 | 1.6867e-06 |  | 0 | 0 | 0 | 0 | 0 | 0 | 0 | 0 | 0 | 0 | 0.0014224 | 0.0014224 | [40 empty] | All EPR in 2020WLDFRFinancial | WLDFR | HFTD - Distribution - Tier 2 - 5QU CoRE ¦ 4QU LoRE | Red Flag Warning - Destructive Fires | 2022 | Financial | 8585.7228 | 375.6459 | 2022 | Control | 0.053 | 3 | 0 | esc | 0.055966 | 480.5104 | 0.055966 | 480.5104 | 0.055966 | 480.5104 | 0 | 0
[79 empty] | WLDFR | HFTD - Transmission - Tier 2 - 60/70 kV | Non-Red Flag Warning - Destructive Fires | 2020 | 0 | 0 | 0 | 0 | 8807.9522 | 222.2294 | 8585.7228 | 0 | 514.4532 | 0 | 0 | 0 | 1.6867e-06 |  | 0 | 0.00086772 | 0.00086772 | 0 | 0 | 0 | 0 | 0 | 0 | 0 | 0 | 0 | [40 empty] | All EPR in 2020WLDFRElectric Reliability | WLDFR | HFTD - Distribution - Tier 2 - 5QU CoRE ¦ 4QU LoRE | Red Flag Warning - Destructive Fires | 2023 | Electric Reliability | 233.2301 | 375.6459 | 2023 | Control | 0.1325 | 3 | 0 | esc | 0 | 0 | 0.15274 | 35.623 | 0.15274 | 35.623 | 0.15274 | 35.623
[79 empty] | WLDFR | HFTD - Transmission - Tier 2 - 60/70 kV | Non-Red Flag Warning - Destructive Fires | 2021 | 0 | 0 | 0 | 0 | 8807.9522 | 222.2294 | 8585.7228 | 0 | 514.4532 | 514.4532 | 0 | 0 | 1.6867e-06 |  | 0 | 0.00086772 | 0.00086772 | 0 | 0.00086772 | 0.00086772 | 0 | 0 | 0 | 0 | 0 | 0 | [40 empty] | All EPR in 2020WLDFRFinancial | WLDFR | HFTD - Distribution - Tier 2 - 5QU CoRE ¦ 4QU LoRE | Red Flag Warning - Destructive Fires | 2023 | Financial | 8896.516 | 375.6459 | 2023 | Control | 0.053 | 3 | 0 | esc | 0 | 0 | 0.055966 | 497.9043 | 0.055966 | 497.9043 | 0.055966 | 497.9043
[79 empty] | WLDFR | HFTD - Transmission - Tier 2 - 60/70 kV | Non-Red Flag Warning - Destructive Fires | 2022 | 0 | 0 | 0 | 0 | 8807.9522 | 222.2294 | 8585.7228 | 0 | 514.4532 | 514.4532 | 514.4532 | 0 | 1.6867e-06 |  | 0 | 0.00086772 | 0.00086772 | 0 | 0.00086772 | 0.00086772 | 0 | 0.00086772 | 0.00086772 | 0 | 0 | 0 | [40 empty] | All EPR in 2020WLDFRElectric Reliability | WLDFR | HFTD - Distribution - Tier 2 - 5QU CoRE ¦ 4QU LoRE | Red Flag Warning - Destructive Fires | 2024 | Electric Reliability | 233.2301 | 375.6459 | 2024 | Control | 0.1325 | 3 | 0 | esc | 0 | 0 | 0 | 0 | 0.15274 | 35.623 | 0.15274 | 35.623
[79 empty] | WLDFR | HFTD - Transmission - Tier 2 - 60/70 kV | Non-Red Flag Warning - Destructive Fires | 2023 | 0 | 0 | 0 | 0 | 9129.7461 | 233.2301 | 8896.516 | 0 | 0 | 533.5273 | 533.5273 | 533.5273 | 1.6867e-06 |  | 0 | 0 | 0 | 0 | 0.00089989 | 0.00089989 | 0 | 0.00089989 | 0.00089989 | 0 | 0.00089989 | 0.00089989 | [40 empty] | All EPR in 2020WLDFRFinancial | WLDFR | HFTD - Distribution - Tier 2 - 5QU CoRE ¦ 4QU LoRE | Red Flag Warning - Destructive Fires | 2024 | Financial | 8896.516 | 375.6459 | 2024 | Control | 0.053 | 3 | 0 | esc | 0 | 0 | 0 | 0 | 0.055966 | 497.9043 | 0.055966 | 497.9043
[79 empty] | WLDFR | HFTD - Transmission - Tier 2 - 60/70 kV | Non-Red Flag Warning - Destructive Fires | 2024 | 0 | 0 | 0 | 0 | 9129.7461 | 233.2301 | 8896.516 | 0 | 0 | 0 | 533.5273 | 533.5273 | 1.6867e-06 |  | 0 | 0 | 0 | 0 | 0 | 0 | 0 | 0.00089989 | 0.00089989 | 0 | 0.00089989 | 0.00089989 | [40 empty] | All EPR in 2020WLDFRElectric Reliability | WLDFR | HFTD - Distribution - Tier 2 - 5QU CoRE ¦ 4QU LoRE | Red Flag Warning - Destructive Fires | 2025 | Electric Reliability | 233.2301 | 375.6459 | 2025 | Control | 0.1325 | 3 | 0 | esc | 0 | 0 | 0 | 0 | 0 | 0 | 0.15274 | 35.623
[79 empty] | WLDFR | HFTD - Transmission - Tier 2 - 60/70 kV | Non-Red Flag Warning - Destructive Fires | 2025 | 0 | 0 | 0 | 0 | 9129.7461 | 233.2301 | 8896.516 | 0 | 0 | 0 | 0 | 533.5273 | 1.6867e-06 |  | 0 | 0 | 0 | 0 | 0 | 0 | 0 | 0 | 0 | 0 | 0.00089989 | 0.00089989 | [40 empty] | All EPR in 2020WLDFRFinancial | WLDFR | HFTD - Distribution - Tier 2 - 5QU CoRE ¦ 4QU LoRE | Red Flag Warning - Destructive Fires | 2025 | Financial | 8896.516 | 375.6459 | 2025 | Control | 0.053 | 3 | 0 | esc | 0 | 0 | 0 | 0 | 0 | 0 | 0.055966 | 497.9043
[79 empty] | WLDFR | HFTD - Transmission - Tier 2 - 60/70 kV | Non-Red Flag Warning - Large Fires | 2020 | 0 | 0 | 0 | 0 | 5.2406 | 0.69642 | 2.942 | 1.6022 | 0.36069 | 0 | 0 | 0 | 1.518e-05 |  | 0 | 5.4753e-06 | 5.4753e-06 | 0 | 0 | 0 | 0 | 0 | 0 | 0 | 0 | 0 | [40 empty] | All EPR in 2020WLDFRElectric Reliability | WLDFR | HFTD - Distribution - Tier 2 - 5QU CoRE ¦ 4QU LoRE | Red Flag Warning - Large Fires | 2021 | Electric Reliability | 0.69642 | 375.6459 | 2021 | Control | 0.1325 | 3 | 0 | esc | 0.15274 | 0.10637 | 0.15274 | 0.10637 | 0 | 0 | 0 | 0
[79 empty] | WLDFR | HFTD - Transmission - Tier 2 - 60/70 kV | Non-Red Flag Warning - Large Fires | 2021 | 0 | 0 | 0 | 0 | 5.2406 | 0.69642 | 2.942 | 1.6022 | 0.36069 | 0.36069 | 0 | 0 | 1.518e-05 |  | 0 | 5.4753e-06 | 5.4753e-06 | 0 | 5.4753e-06 | 5.4753e-06 | 0 | 0 | 0 | 0 | 0 | 0 | [40 empty] | All EPR in 2020WLDFRFinancial | WLDFR | HFTD - Distribution - Tier 2 - 5QU CoRE ¦ 4QU LoRE | Red Flag Warning - Large Fires | 2021 | Financial | 2.942 | 375.6459 | 2021 | Control | 0.053 | 3 | 0 | esc | 0.055966 | 0.16465 | 0.055966 | 0.16465 | 0 | 0 | 0 | 0
[79 empty] | WLDFR | HFTD - Transmission - Tier 2 - 60/70 kV | Non-Red Flag Warning - Large Fires | 2022 | 0 | 0 | 0 | 0 | 5.2406 | 0.69642 | 2.942 | 1.6022 | 0.36069 | 0.36069 | 0.36069 | 0 | 1.518e-05 |  | 0 | 5.4753e-06 | 5.4753e-06 | 0 | 5.4753e-06 | 5.4753e-06 | 0 | 5.4753e-06 | 5.4753e-06 | 0 | 0 | 0 | [40 empty] | All EPR in 2020WLDFRSafety | WLDFR | HFTD - Distribution - Tier 2 - 5QU CoRE ¦ 4QU LoRE | Red Flag Warning - Large Fires | 2021 | Safety | 1.6022 | 375.6459 | 2021 | Control | 0.053 | 3 | 0 | esc | 0.055966 | 0.089668 | 0.055966 | 0.089668 | 0 | 0 | 0 | 0
[79 empty] | WLDFR | HFTD - Transmission - Tier 2 - 60/70 kV | Non-Red Flag Warning - Large Fires | 2023 | 0 | 0 | 0 | 0 | 5.475 | 0.71896 | 3.0715 | 1.6846 | 0 | 0.37599 | 0.37599 | 0.37599 | 1.518e-05 |  | 0 | 0 | 0 | 0 | 5.7076e-06 | 5.7076e-06 | 0 | 5.7076e-06 | 5.7076e-06 | 0 | 5.7076e-06 | 5.7076e-06 | [40 empty] | All EPR in 2020WLDFRElectric Reliability | WLDFR | HFTD - Distribution - Tier 2 - 5QU CoRE ¦ 4QU LoRE | Red Flag Warning - Large Fires | 2022 | Electric Reliability | 0.69642 | 375.6459 | 2022 | Control | 0.1325 | 3 | 0 | esc | 0.15274 | 0.10637 | 0.15274 | 0.10637 | 0.15274 | 0.10637 | 0 | 0
[79 empty] | WLDFR | HFTD - Transmission - Tier 2 - 60/70 kV | Non-Red Flag Warning - Large Fires | 2024 | 0 | 0 | 0 | 0 | 5.475 | 0.71896 | 3.0715 | 1.6846 | 0 | 0 | 0.37599 | 0.37599 | 1.518e-05 |  | 0 | 0 | 0 | 0 | 0 | 0 | 0 | 5.7076e-06 | 5.7076e-06 | 0 | 5.7076e-06 | 5.7076e-06 | [40 empty] | All EPR in 2020WLDFRFinancial | WLDFR | HFTD - Distribution - Tier 2 - 5QU CoRE ¦ 4QU LoRE | Red Flag Warning - Large Fires | 2022 | Financial | 2.942 | 375.6459 | 2022 | Control | 0.053 | 3 | 0 | esc | 0.055966 | 0.16465 | 0.055966 | 0.16465 | 0.055966 | 0.16465 | 0 | 0
[79 empty] | WLDFR | HFTD - Transmission - Tier 2 - 60/70 kV | Non-Red Flag Warning - Large Fires | 2025 | 0 | 0 | 0 | 0 | 5.475 | 0.71896 | 3.0715 | 1.6846 | 0 | 0 | 0 | 0.37599 | 1.518e-05 |  | 0 | 0 | 0 | 0 | 0 | 0 | 0 | 0 | 0 | 0 | 5.7076e-06 | 5.7076e-06 | [40 empty] | All EPR in 2020WLDFRSafety | WLDFR | HFTD - Distribution - Tier 2 - 5QU CoRE ¦ 4QU LoRE | Red Flag Warning - Large Fires | 2022 | Safety | 1.6022 | 375.6459 | 2022 | Control | 0.053 | 3 | 0 | esc | 0.055966 | 0.089668 | 0.055966 | 0.089668 | 0.055966 | 0.089668 | 0 | 0
[79 empty] | WLDFR | HFTD - Transmission - Tier 2 - 60/70 kV | Non-Red Flag Warning - Small Fires | 2020 | 0 | 0 | 0 | 0 | 0.077901 | 0.036425 | 0.0015809 | 0.039895 | 0.0078847 | 0 | 0 | 0 | 0.0026068 |  | 0 | 2.0554e-05 | 2.0554e-05 | 0 | 0 | 0 | 0 | 0 | 0 | 0 | 0 | 0 | [40 empty] | All EPR in 2020WLDFRElectric Reliability | WLDFR | HFTD - Distribution - Tier 2 - 5QU CoRE ¦ 4QU LoRE | Red Flag Warning - Large Fires | 2023 | Electric Reliability | 0.71896 | 375.6459 | 2023 | Control | 0.1325 | 3 | 0 | esc | 0 | 0 | 0.15274 | 0.10981 | 0.15274 | 0.10981 | 0.15274 | 0.10981
[79 empty] | WLDFR | HFTD - Transmission - Tier 2 - 60/70 kV | Non-Red Flag Warning - Small Fires | 2021 | 0 | 0 | 0 | 0 | 0.077901 | 0.036425 | 0.0015809 | 0.039895 | 0.0078847 | 0.0078847 | 0 | 0 | 0.0026068 |  | 0 | 2.0554e-05 | 2.0554e-05 | 0 | 2.0554e-05 | 2.0554e-05 | 0 | 0 | 0 | 0 | 0 | 0 | [40 empty] | All EPR in 2020WLDFRFinancial | WLDFR | HFTD - Distribution - Tier 2 - 5QU CoRE ¦ 4QU LoRE | Red Flag Warning - Large Fires | 2023 | Financial | 3.0715 | 375.6459 | 2023 | Control | 0.053 | 3 | 0 | esc | 0 | 0 | 0.055966 | 0.1719 | 0.055966 | 0.1719 | 0.055966 | 0.1719
[79 empty] | WLDFR | HFTD - Transmission - Tier 2 - 60/70 kV | Non-Red Flag Warning - Small Fires | 2022 | 0 | 0 | 0 | 0 | 0.077901 | 0.036425 | 0.0015809 | 0.039895 | 0.0078847 | 0.0078847 | 0.0078847 | 0 | 0.0026068 |  | 0 | 2.0554e-05 | 2.0554e-05 | 0 | 2.0554e-05 | 2.0554e-05 | 0 | 2.0554e-05 | 2.0554e-05 | 0 | 0 | 0 | [40 empty] | All EPR in 2020WLDFRSafety | WLDFR | HFTD - Distribution - Tier 2 - 5QU CoRE ¦ 4QU LoRE | Red Flag Warning - Large Fires | 2023 | Safety | 1.6846 | 375.6459 | 2023 | Control | 0.053 | 3 | 0 | esc | 0 | 0 | 0.055966 | 0.094279 | 0.055966 | 0.094279 | 0.055966 | 0.094279
[79 empty] | WLDFR | HFTD - Transmission - Tier 2 - 60/70 kV | Non-Red Flag Warning - Small Fires | 2023 | 0 | 0 | 0 | 0 | 0.080408 | 0.03759 | 0.0016314 | 0.041187 | 0 | 0.0081378 | 0.0081378 | 0.0081378 | 0.0026068 |  | 0 | 0 | 0 | 0 | 2.1213e-05 | 2.1213e-05 | 0 | 2.1213e-05 | 2.1213e-05 | 0 | 2.1213e-05 | 2.1213e-05 | [40 empty] | All EPR in 2020WLDFRElectric Reliability | WLDFR | HFTD - Distribution - Tier 2 - 5QU CoRE ¦ 4QU LoRE | Red Flag Warning - Large Fires | 2024 | Electric Reliability | 0.71896 | 375.6459 | 2024 | Control | 0.1325 | 3 | 0 | esc | 0 | 0 | 0 | 0 | 0.15274 | 0.10981 | 0.15274 | 0.10981
[79 empty] | WLDFR | HFTD - Transmission - Tier 2 - 60/70 kV | Non-Red Flag Warning - Small Fires | 2024 | 0 | 0 | 0 | 0 | 0.080408 | 0.03759 | 0.0016314 | 0.041187 | 0 | 0 | 0.0081378 | 0.0081378 | 0.0026068 |  | 0 | 0 | 0 | 0 | 0 | 0 | 0 | 2.1213e-05 | 2.1213e-05 | 0 | 2.1213e-05 | 2.1213e-05 | [40 empty] | All EPR in 2020WLDFRFinancial | WLDFR | HFTD - Distribution - Tier 2 - 5QU CoRE ¦ 4QU LoRE | Red Flag Warning - Large Fires | 2024 | Financial | 3.0715 | 375.6459 | 2024 | Control | 0.053 | 3 | 0 | esc | 0 | 0 | 0 | 0 | 0.055966 | 0.1719 | 0.055966 | 0.1719
[79 empty] | WLDFR | HFTD - Transmission - Tier 2 - 60/70 kV | Non-Red Flag Warning - Small Fires | 2025 | 0 | 0 | 0 | 0 | 0.080408 | 0.03759 | 0.0016314 | 0.041187 | 0 | 0 | 0 | 0.0081378 | 0.0026068 |  | 0 | 0 | 0 | 0 | 0 | 0 | 0 | 0 | 0 | 0 | 2.1213e-05 | 2.1213e-05 | [40 empty] | All EPR in 2020WLDFRSafety | WLDFR | HFTD - Distribution - Tier 2 - 5QU CoRE ¦ 4QU LoRE | Red Flag Warning - Large Fires | 2024 | Safety | 1.6846 | 375.6459 | 2024 | Control | 0.053 | 3 | 0 | esc | 0 | 0 | 0 | 0 | 0.055966 | 0.094279 | 0.055966 | 0.094279
[79 empty] | WLDFR | HFTD - Transmission - Tier 2 - 60/70 kV | Red Flag Warning - Catastrophic Fires | 2020 | 0 | 0 | 0 | 0 | 14146.1306 | 222.2294 | 8585.7228 | 5338.1784 | 813.2108 | 0 | 0 | 0 | 1.2617e-05 |  | 0 | 0.010261 | 0.010261 | 0 | 0 | 0 | 0 | 0 | 0 | 0 | 0 | 0 | [40 empty] | All EPR in 2020WLDFRElectric Reliability | WLDFR | HFTD - Distribution - Tier 2 - 5QU CoRE ¦ 4QU LoRE | Red Flag Warning - Large Fires | 2025 | Electric Reliability | 0.71896 | 375.6459 | 2025 | Control | 0.1325 | 3 | 0 | esc | 0 | 0 | 0 | 0 | 0 | 0 | 0.15274 | 0.10981
[79 empty] | WLDFR | HFTD - Transmission - Tier 2 - 60/70 kV | Red Flag Warning - Catastrophic Fires | 2021 | 0 | 0 | 0 | 0 | 14146.1306 | 222.2294 | 8585.7228 | 5338.1784 | 813.2108 | 813.2108 | 0 | 0 | 1.2617e-05 |  | 0 | 0.010261 | 0.010261 | 0 | 0.010261 | 0.010261 | 0 | 0 | 0 | 0 | 0 | 0 | [40 empty] | All EPR in 2020WLDFRFinancial | WLDFR | HFTD - Distribution - Tier 2 - 5QU CoRE ¦ 4QU LoRE | Red Flag Warning - Large Fires | 2025 | Financial | 3.0715 | 375.6459 | 2025 | Control | 0.053 | 3 | 0 | esc | 0 | 0 | 0 | 0 | 0 | 0 | 0.055966 | 0.1719
[79 empty] | WLDFR | HFTD - Transmission - Tier 2 - 60/70 kV | Red Flag Warning - Catastrophic Fires | 2022 | 0 | 0 | 0 | 0 | 14146.1306 | 222.2294 | 8585.7228 | 5338.1784 | 813.2108 | 813.2108 | 813.2108 | 0 | 1.2617e-05 |  | 0 | 0.010261 | 0.010261 | 0 | 0.010261 | 0.010261 | 0 | 0.010261 | 0.010261 | 0 | 0 | 0 | [40 empty] | All EPR in 2020WLDFRSafety | WLDFR | HFTD - Distribution - Tier 2 - 5QU CoRE ¦ 4QU LoRE | Red Flag Warning - Large Fires | 2025 | Safety | 1.6846 | 375.6459 | 2025 | Control | 0.053 | 3 | 0 | esc | 0 | 0 | 0 | 0 | 0 | 0 | 0.055966 | 0.094279
[79 empty] | WLDFR | HFTD - Transmission - Tier 2 - 60/70 kV | Red Flag Warning - Catastrophic Fires | 2023 | 0 | 0 | 0 | 0 | 14664.6376 | 233.2301 | 8896.516 | 5534.8915 | 0 | 843.2942 | 843.2942 | 843.2942 | 1.2617e-05 |  | 0 | 0 | 0 | 0 | 0.01064 | 0.01064 | 0 | 0.01064 | 0.01064 | 0 | 0.01064 | 0.01064 | [40 empty] | All EPR in 2020WLDFRElectric Reliability | WLDFR | HFTD - Distribution - Tier 2 - 5QU CoRE ¦ 4QU LoRE | Red Flag Warning - Small Fires | 2021 | Electric Reliability | 0.036425 | 375.6459 | 2021 | Control | 0.1325 | 3 | 0 | esc | 0.15274 | 0.0055635 | 0.15274 | 0.0055635 | 0 | 0 | 0 | 0
[79 empty] | WLDFR | HFTD - Transmission - Tier 2 - 60/70 kV | Red Flag Warning - Catastrophic Fires | 2024 | 0 | 0 | 0 | 0 | 14664.6376 | 233.2301 | 8896.516 | 5534.8915 | 0 | 0 | 843.2942 | 843.2942 | 1.2617e-05 |  | 0 | 0 | 0 | 0 | 0 | 0 | 0 | 0.01064 | 0.01064 | 0 | 0.01064 | 0.01064 | [40 empty] | All EPR in 2020WLDFRFinancial | WLDFR | HFTD - Distribution - Tier 2 - 5QU CoRE ¦ 4QU LoRE | Red Flag Warning - Small Fires | 2021 | Financial | 0.0015809 | 375.6459 | 2021 | Control | 0.053 | 3 | 0 | esc | 0.055966 | 8.8475e-05 | 0.055966 | 8.8475e-05 | 0 | 0 | 0 | 0
[79 empty] | WLDFR | HFTD - Transmission - Tier 2 - 60/70 kV | Red Flag Warning - Catastrophic Fires | 2025 | 0 | 0 | 0 | 0 | 14664.6376 | 233.2301 | 8896.516 | 5534.8915 | 0 | 0 | 0 | 843.2942 | 1.2617e-05 |  | 0 | 0 | 0 | 0 | 0 | 0 | 0 | 0 | 0 | 0 | 0.01064 | 0.01064 | [40 empty] | All EPR in 2020WLDFRSafety | WLDFR | HFTD - Distribution - Tier 2 - 5QU CoRE ¦ 4QU LoRE | Red Flag Warning - Small Fires | 2021 | Safety | 0.039895 | 375.6459 | 2021 | Control | 0.053 | 3 | 0 | esc | 0.055966 | 0.0022328 | 0.055966 | 0.0022328 | 0 | 0 | 0 | 0
[79 empty] | WLDFR | HFTD - Transmission - Tier 2 - 60/70 kV | Red Flag Warning - Destructive Fires | 2020 | 0 | 0 | 0 | 0 | 8807.9522 | 222.2294 | 8585.7228 | 0 | 514.4532 | 0 | 0 | 0 | 1.8025e-06 |  | 0 | 0.0009273 | 0.0009273 | 0 | 0 | 0 | 0 | 0 | 0 | 0 | 0 | 0 | [40 empty] | All EPR in 2020WLDFRElectric Reliability | WLDFR | HFTD - Distribution - Tier 2 - 5QU CoRE ¦ 4QU LoRE | Red Flag Warning - Small Fires | 2022 | Electric Reliability | 0.036425 | 375.6459 | 2022 | Control | 0.1325 | 3 | 0 | esc | 0.15274 | 0.0055635 | 0.15274 | 0.0055635 | 0.15274 | 0.0055635 | 0 | 0
[79 empty] | WLDFR | HFTD - Transmission - Tier 2 - 60/70 kV | Red Flag Warning - Destructive Fires | 2021 | 0 | 0 | 0 | 0 | 8807.9522 | 222.2294 | 8585.7228 | 0 | 514.4532 | 514.4532 | 0 | 0 | 1.8025e-06 |  | 0 | 0.0009273 | 0.0009273 | 0 | 0.0009273 | 0.0009273 | 0 | 0 | 0 | 0 | 0 | 0 | [40 empty] | All EPR in 2020WLDFRFinancial | WLDFR | HFTD - Distribution - Tier 2 - 5QU CoRE ¦ 4QU LoRE | Red Flag Warning - Small Fires | 2022 | Financial | 0.0015809 | 375.6459 | 2022 | Control | 0.053 | 3 | 0 | esc | 0.055966 | 8.8475e-05 | 0.055966 | 8.8475e-05 | 0.055966 | 8.8475e-05 | 0 | 0
[79 empty] | WLDFR | HFTD - Transmission - Tier 2 - 60/70 kV | Red Flag Warning - Destructive Fires | 2022 | 0 | 0 | 0 | 0 | 8807.9522 | 222.2294 | 8585.7228 | 0 | 514.4532 | 514.4532 | 514.4532 | 0 | 1.8025e-06 |  | 0 | 0.0009273 | 0.0009273 | 0 | 0.0009273 | 0.0009273 | 0 | 0.0009273 | 0.0009273 | 0 | 0 | 0 | [40 empty] | All EPR in 2020WLDFRSafety | WLDFR | HFTD - Distribution - Tier 2 - 5QU CoRE ¦ 4QU LoRE | Red Flag Warning - Small Fires | 2022 | Safety | 0.039895 | 375.6459 | 2022 | Control | 0.053 | 3 | 0 | esc | 0.055966 | 0.0022328 | 0.055966 | 0.0022328 | 0.055966 | 0.0022328 | 0 | 0
[79 empty] | WLDFR | HFTD - Transmission - Tier 2 - 60/70 kV | Red Flag Warning - Destructive Fires | 2023 | 0 | 0 | 0 | 0 | 9129.7461 | 233.2301 | 8896.516 | 0 | 0 | 533.5273 | 533.5273 | 533.5273 | 1.8025e-06 |  | 0 | 0 | 0 | 0 | 0.00096168 | 0.00096168 | 0 | 0.00096168 | 0.00096168 | 0 | 0.00096168 | 0.00096168 | [40 empty] | All EPR in 2020WLDFRElectric Reliability | WLDFR | HFTD - Distribution - Tier 2 - 5QU CoRE ¦ 4QU LoRE | Red Flag Warning - Small Fires | 2023 | Electric Reliability | 0.03759 | 375.6459 | 2023 | Control | 0.1325 | 3 | 0 | esc | 0 | 0 | 0.15274 | 0.0057414 | 0.15274 | 0.0057414 | 0.15274 | 0.0057414
[79 empty] | WLDFR | HFTD - Transmission - Tier 2 - 60/70 kV | Red Flag Warning - Destructive Fires | 2024 | 0 | 0 | 0 | 0 | 9129.7461 | 233.2301 | 8896.516 | 0 | 0 | 0 | 533.5273 | 533.5273 | 1.8025e-06 |  | 0 | 0 | 0 | 0 | 0 | 0 | 0 | 0.00096168 | 0.00096168 | 0 | 0.00096168 | 0.00096168 | [40 empty] | All EPR in 2020WLDFRFinancial | WLDFR | HFTD - Distribution - Tier 2 - 5QU CoRE ¦ 4QU LoRE | Red Flag Warning - Small Fires | 2023 | Financial | 0.0016314 | 375.6459 | 2023 | Control | 0.053 | 3 | 0 | esc | 0 | 0 | 0.055966 | 9.1305e-05 | 0.055966 | 9.1305e-05 | 0.055966 | 9.1305e-05
[79 empty] | WLDFR | HFTD - Transmission - Tier 2 - 60/70 kV | Red Flag Warning - Destructive Fires | 2025 | 0 | 0 | 0 | 0 | 9129.7461 | 233.2301 | 8896.516 | 0 | 0 | 0 | 0 | 533.5273 | 1.8025e-06 |  | 0 | 0 | 0 | 0 | 0 | 0 | 0 | 0 | 0 | 0 | 0.00096168 | 0.00096168 | [40 empty] | All EPR in 2020WLDFRSafety | WLDFR | HFTD - Distribution - Tier 2 - 5QU CoRE ¦ 4QU LoRE | Red Flag Warning - Small Fires | 2023 | Safety | 0.041187 | 375.6459 | 2023 | Control | 0.053 | 3 | 0 | esc | 0 | 0 | 0.055966 | 0.0023051 | 0.055966 | 0.0023051 | 0.055966 | 0.0023051
[79 empty] | WLDFR | HFTD - Transmission - Tier 2 - 60/70 kV | Red Flag Warning - Large Fires | 2020 | 0 | 0 | 0 | 0 | 5.2406 | 0.69642 | 2.942 | 1.6022 | 0.36069 | 0 | 0 | 0 | 1.0815e-05 |  | 0 | 3.9008e-06 | 3.9008e-06 | 0 | 0 | 0 | 0 | 0 | 0 | 0 | 0 | 0 | [40 empty] | All EPR in 2020WLDFRElectric Reliability | WLDFR | HFTD - Distribution - Tier 2 - 5QU CoRE ¦ 4QU LoRE | Red Flag Warning - Small Fires | 2024 | Electric Reliability | 0.03759 | 375.6459 | 2024 | Control | 0.1325 | 3 | 0 | esc | 0 | 0 | 0 | 0 | 0.15274 | 0.0057414 | 0.15274 | 0.0057414
[79 empty] | WLDFR | HFTD - Transmission - Tier 2 - 60/70 kV | Red Flag Warning - Large Fires | 2021 | 0 | 0 | 0 | 0 | 5.2406 | 0.69642 | 2.942 | 1.6022 | 0.36069 | 0.36069 | 0 | 0 | 1.0815e-05 |  | 0 | 3.9008e-06 | 3.9008e-06 | 0 | 3.9008e-06 | 3.9008e-06 | 0 | 0 | 0 | 0 | 0 | 0 | [40 empty] | All EPR in 2020WLDFRFinancial | WLDFR | HFTD - Distribution - Tier 2 - 5QU CoRE ¦ 4QU LoRE | Red Flag Warning - Small Fires | 2024 | Financial | 0.0016314 | 375.6459 | 2024 | Control | 0.053 | 3 | 0 | esc | 0 | 0 | 0 | 0 | 0.055966 | 9.1305e-05 | 0.055966 | 9.1305e-05
[79 empty] | WLDFR | HFTD - Transmission - Tier 2 - 60/70 kV | Red Flag Warning - Large Fires | 2022 | 0 | 0 | 0 | 0 | 5.2406 | 0.69642 | 2.942 | 1.6022 | 0.36069 | 0.36069 | 0.36069 | 0 | 1.0815e-05 |  | 0 | 3.9008e-06 | 3.9008e-06 | 0 | 3.9008e-06 | 3.9008e-06 | 0 | 3.9008e-06 | 3.9008e-06 | 0 | 0 | 0 | [40 empty] | All EPR in 2020WLDFRSafety | WLDFR | HFTD - Distribution - Tier 2 - 5QU CoRE ¦ 4QU LoRE | Red Flag Warning - Small Fires | 2024 | Safety | 0.041187 | 375.6459 | 2024 | Control | 0.053 | 3 | 0 | esc | 0 | 0 | 0 | 0 | 0.055966 | 0.0023051 | 0.055966 | 0.0023051
[79 empty] | WLDFR | HFTD - Transmission - Tier 2 - 60/70 kV | Red Flag Warning - Large Fires | 2023 | 0 | 0 | 0 | 0 | 5.475 | 0.71896 | 3.0715 | 1.6846 | 0 | 0.37599 | 0.37599 | 0.37599 | 1.0815e-05 |  | 0 | 0 | 0 | 0 | 4.0664e-06 | 4.0664e-06 | 0 | 4.0664e-06 | 4.0664e-06 | 0 | 4.0664e-06 | 4.0664e-06 | [40 empty] | All EPR in 2020WLDFRElectric Reliability | WLDFR | HFTD - Distribution - Tier 2 - 5QU CoRE ¦ 4QU LoRE | Red Flag Warning - Small Fires | 2025 | Electric Reliability | 0.03759 | 375.6459 | 2025 | Control | 0.1325 | 3 | 0 | esc | 0 | 0 | 0 | 0 | 0 | 0 | 0.15274 | 0.0057414
[79 empty] | WLDFR | HFTD - Transmission - Tier 2 - 60/70 kV | Red Flag Warning - Large Fires | 2024 | 0 | 0 | 0 | 0 | 5.475 | 0.71896 | 3.0715 | 1.6846 | 0 | 0 | 0.37599 | 0.37599 | 1.0815e-05 |  | 0 | 0 | 0 | 0 | 0 | 0 | 0 | 4.0664e-06 | 4.0664e-06 | 0 | 4.0664e-06 | 4.0664e-06 | [40 empty] | All EPR in 2020WLDFRFinancial | WLDFR | HFTD - Distribution - Tier 2 - 5QU CoRE ¦ 4QU LoRE | Red Flag Warning - Small Fires | 2025 | Financial | 0.0016314 | 375.6459 | 2025 | Control | 0.053 | 3 | 0 | esc | 0 | 0 | 0 | 0 | 0 | 0 | 0.055966 | 9.1305e-05
[79 empty] | WLDFR | HFTD - Transmission - Tier 2 - 60/70 kV | Red Flag Warning - Large Fires | 2025 | 0 | 0 | 0 | 0 | 5.475 | 0.71896 | 3.0715 | 1.6846 | 0 | 0 | 0 | 0.37599 | 1.0815e-05 |  | 0 | 0 | 0 | 0 | 0 | 0 | 0 | 0 | 0 | 0 | 4.0664e-06 | 4.0664e-06 | [40 empty] | All EPR in 2020WLDFRSafety | WLDFR | HFTD - Distribution - Tier 2 - 5QU CoRE ¦ 4QU LoRE | Red Flag Warning - Small Fires | 2025 | Safety | 0.041187 | 375.6459 | 2025 | Control | 0.053 | 3 | 0 | esc | 0 | 0 | 0 | 0 | 0 | 0 | 0.055966 | 0.0023051
[79 empty] | WLDFR | HFTD - Transmission - Tier 2 - 60/70 kV | Red Flag Warning - Small Fires | 2020 | 0 | 0 | 0 | 0 | 0.077901 | 0.036425 | 0.0015809 | 0.039895 | 0.0078847 | 0 | 0 | 0 | 0.00014861 |  | 0 | 1.1717e-06 | 1.1717e-06 | 0 | 0 | 0 | 0 | 0 | 0 | 0 | 0 | 0 | [40 empty] | All EPR in 2020WLDFRElectric Reliability | WLDFR | HFTD - Distribution - Tier 2 - 5QU CoRE ¦ 4QU LoRE | Seismic - Non-Red Flag Warning - Catastrophic Fires | 2021 | Electric Reliability | 409.2237 | 375.6459 | 2021 | Control | 0.1325 | 3 | 0 | esc | 0.15274 | 62.5039 | 0.15274 | 62.5039 | 0 | 0 | 0 | 0
[79 empty] | WLDFR | HFTD - Transmission - Tier 2 - 60/70 kV | Red Flag Warning - Small Fires | 2021 | 0 | 0 | 0 | 0 | 0.077901 | 0.036425 | 0.0015809 | 0.039895 | 0.0078847 | 0.0078847 | 0 | 0 | 0.00014861 |  | 0 | 1.1717e-06 | 1.1717e-06 | 0 | 1.1717e-06 | 1.1717e-06 | 0 | 0 | 0 | 0 | 0 | 0 | [40 empty] | All EPR in 2020WLDFRFinancial | WLDFR | HFTD - Distribution - Tier 2 - 5QU CoRE ¦ 4QU LoRE | Seismic - Non-Red Flag Warning - Catastrophic Fires | 2021 | Financial | 13469.0878 | 375.6459 | 2021 | Control | 0.053 | 3 | 0 | esc | 0.055966 | 753.8138 | 0.055966 | 753.8138 | 0 | 0 | 0 | 0
[79 empty] | WLDFR | HFTD - Transmission - Tier 2 - 60/70 kV | Red Flag Warning - Small Fires | 2022 | 0 | 0 | 0 | 0 | 0.077901 | 0.036425 | 0.0015809 | 0.039895 | 0.0078847 | 0.0078847 | 0.0078847 | 0 | 0.00014861 |  | 0 | 1.1717e-06 | 1.1717e-06 | 0 | 1.1717e-06 | 1.1717e-06 | 0 | 1.1717e-06 | 1.1717e-06 | 0 | 0 | 0 | [40 empty] | All EPR in 2020WLDFRSafety | WLDFR | HFTD - Distribution - Tier 2 - 5QU CoRE ¦ 4QU LoRE | Seismic - Non-Red Flag Warning - Catastrophic Fires | 2021 | Safety | 7205.5313 | 375.6459 | 2021 | Control | 0.053 | 3 | 0 | esc | 0.055966 | 403.2663 | 0.055966 | 403.2663 | 0 | 0 | 0 | 0
[79 empty] | WLDFR | HFTD - Transmission - Tier 2 - 60/70 kV | Red Flag Warning - Small Fires | 2023 | 0 | 0 | 0 | 0 | 0.080408 | 0.03759 | 0.0016314 | 0.041187 | 0 | 0.0081378 | 0.0081378 | 0.0081378 | 0.00014861 |  | 0 | 0 | 0 | 0 | 1.2093e-06 | 1.2093e-06 | 0 | 1.2093e-06 | 1.2093e-06 | 0 | 1.2093e-06 | 1.2093e-06 | [40 empty] | All EPR in 2020WLDFRElectric Reliability | WLDFR | HFTD - Distribution - Tier 2 - 5QU CoRE ¦ 4QU LoRE | Seismic - Non-Red Flag Warning - Catastrophic Fires | 2022 | Electric Reliability | 409.2237 | 375.6459 | 2022 | Control | 0.1325 | 3 | 0 | esc | 0.15274 | 62.5039 | 0.15274 | 62.5039 | 0.15274 | 62.5039 | 0 | 0
[79 empty] | WLDFR | HFTD - Transmission - Tier 2 - 60/70 kV | Red Flag Warning - Small Fires | 2024 | 0 | 0 | 0 | 0 | 0.080408 | 0.03759 | 0.0016314 | 0.041187 | 0 | 0 | 0.0081378 | 0.0081378 | 0.00014861 |  | 0 | 0 | 0 | 0 | 0 | 0 | 0 | 1.2093e-06 | 1.2093e-06 | 0 | 1.2093e-06 | 1.2093e-06 | [40 empty] | All EPR in 2020WLDFRFinancial | WLDFR | HFTD - Distribution - Tier 2 - 5QU CoRE ¦ 4QU LoRE | Seismic - Non-Red Flag Warning - Catastrophic Fires | 2022 | Financial | 13469.0878 | 375.6459 | 2022 | Control | 0.053 | 3 | 0 | esc | 0.055966 | 753.8138 | 0.055966 | 753.8138 | 0.055966 | 753.8138 | 0 | 0
[79 empty] | WLDFR | HFTD - Transmission - Tier 2 - 60/70 kV | Red Flag Warning - Small Fires | 2025 | 0 | 0 | 0 | 0 | 0.080408 | 0.03759 | 0.0016314 | 0.041187 | 0 | 0 | 0 | 0.0081378 | 0.00014861 |  | 0 | 0 | 0 | 0 | 0 | 0 | 0 | 0 | 0 | 0 | 1.2093e-06 | 1.2093e-06 | [40 empty] | All EPR in 2020WLDFRSafety | WLDFR | HFTD - Distribution - Tier 2 - 5QU CoRE ¦ 4QU LoRE | Seismic - Non-Red Flag Warning - Catastrophic Fires | 2022 | Safety | 7205.5313 | 375.6459 | 2022 | Control | 0.053 | 3 | 0 | esc | 0.055966 | 403.2663 | 0.055966 | 403.2663 | 0.055966 | 403.2663 | 0 | 0
[79 empty] | WLDFR | HFTD - Transmission - Tier 3 - 115 kV or Lower | Non-Red Flag Warning - Catastrophic Fires | 2020 | 0 | 0 | 0 | 0 | 14146.1306 | 222.2294 | 8585.7228 | 5338.1784 | 813.2108 | 0 | 0 | 0 | 1.4533e-06 |  | 0 | 0.0011818 | 0.0011818 | 0 | 0 | 0 | 0 | 0 | 0 | 0 | 0 | 0 | [40 empty] | All EPR in 2020WLDFRElectric Reliability | WLDFR | HFTD - Distribution - Tier 2 - 5QU CoRE ¦ 4QU LoRE | Seismic - Non-Red Flag Warning - Catastrophic Fires | 2023 | Electric Reliability | 428.6023 | 375.6459 | 2023 | Control | 0.1325 | 3 | 0 | esc | 0 | 0 | 0.15274 | 65.4638 | 0.15274 | 65.4638 | 0.15274 | 65.4638
[79 empty] | WLDFR | HFTD - Transmission - Tier 3 - 115 kV or Lower | Non-Red Flag Warning - Catastrophic Fires | 2021 | 0 | 0 | 0 | 0 | 14146.1306 | 222.2294 | 8585.7228 | 5338.1784 | 813.2108 | 813.2108 | 0 | 0 | 1.4533e-06 |  | 0 | 0.0011818 | 0.0011818 | 0 | 0.0011818 | 0.0011818 | 0 | 0 | 0 | 0 | 0 | 0 | [40 empty] | All EPR in 2020WLDFRFinancial | WLDFR | HFTD - Distribution - Tier 2 - 5QU CoRE ¦ 4QU LoRE | Seismic - Non-Red Flag Warning - Catastrophic Fires | 2023 | Financial | 13939.561 | 375.6459 | 2023 | Control | 0.053 | 3 | 0 | esc | 0 | 0 | 0.055966 | 780.1444 | 0.055966 | 780.1444 | 0.055966 | 780.1444
[79 empty] | WLDFR | HFTD - Transmission - Tier 3 - 115 kV or Lower | Non-Red Flag Warning - Catastrophic Fires | 2022 | 0 | 0 | 0 | 0 | 14146.1306 | 222.2294 | 8585.7228 | 5338.1784 | 813.2108 | 813.2108 | 813.2108 | 0 | 1.4533e-06 |  | 0 | 0.0011818 | 0.0011818 | 0 | 0.0011818 | 0.0011818 | 0 | 0.0011818 | 0.0011818 | 0 | 0 | 0 | [40 empty] | All EPR in 2020WLDFRSafety | WLDFR | HFTD - Distribution - Tier 2 - 5QU CoRE ¦ 4QU LoRE | Seismic - Non-Red Flag Warning - Catastrophic Fires | 2023 | Safety | 7467.8148 | 375.6459 | 2023 | Control | 0.053 | 3 | 0 | esc | 0 | 0 | 0.055966 | 417.9453 | 0.055966 | 417.9453 | 0.055966 | 417.9453
[79 empty] | WLDFR | HFTD - Transmission - Tier 3 - 115 kV or Lower | Non-Red Flag Warning - Catastrophic Fires | 2023 | 0 | 0 | 0 | 0 | 14664.6376 | 233.2301 | 8896.516 | 5534.8915 | 0 | 843.2942 | 843.2942 | 843.2942 | 1.4533e-06 |  | 0 | 0 | 0 | 0 | 0.0012256 | 0.0012256 | 0 | 0.0012256 | 0.0012256 | 0 | 0.0012256 | 0.0012256 | [40 empty] | All EPR in 2020WLDFRElectric Reliability | WLDFR | HFTD - Distribution - Tier 2 - 5QU CoRE ¦ 4QU LoRE | Seismic - Non-Red Flag Warning - Catastrophic Fires | 2024 | Electric Reliability | 428.6023 | 375.6459 | 2024 | Control | 0.1325 | 3 | 0 | esc | 0 | 0 | 0 | 0 | 0.15274 | 65.4638 | 0.15274 | 65.4638
[79 empty] | WLDFR | HFTD - Transmission - Tier 3 - 115 kV or Lower | Non-Red Flag Warning - Catastrophic Fires | 2024 | 0 | 0 | 0 | 0 | 14664.6376 | 233.2301 | 8896.516 | 5534.8915 | 0 | 0 | 843.2942 | 843.2942 | 1.4533e-06 |  | 0 | 0 | 0 | 0 | 0 | 0 | 0 | 0.0012256 | 0.0012256 | 0 | 0.0012256 | 0.0012256 | [40 empty] | All EPR in 2020WLDFRFinancial | WLDFR | HFTD - Distribution - Tier 2 - 5QU CoRE ¦ 4QU LoRE | Seismic - Non-Red Flag Warning - Catastrophic Fires | 2024 | Financial | 13939.561 | 375.6459 | 2024 | Control | 0.053 | 3 | 0 | esc | 0 | 0 | 0 | 0 | 0.055966 | 780.1444 | 0.055966 | 780.1444
[79 empty] | WLDFR | HFTD - Transmission - Tier 3 - 115 kV or Lower | Non-Red Flag Warning - Catastrophic Fires | 2025 | 0 | 0 | 0 | 0 | 14664.6376 | 233.2301 | 8896.516 | 5534.8915 | 0 | 0 | 0 | 843.2942 | 1.4533e-06 |  | 0 | 0 | 0 | 0 | 0 | 0 | 0 | 0 | 0 | 0 | 0.0012256 | 0.0012256 | [40 empty] | All EPR in 2020WLDFRSafety | WLDFR | HFTD - Distribution - Tier 2 - 5QU CoRE ¦ 4QU LoRE | Seismic - Non-Red Flag Warning - Catastrophic Fires | 2024 | Safety | 7467.8148 | 375.6459 | 2024 | Control | 0.053 | 3 | 0 | esc | 0 | 0 | 0 | 0 | 0.055966 | 417.9453 | 0.055966 | 417.9453
[79 empty] | WLDFR | HFTD - Transmission - Tier 3 - 115 kV or Lower | Non-Red Flag Warning - Destructive Fires | 2020 | 0 | 0 | 0 | 0 | 8807.9522 | 222.2294 | 8585.7228 | 0 | 514.4532 | 0 | 0 | 0 | 1.4533e-06 |  | 0 | 0.00074765 | 0.00074765 | 0 | 0 | 0 | 0 | 0 | 0 | 0 | 0 | 0 | [40 empty] | All EPR in 2020WLDFRElectric Reliability | WLDFR | HFTD - Distribution - Tier 2 - 5QU CoRE ¦ 4QU LoRE | Seismic - Non-Red Flag Warning - Catastrophic Fires | 2025 | Electric Reliability | 428.6023 | 375.6459 | 2025 | Control | 0.1325 | 3 | 0 | esc | 0 | 0 | 0 | 0 | 0 | 0 | 0.15274 | 65.4638
[79 empty] | WLDFR | HFTD - Transmission - Tier 3 - 115 kV or Lower | Non-Red Flag Warning - Destructive Fires | 2021 | 0 | 0 | 0 | 0 | 8807.9522 | 222.2294 | 8585.7228 | 0 | 514.4532 | 514.4532 | 0 | 0 | 1.4533e-06 |  | 0 | 0.00074765 | 0.00074765 | 0 | 0.00074765 | 0.00074765 | 0 | 0 | 0 | 0 | 0 | 0 | [40 empty] | All EPR in 2020WLDFRFinancial | WLDFR | HFTD - Distribution - Tier 2 - 5QU CoRE ¦ 4QU LoRE | Seismic - Non-Red Flag Warning - Catastrophic Fires | 2025 | Financial | 13939.561 | 375.6459 | 2025 | Control | 0.053 | 3 | 0 | esc | 0 | 0 | 0 | 0 | 0 | 0 | 0.055966 | 780.1444
[79 empty] | WLDFR | HFTD - Transmission - Tier 3 - 115 kV or Lower | Non-Red Flag Warning - Destructive Fires | 2022 | 0 | 0 | 0 | 0 | 8807.9522 | 222.2294 | 8585.7228 | 0 | 514.4532 | 514.4532 | 514.4532 | 0 | 1.4533e-06 |  | 0 | 0.00074765 | 0.00074765 | 0 | 0.00074765 | 0.00074765 | 0 | 0.00074765 | 0.00074765 | 0 | 0 | 0 | [40 empty] | All EPR in 2020WLDFRSafety | WLDFR | HFTD - Distribution - Tier 2 - 5QU CoRE ¦ 4QU LoRE | Seismic - Non-Red Flag Warning - Catastrophic Fires | 2025 | Safety | 7467.8148 | 375.6459 | 2025 | Control | 0.053 | 3 | 0 | esc | 0 | 0 | 0 | 0 | 0 | 0 | 0.055966 | 417.9453
[79 empty] | WLDFR | HFTD - Transmission - Tier 3 - 115 kV or Lower | Non-Red Flag Warning - Destructive Fires | 2023 | 0 | 0 | 0 | 0 | 9129.7461 | 233.2301 | 8896.516 | 0 | 0 | 533.5273 | 533.5273 | 533.5273 | 1.4533e-06 |  | 0 | 0 | 0 | 0 | 0.00077537 | 0.00077537 | 0 | 0.00077537 | 0.00077537 | 0 | 0.00077537 | 0.00077537 | [40 empty] | All EPR in 2020WLDFRElectric Reliability | WLDFR | HFTD - Distribution - Tier 2 - 5QU CoRE ¦ 4QU LoRE | Seismic - Red Flag Warning - Catastrophic Fires | 2021 | Electric Reliability | 409.2237 | 375.6459 | 2021 | Control | 0.1325 | 3 | 0 | esc | 0.15274 | 62.5039 | 0.15274 | 62.5039 | 0 | 0 | 0 | 0
[79 empty] | WLDFR | HFTD - Transmission - Tier 3 - 115 kV or Lower | Non-Red Flag Warning - Destructive Fires | 2024 | 0 | 0 | 0 | 0 | 9129.7461 | 233.2301 | 8896.516 | 0 | 0 | 0 | 533.5273 | 533.5273 | 1.4533e-06 |  | 0 | 0 | 0 | 0 | 0 | 0 | 0 | 0.00077537 | 0.00077537 | 0 | 0.00077537 | 0.00077537 | [40 empty] | All EPR in 2020WLDFRFinancial | WLDFR | HFTD - Distribution - Tier 2 - 5QU CoRE ¦ 4QU LoRE | Seismic - Red Flag Warning - Catastrophic Fires | 2021 | Financial | 13469.0878 | 375.6459 | 2021 | Control | 0.053 | 3 | 0 | esc | 0.055966 | 753.8138 | 0.055966 | 753.8138 | 0 | 0 | 0 | 0
[79 empty] | WLDFR | HFTD - Transmission - Tier 3 - 115 kV or Lower | Non-Red Flag Warning - Destructive Fires | 2025 | 0 | 0 | 0 | 0 | 9129.7461 | 233.2301 | 8896.516 | 0 | 0 | 0 | 0 | 533.5273 | 1.4533e-06 |  | 0 | 0 | 0 | 0 | 0 | 0 | 0 | 0 | 0 | 0 | 0.00077537 | 0.00077537 | [40 empty] | All EPR in 2020WLDFRSafety | WLDFR | HFTD - Distribution - Tier 2 - 5QU CoRE ¦ 4QU LoRE | Seismic - Red Flag Warning - Catastrophic Fires | 2021 | Safety | 7205.5313 | 375.6459 | 2021 | Control | 0.053 | 3 | 0 | esc | 0.055966 | 403.2663 | 0.055966 | 403.2663 | 0 | 0 | 0 | 0
[79 empty] | WLDFR | HFTD - Transmission - Tier 3 - 115 kV or Lower | Non-Red Flag Warning - Large Fires | 2020 | 0 | 0 | 0 | 0 | 5.2406 | 0.69642 | 2.942 | 1.6022 | 0.36069 | 0 | 0 | 0 | 1.308e-05 |  | 0 | 4.7177e-06 | 4.7177e-06 | 0 | 0 | 0 | 0 | 0 | 0 | 0 | 0 | 0 | [40 empty] | All EPR in 2020WLDFRElectric Reliability | WLDFR | HFTD - Distribution - Tier 2 - 5QU CoRE ¦ 4QU LoRE | Seismic - Red Flag Warning - Catastrophic Fires | 2022 | Electric Reliability | 409.2237 | 375.6459 | 2022 | Control | 0.1325 | 3 | 0 | esc | 0.15274 | 62.5039 | 0.15274 | 62.5039 | 0.15274 | 62.5039 | 0 | 0
[79 empty] | WLDFR | HFTD - Transmission - Tier 3 - 115 kV or Lower | Non-Red Flag Warning - Large Fires | 2021 | 0 | 0 | 0 | 0 | 5.2406 | 0.69642 | 2.942 | 1.6022 | 0.36069 | 0.36069 | 0 | 0 | 1.308e-05 |  | 0 | 4.7177e-06 | 4.7177e-06 | 0 | 4.7177e-06 | 4.7177e-06 | 0 | 0 | 0 | 0 | 0 | 0 | [40 empty] | All EPR in 2020WLDFRFinancial | WLDFR | HFTD - Distribution - Tier 2 - 5QU CoRE ¦ 4QU LoRE | Seismic - Red Flag Warning - Catastrophic Fires | 2022 | Financial | 13469.0878 | 375.6459 | 2022 | Control | 0.053 | 3 | 0 | esc | 0.055966 | 753.8138 | 0.055966 | 753.8138 | 0.055966 | 753.8138 | 0 | 0
[79 empty] | WLDFR | HFTD - Transmission - Tier 3 - 115 kV or Lower | Non-Red Flag Warning - Large Fires | 2022 | 0 | 0 | 0 | 0 | 5.2406 | 0.69642 | 2.942 | 1.6022 | 0.36069 | 0.36069 | 0.36069 | 0 | 1.308e-05 |  | 0 | 4.7177e-06 | 4.7177e-06 | 0 | 4.7177e-06 | 4.7177e-06 | 0 | 4.7177e-06 | 4.7177e-06 | 0 | 0 | 0 | [40 empty] | All EPR in 2020WLDFRSafety | WLDFR | HFTD - Distribution - Tier 2 - 5QU CoRE ¦ 4QU LoRE | Seismic - Red Flag Warning - Catastrophic Fires | 2022 | Safety | 7205.5313 | 375.6459 | 2022 | Control | 0.053 | 3 | 0 | esc | 0.055966 | 403.2663 | 0.055966 | 403.2663 | 0.055966 | 403.2663 | 0 | 0
[79 empty] | WLDFR | HFTD - Transmission - Tier 3 - 115 kV or Lower | Non-Red Flag Warning - Large Fires | 2023 | 0 | 0 | 0 | 0 | 5.475 | 0.71896 | 3.0715 | 1.6846 | 0 | 0.37599 | 0.37599 | 0.37599 | 1.308e-05 |  | 0 | 0 | 0 | 0 | 4.9179e-06 | 4.9179e-06 | 0 | 4.9179e-06 | 4.9179e-06 | 0 | 4.9179e-06 | 4.9179e-06 | [40 empty] | All EPR in 2020WLDFRElectric Reliability | WLDFR | HFTD - Distribution - Tier 2 - 5QU CoRE ¦ 4QU LoRE | Seismic - Red Flag Warning - Catastrophic Fires | 2023 | Electric Reliability | 428.6023 | 375.6459 | 2023 | Control | 0.1325 | 3 | 0 | esc | 0 | 0 | 0.15274 | 65.4638 | 0.15274 | 65.4638 | 0.15274 | 65.4638
[79 empty] | WLDFR | HFTD - Transmission - Tier 3 - 115 kV or Lower | Non-Red Flag Warning - Large Fires | 2024 | 0 | 0 | 0 | 0 | 5.475 | 0.71896 | 3.0715 | 1.6846 | 0 | 0 | 0.37599 | 0.37599 | 1.308e-05 |  | 0 | 0 | 0 | 0 | 0 | 0 | 0 | 4.9179e-06 | 4.9179e-06 | 0 | 4.9179e-06 | 4.9179e-06 | [40 empty] | All EPR in 2020WLDFRFinancial | WLDFR | HFTD - Distribution - Tier 2 - 5QU CoRE ¦ 4QU LoRE | Seismic - Red Flag Warning - Catastrophic Fires | 2023 | Financial | 13939.561 | 375.6459 | 2023 | Control | 0.053 | 3 | 0 | esc | 0 | 0 | 0.055966 | 780.1444 | 0.055966 | 780.1444 | 0.055966 | 780.1444
[79 empty] | WLDFR | HFTD - Transmission - Tier 3 - 115 kV or Lower | Non-Red Flag Warning - Large Fires | 2025 | 0 | 0 | 0 | 0 | 5.475 | 0.71896 | 3.0715 | 1.6846 | 0 | 0 | 0 | 0.37599 | 1.308e-05 |  | 0 | 0 | 0 | 0 | 0 | 0 | 0 | 0 | 0 | 0 | 4.9179e-06 | 4.9179e-06 | [40 empty] | All EPR in 2020WLDFRSafety | WLDFR | HFTD - Distribution - Tier 2 - 5QU CoRE ¦ 4QU LoRE | Seismic - Red Flag Warning - Catastrophic Fires | 2023 | Safety | 7467.8148 | 375.6459 | 2023 | Control | 0.053 | 3 | 0 | esc | 0 | 0 | 0.055966 | 417.9453 | 0.055966 | 417.9453 | 0.055966 | 417.9453
[79 empty] | WLDFR | HFTD - Transmission - Tier 3 - 115 kV or Lower | Non-Red Flag Warning - Small Fires | 2020 | 0 | 0 | 0 | 0 | 0.077901 | 0.036425 | 0.0015809 | 0.039895 | 0.0078847 | 0 | 0 | 0 | 0.0022461 |  | 0 | 1.771e-05 | 1.771e-05 | 0 | 0 | 0 | 0 | 0 | 0 | 0 | 0 | 0 | [40 empty] | All EPR in 2020WLDFRElectric Reliability | WLDFR | HFTD - Distribution - Tier 2 - 5QU CoRE ¦ 4QU LoRE | Seismic - Red Flag Warning - Catastrophic Fires | 2024 | Electric Reliability | 428.6023 | 375.6459 | 2024 | Control | 0.1325 | 3 | 0 | esc | 0 | 0 | 0 | 0 | 0.15274 | 65.4638 | 0.15274 | 65.4638
[79 empty] | WLDFR | HFTD - Transmission - Tier 3 - 115 kV or Lower | Non-Red Flag Warning - Small Fires | 2021 | 0 | 0 | 0 | 0 | 0.077901 | 0.036425 | 0.0015809 | 0.039895 | 0.0078847 | 0.0078847 | 0 | 0 | 0.0022461 |  | 0 | 1.771e-05 | 1.771e-05 | 0 | 1.771e-05 | 1.771e-05 | 0 | 0 | 0 | 0 | 0 | 0 | [40 empty] | All EPR in 2020WLDFRFinancial | WLDFR | HFTD - Distribution - Tier 2 - 5QU CoRE ¦ 4QU LoRE | Seismic - Red Flag Warning - Catastrophic Fires | 2024 | Financial | 13939.561 | 375.6459 | 2024 | Control | 0.053 | 3 | 0 | esc | 0 | 0 | 0 | 0 | 0.055966 | 780.1444 | 0.055966 | 780.1444
[79 empty] | WLDFR | HFTD - Transmission - Tier 3 - 115 kV or Lower | Non-Red Flag Warning - Small Fires | 2022 | 0 | 0 | 0 | 0 | 0.077901 | 0.036425 | 0.0015809 | 0.039895 | 0.0078847 | 0.0078847 | 0.0078847 | 0 | 0.0022461 |  | 0 | 1.771e-05 | 1.771e-05 | 0 | 1.771e-05 | 1.771e-05 | 0 | 1.771e-05 | 1.771e-05 | 0 | 0 | 0 | [40 empty] | All EPR in 2020WLDFRSafety | WLDFR | HFTD - Distribution - Tier 2 - 5QU CoRE ¦ 4QU LoRE | Seismic - Red Flag Warning - Catastrophic Fires | 2024 | Safety | 7467.8148 | 375.6459 | 2024 | Control | 0.053 | 3 | 0 | esc | 0 | 0 | 0 | 0 | 0.055966 | 417.9453 | 0.055966 | 417.9453
[79 empty] | WLDFR | HFTD - Transmission - Tier 3 - 115 kV or Lower | Non-Red Flag Warning - Small Fires | 2023 | 0 | 0 | 0 | 0 | 0.080408 | 0.03759 | 0.0016314 | 0.041187 | 0 | 0.0081378 | 0.0081378 | 0.0081378 | 0.0022461 |  | 0 | 0 | 0 | 0 | 1.8278e-05 | 1.8278e-05 | 0 | 1.8278e-05 | 1.8278e-05 | 0 | 1.8278e-05 | 1.8278e-05 | [40 empty] | All EPR in 2020WLDFRElectric Reliability | WLDFR | HFTD - Distribution - Tier 2 - 5QU CoRE ¦ 4QU LoRE | Seismic - Red Flag Warning - Catastrophic Fires | 2025 | Electric Reliability | 428.6023 | 375.6459 | 2025 | Control | 0.1325 | 3 | 0 | esc | 0 | 0 | 0 | 0 | 0 | 0 | 0.15274 | 65.4638
[79 empty] | WLDFR | HFTD - Transmission - Tier 3 - 115 kV or Lower | Non-Red Flag Warning - Small Fires | 2024 | 0 | 0 | 0 | 0 | 0.080408 | 0.03759 | 0.0016314 | 0.041187 | 0 | 0 | 0.0081378 | 0.0081378 | 0.0022461 |  | 0 | 0 | 0 | 0 | 0 | 0 | 0 | 1.8278e-05 | 1.8278e-05 | 0 | 1.8278e-05 | 1.8278e-05 | [40 empty] | All EPR in 2020WLDFRFinancial | WLDFR | HFTD - Distribution - Tier 2 - 5QU CoRE ¦ 4QU LoRE | Seismic - Red Flag Warning - Catastrophic Fires | 2025 | Financial | 13939.561 | 375.6459 | 2025 | Control | 0.053 | 3 | 0 | esc | 0 | 0 | 0 | 0 | 0 | 0 | 0.055966 | 780.1444
[79 empty] | WLDFR | HFTD - Transmission - Tier 3 - 115 kV or Lower | Non-Red Flag Warning - Small Fires | 2025 | 0 | 0 | 0 | 0 | 0.080408 | 0.03759 | 0.0016314 | 0.041187 | 0 | 0 | 0 | 0.0081378 | 0.0022461 |  | 0 | 0 | 0 | 0 | 0 | 0 | 0 | 0 | 0 | 0 | 1.8278e-05 | 1.8278e-05 | [40 empty] | All EPR in 2020WLDFRSafety | WLDFR | HFTD - Distribution - Tier 2 - 5QU CoRE ¦ 4QU LoRE | Seismic - Red Flag Warning - Catastrophic Fires | 2025 | Safety | 7467.8148 | 375.6459 | 2025 | Control | 0.053 | 3 | 0 | esc | 0 | 0 | 0 | 0 | 0 | 0 | 0.055966 | 417.9453
[79 empty] | WLDFR | HFTD - Transmission - Tier 3 - 115 kV or Lower | Red Flag Warning - Catastrophic Fires | 2020 | 0 | 0 | 0 | 0 | 14146.1306 | 222.2294 | 8585.7228 | 5338.1784 | 813.2108 | 0 | 0 | 0 | 1.1642e-05 |  | 0 | 0.0094677 | 0.0094677 | 0 | 0 | 0 | 0 | 0 | 0 | 0 | 0 | 0 | [40 empty] | All EPR in 2020WLDFRElectric Reliability | WLDFR | HFTD - Distribution - Tier 2 - 5QU CoRE ¦ 5QU LoRE | Non-Red Flag Warning - Catastrophic Fires | 2021 | Electric Reliability | 222.2294 | 415.2775 | 2021 | Control | 0.1325 | 3 | 0 | esc | 0.15274 | 33.9428 | 0.15274 | 33.9428 | 0 | 0 | 0 | 0
[79 empty] | WLDFR | HFTD - Transmission - Tier 3 - 115 kV or Lower | Red Flag Warning - Catastrophic Fires | 2021 | 0 | 0 | 0 | 0 | 14146.1306 | 222.2294 | 8585.7228 | 5338.1784 | 813.2108 | 813.2108 | 0 | 0 | 1.1642e-05 |  | 0 | 0.0094677 | 0.0094677 | 0 | 0.0094677 | 0.0094677 | 0 | 0 | 0 | 0 | 0 | 0 | [40 empty] | All EPR in 2020WLDFRFinancial | WLDFR | HFTD - Distribution - Tier 2 - 5QU CoRE ¦ 5QU LoRE | Non-Red Flag Warning - Catastrophic Fires | 2021 | Financial | 8585.7228 | 415.2775 | 2021 | Control | 0.053 | 3 | 0 | esc | 0.055966 | 480.5104 | 0.055966 | 480.5104 | 0 | 0 | 0 | 0
[79 empty] | WLDFR | HFTD - Transmission - Tier 3 - 115 kV or Lower | Red Flag Warning - Catastrophic Fires | 2022 | 0 | 0 | 0 | 0 | 14146.1306 | 222.2294 | 8585.7228 | 5338.1784 | 813.2108 | 813.2108 | 813.2108 | 0 | 1.1642e-05 |  | 0 | 0.0094677 | 0.0094677 | 0 | 0.0094677 | 0.0094677 | 0 | 0.0094677 | 0.0094677 | 0 | 0 | 0 | [40 empty] | All EPR in 2020WLDFRSafety | WLDFR | HFTD - Distribution - Tier 2 - 5QU CoRE ¦ 5QU LoRE | Non-Red Flag Warning - Catastrophic Fires | 2021 | Safety | 5338.1784 | 415.2775 | 2021 | Control | 0.053 | 3 | 0 | esc | 0.055966 | 298.7576 | 0.055966 | 298.7576 | 0 | 0 | 0 | 0
[79 empty] | WLDFR | HFTD - Transmission - Tier 3 - 115 kV or Lower | Red Flag Warning - Catastrophic Fires | 2023 | 0 | 0 | 0 | 0 | 14664.6376 | 233.2301 | 8896.516 | 5534.8915 | 0 | 843.2942 | 843.2942 | 843.2942 | 1.1642e-05 |  | 0 | 0 | 0 | 0 | 0.009818 | 0.009818 | 0 | 0.009818 | 0.009818 | 0 | 0.009818 | 0.009818 | [40 empty] | All EPR in 2020WLDFRElectric Reliability | WLDFR | HFTD - Distribution - Tier 2 - 5QU CoRE ¦ 5QU LoRE | Non-Red Flag Warning - Catastrophic Fires | 2022 | Electric Reliability | 222.2294 | 415.2775 | 2022 | Control | 0.1325 | 3 | 0 | esc | 0.15274 | 33.9428 | 0.15274 | 33.9428 | 0.15274 | 33.9428 | 0 | 0
[79 empty] | WLDFR | HFTD - Transmission - Tier 3 - 115 kV or Lower | Red Flag Warning - Catastrophic Fires | 2024 | 0 | 0 | 0 | 0 | 14664.6376 | 233.2301 | 8896.516 | 5534.8915 | 0 | 0 | 843.2942 | 843.2942 | 1.1642e-05 |  | 0 | 0 | 0 | 0 | 0 | 0 | 0 | 0.009818 | 0.009818 | 0 | 0.009818 | 0.009818 | [40 empty] | All EPR in 2020WLDFRFinancial | WLDFR | HFTD - Distribution - Tier 2 - 5QU CoRE ¦ 5QU LoRE | Non-Red Flag Warning - Catastrophic Fires | 2022 | Financial | 8585.7228 | 415.2775 | 2022 | Control | 0.053 | 3 | 0 | esc | 0.055966 | 480.5104 | 0.055966 | 480.5104 | 0.055966 | 480.5104 | 0 | 0
[79 empty] | WLDFR | HFTD - Transmission - Tier 3 - 115 kV or Lower | Red Flag Warning - Catastrophic Fires | 2025 | 0 | 0 | 0 | 0 | 14664.6376 | 233.2301 | 8896.516 | 5534.8915 | 0 | 0 | 0 | 843.2942 | 1.1642e-05 |  | 0 | 0 | 0 | 0 | 0 | 0 | 0 | 0 | 0 | 0 | 0.009818 | 0.009818 | [40 empty] | All EPR in 2020WLDFRSafety | WLDFR | HFTD - Distribution - Tier 2 - 5QU CoRE ¦ 5QU LoRE | Non-Red Flag Warning - Catastrophic Fires | 2022 | Safety | 5338.1784 | 415.2775 | 2022 | Control | 0.053 | 3 | 0 | esc | 0.055966 | 298.7576 | 0.055966 | 298.7576 | 0.055966 | 298.7576 | 0 | 0
[79 empty] | WLDFR | HFTD - Transmission - Tier 3 - 115 kV or Lower | Red Flag Warning - Destructive Fires | 2020 | 0 | 0 | 0 | 0 | 8807.9522 | 222.2294 | 8585.7228 | 0 | 514.4532 | 0 | 0 | 0 | 1.6632e-06 |  | 0 | 0.00085564 | 0.00085564 | 0 | 0 | 0 | 0 | 0 | 0 | 0 | 0 | 0 | [40 empty] | All EPR in 2020WLDFRElectric Reliability | WLDFR | HFTD - Distribution - Tier 2 - 5QU CoRE ¦ 5QU LoRE | Non-Red Flag Warning - Catastrophic Fires | 2023 | Electric Reliability | 233.2301 | 415.2775 | 2023 | Control | 0.1325 | 3 | 0 | esc | 0 | 0 | 0.15274 | 35.623 | 0.15274 | 35.623 | 0.15274 | 35.623
[79 empty] | WLDFR | HFTD - Transmission - Tier 3 - 115 kV or Lower | Red Flag Warning - Destructive Fires | 2021 | 0 | 0 | 0 | 0 | 8807.9522 | 222.2294 | 8585.7228 | 0 | 514.4532 | 514.4532 | 0 | 0 | 1.6632e-06 |  | 0 | 0.00085564 | 0.00085564 | 0 | 0.00085564 | 0.00085564 | 0 | 0 | 0 | 0 | 0 | 0 | [40 empty] | All EPR in 2020WLDFRFinancial | WLDFR | HFTD - Distribution - Tier 2 - 5QU CoRE ¦ 5QU LoRE | Non-Red Flag Warning - Catastrophic Fires | 2023 | Financial | 8896.516 | 415.2775 | 2023 | Control | 0.053 | 3 | 0 | esc | 0 | 0 | 0.055966 | 497.9043 | 0.055966 | 497.9043 | 0.055966 | 497.9043
[79 empty] | WLDFR | HFTD - Transmission - Tier 3 - 115 kV or Lower | Red Flag Warning - Destructive Fires | 2022 | 0 | 0 | 0 | 0 | 8807.9522 | 222.2294 | 8585.7228 | 0 | 514.4532 | 514.4532 | 514.4532 | 0 | 1.6632e-06 |  | 0 | 0.00085564 | 0.00085564 | 0 | 0.00085564 | 0.00085564 | 0 | 0.00085564 | 0.00085564 | 0 | 0 | 0 | [40 empty] | All EPR in 2020WLDFRSafety | WLDFR | HFTD - Distribution - Tier 2 - 5QU CoRE ¦ 5QU LoRE | Non-Red Flag Warning - Catastrophic Fires | 2023 | Safety | 5534.8915 | 415.2775 | 2023 | Control | 0.053 | 3 | 0 | esc | 0 | 0 | 0.055966 | 309.7669 | 0.055966 | 309.7669 | 0.055966 | 309.7669
[79 empty] | WLDFR | HFTD - Transmission - Tier 3 - 115 kV or Lower | Red Flag Warning - Destructive Fires | 2023 | 0 | 0 | 0 | 0 | 9129.7461 | 233.2301 | 8896.516 | 0 | 0 | 533.5273 | 533.5273 | 533.5273 | 1.6632e-06 |  | 0 | 0 | 0 | 0 | 0.00088736 | 0.00088736 | 0 | 0.00088736 | 0.00088736 | 0 | 0.00088736 | 0.00088736 | [40 empty] | All EPR in 2020WLDFRElectric Reliability | WLDFR | HFTD - Distribution - Tier 2 - 5QU CoRE ¦ 5QU LoRE | Non-Red Flag Warning - Catastrophic Fires | 2024 | Electric Reliability | 233.2301 | 415.2775 | 2024 | Control | 0.1325 | 3 | 0 | esc | 0 | 0 | 0 | 0 | 0.15274 | 35.623 | 0.15274 | 35.623
[79 empty] | WLDFR | HFTD - Transmission - Tier 3 - 115 kV or Lower | Red Flag Warning - Destructive Fires | 2024 | 0 | 0 | 0 | 0 | 9129.7461 | 233.2301 | 8896.516 | 0 | 0 | 0 | 533.5273 | 533.5273 | 1.6632e-06 |  | 0 | 0 | 0 | 0 | 0 | 0 | 0 | 0.00088736 | 0.00088736 | 0 | 0.00088736 | 0.00088736 | [40 empty] | All EPR in 2020WLDFRFinancial | WLDFR | HFTD - Distribution - Tier 2 - 5QU CoRE ¦ 5QU LoRE | Non-Red Flag Warning - Catastrophic Fires | 2024 | Financial | 8896.516 | 415.2775 | 2024 | Control | 0.053 | 3 | 0 | esc | 0 | 0 | 0 | 0 | 0.055966 | 497.9043 | 0.055966 | 497.9043
[79 empty] | WLDFR | HFTD - Transmission - Tier 3 - 115 kV or Lower | Red Flag Warning - Destructive Fires | 2025 | 0 | 0 | 0 | 0 | 9129.7461 | 233.2301 | 8896.516 | 0 | 0 | 0 | 0 | 533.5273 | 1.6632e-06 |  | 0 | 0 | 0 | 0 | 0 | 0 | 0 | 0 | 0 | 0 | 0.00088736 | 0.00088736 | [40 empty] | All EPR in 2020WLDFRSafety | WLDFR | HFTD - Distribution - Tier 2 - 5QU CoRE ¦ 5QU LoRE | Non-Red Flag Warning - Catastrophic Fires | 2024 | Safety | 5534.8915 | 415.2775 | 2024 | Control | 0.053 | 3 | 0 | esc | 0 | 0 | 0 | 0 | 0.055966 | 309.7669 | 0.055966 | 309.7669
[79 empty] | WLDFR | HFTD - Transmission - Tier 3 - 115 kV or Lower | Red Flag Warning - Large Fires | 2020 | 0 | 0 | 0 | 0 | 5.2406 | 0.69642 | 2.942 | 1.6022 | 0.36069 | 0 | 0 | 0 | 9.9792e-06 |  | 0 | 3.5994e-06 | 3.5994e-06 | 0 | 0 | 0 | 0 | 0 | 0 | 0 | 0 | 0 | [40 empty] | All EPR in 2020WLDFRElectric Reliability | WLDFR | HFTD - Distribution - Tier 2 - 5QU CoRE ¦ 5QU LoRE | Non-Red Flag Warning - Catastrophic Fires | 2025 | Electric Reliability | 233.2301 | 415.2775 | 2025 | Control | 0.1325 | 3 | 0 | esc | 0 | 0 | 0 | 0 | 0 | 0 | 0.15274 | 35.623
[79 empty] | WLDFR | HFTD - Transmission - Tier 3 - 115 kV or Lower | Red Flag Warning - Large Fires | 2021 | 0 | 0 | 0 | 0 | 5.2406 | 0.69642 | 2.942 | 1.6022 | 0.36069 | 0.36069 | 0 | 0 | 9.9792e-06 |  | 0 | 3.5994e-06 | 3.5994e-06 | 0 | 3.5994e-06 | 3.5994e-06 | 0 | 0 | 0 | 0 | 0 | 0 | [40 empty] | All EPR in 2020WLDFRFinancial | WLDFR | HFTD - Distribution - Tier 2 - 5QU CoRE ¦ 5QU LoRE | Non-Red Flag Warning - Catastrophic Fires | 2025 | Financial | 8896.516 | 415.2775 | 2025 | Control | 0.053 | 3 | 0 | esc | 0 | 0 | 0 | 0 | 0 | 0 | 0.055966 | 497.9043
[79 empty] | WLDFR | HFTD - Transmission - Tier 3 - 115 kV or Lower | Red Flag Warning - Large Fires | 2022 | 0 | 0 | 0 | 0 | 5.2406 | 0.69642 | 2.942 | 1.6022 | 0.36069 | 0.36069 | 0.36069 | 0 | 9.9792e-06 |  | 0 | 3.5994e-06 | 3.5994e-06 | 0 | 3.5994e-06 | 3.5994e-06 | 0 | 3.5994e-06 | 3.5994e-06 | 0 | 0 | 0 | [40 empty] | All EPR in 2020WLDFRSafety | WLDFR | HFTD - Distribution - Tier 2 - 5QU CoRE ¦ 5QU LoRE | Non-Red Flag Warning - Catastrophic Fires | 2025 | Safety | 5534.8915 | 415.2775 | 2025 | Control | 0.053 | 3 | 0 | esc | 0 | 0 | 0 | 0 | 0 | 0 | 0.055966 | 309.7669
[79 empty] | WLDFR | HFTD - Transmission - Tier 3 - 115 kV or Lower | Red Flag Warning - Large Fires | 2023 | 0 | 0 | 0 | 0 | 5.475 | 0.71896 | 3.0715 | 1.6846 | 0 | 0.37599 | 0.37599 | 0.37599 | 9.9792e-06 |  | 0 | 0 | 0 | 0 | 3.7521e-06 | 3.7521e-06 | 0 | 3.7521e-06 | 3.7521e-06 | 0 | 3.7521e-06 | 3.7521e-06 | [40 empty] | All EPR in 2020WLDFRElectric Reliability | WLDFR | HFTD - Distribution - Tier 2 - 5QU CoRE ¦ 5QU LoRE | Non-Red Flag Warning - Destructive Fires | 2021 | Electric Reliability | 222.2294 | 415.2775 | 2021 | Control | 0.1325 | 3 | 0 | esc | 0.15274 | 33.9428 | 0.15274 | 33.9428 | 0 | 0 | 0 | 0
[79 empty] | WLDFR | HFTD - Transmission - Tier 3 - 115 kV or Lower | Red Flag Warning - Large Fires | 2024 | 0 | 0 | 0 | 0 | 5.475 | 0.71896 | 3.0715 | 1.6846 | 0 | 0 | 0.37599 | 0.37599 | 9.9792e-06 |  | 0 | 0 | 0 | 0 | 0 | 0 | 0 | 3.7521e-06 | 3.7521e-06 | 0 | 3.7521e-06 | 3.7521e-06 | [40 empty] | All EPR in 2020WLDFRFinancial | WLDFR | HFTD - Distribution - Tier 2 - 5QU CoRE ¦ 5QU LoRE | Non-Red Flag Warning - Destructive Fires | 2021 | Financial | 8585.7228 | 415.2775 | 2021 | Control | 0.053 | 3 | 0 | esc | 0.055966 | 480.5104 | 0.055966 | 480.5104 | 0 | 0 | 0 | 0
[79 empty] | WLDFR | HFTD - Transmission - Tier 3 - 115 kV or Lower | Red Flag Warning - Large Fires | 2025 | 0 | 0 | 0 | 0 | 5.475 | 0.71896 | 3.0715 | 1.6846 | 0 | 0 | 0 | 0.37599 | 9.9792e-06 |  | 0 | 0 | 0 | 0 | 0 | 0 | 0 | 0 | 0 | 0 | 3.7521e-06 | 3.7521e-06 | [40 empty] | All EPR in 2020WLDFRElectric Reliability | WLDFR | HFTD - Distribution - Tier 2 - 5QU CoRE ¦ 5QU LoRE | Non-Red Flag Warning - Destructive Fires | 2022 | Electric Reliability | 222.2294 | 415.2775 | 2022 | Control | 0.1325 | 3 | 0 | esc | 0.15274 | 33.9428 | 0.15274 | 33.9428 | 0.15274 | 33.9428 | 0 | 0
[79 empty] | WLDFR | HFTD - Transmission - Tier 3 - 115 kV or Lower | Red Flag Warning - Small Fires | 2020 | 0 | 0 | 0 | 0 | 0.077901 | 0.036425 | 0.0015809 | 0.039895 | 0.0078847 | 0 | 0 | 0 | 0.00013712 |  | 0 | 1.0812e-06 | 1.0812e-06 | 0 | 0 | 0 | 0 | 0 | 0 | 0 | 0 | 0 | [40 empty] | All EPR in 2020WLDFRFinancial | WLDFR | HFTD - Distribution - Tier 2 - 5QU CoRE ¦ 5QU LoRE | Non-Red Flag Warning - Destructive Fires | 2022 | Financial | 8585.7228 | 415.2775 | 2022 | Control | 0.053 | 3 | 0 | esc | 0.055966 | 480.5104 | 0.055966 | 480.5104 | 0.055966 | 480.5104 | 0 | 0
[79 empty] | WLDFR | HFTD - Transmission - Tier 3 - 115 kV or Lower | Red Flag Warning - Small Fires | 2021 | 0 | 0 | 0 | 0 | 0.077901 | 0.036425 | 0.0015809 | 0.039895 | 0.0078847 | 0.0078847 | 0 | 0 | 0.00013712 |  | 0 | 1.0812e-06 | 1.0812e-06 | 0 | 1.0812e-06 | 1.0812e-06 | 0 | 0 | 0 | 0 | 0 | 0 | [40 empty] | All EPR in 2020WLDFRElectric Reliability | WLDFR | HFTD - Distribution - Tier 2 - 5QU CoRE ¦ 5QU LoRE | Non-Red Flag Warning - Destructive Fires | 2023 | Electric Reliability | 233.2301 | 415.2775 | 2023 | Control | 0.1325 | 3 | 0 | esc | 0 | 0 | 0.15274 | 35.623 | 0.15274 | 35.623 | 0.15274 | 35.623
[79 empty] | WLDFR | HFTD - Transmission - Tier 3 - 115 kV or Lower | Red Flag Warning - Small Fires | 2022 | 0 | 0 | 0 | 0 | 0.077901 | 0.036425 | 0.0015809 | 0.039895 | 0.0078847 | 0.0078847 | 0.0078847 | 0 | 0.00013712 |  | 0 | 1.0812e-06 | 1.0812e-06 | 0 | 1.0812e-06 | 1.0812e-06 | 0 | 1.0812e-06 | 1.0812e-06 | 0 | 0 | 0 | [40 empty] | All EPR in 2020WLDFRFinancial | WLDFR | HFTD - Distribution - Tier 2 - 5QU CoRE ¦ 5QU LoRE | Non-Red Flag Warning - Destructive Fires | 2023 | Financial | 8896.516 | 415.2775 | 2023 | Control | 0.053 | 3 | 0 | esc | 0 | 0 | 0.055966 | 497.9043 | 0.055966 | 497.9043 | 0.055966 | 497.9043
[79 empty] | WLDFR | HFTD - Transmission - Tier 3 - 115 kV or Lower | Red Flag Warning - Small Fires | 2023 | 0 | 0 | 0 | 0 | 0.080408 | 0.03759 | 0.0016314 | 0.041187 | 0 | 0.0081378 | 0.0081378 | 0.0081378 | 0.00013712 |  | 0 | 0 | 0 | 0 | 1.1159e-06 | 1.1159e-06 | 0 | 1.1159e-06 | 1.1159e-06 | 0 | 1.1159e-06 | 1.1159e-06 | [40 empty] | All EPR in 2020WLDFRElectric Reliability | WLDFR | HFTD - Distribution - Tier 2 - 5QU CoRE ¦ 5QU LoRE | Non-Red Flag Warning - Destructive Fires | 2024 | Electric Reliability | 233.2301 | 415.2775 | 2024 | Control | 0.1325 | 3 | 0 | esc | 0 | 0 | 0 | 0 | 0.15274 | 35.623 | 0.15274 | 35.623
[79 empty] | WLDFR | HFTD - Transmission - Tier 3 - 115 kV or Lower | Red Flag Warning - Small Fires | 2024 | 0 | 0 | 0 | 0 | 0.080408 | 0.03759 | 0.0016314 | 0.041187 | 0 | 0 | 0.0081378 | 0.0081378 | 0.00013712 |  | 0 | 0 | 0 | 0 | 0 | 0 | 0 | 1.1159e-06 | 1.1159e-06 | 0 | 1.1159e-06 | 1.1159e-06 | [40 empty] | All EPR in 2020WLDFRFinancial | WLDFR | HFTD - Distribution - Tier 2 - 5QU CoRE ¦ 5QU LoRE | Non-Red Flag Warning - Destructive Fires | 2024 | Financial | 8896.516 | 415.2775 | 2024 | Control | 0.053 | 3 | 0 | esc | 0 | 0 | 0 | 0 | 0.055966 | 497.9043 | 0.055966 | 497.9043
[79 empty] | WLDFR | HFTD - Transmission - Tier 3 - 115 kV or Lower | Red Flag Warning - Small Fires | 2025 | 0 | 0 | 0 | 0 | 0.080408 | 0.03759 | 0.0016314 | 0.041187 | 0 | 0 | 0 | 0.0081378 | 0.00013712 |  | 0 | 0 | 0 | 0 | 0 | 0 | 0 | 0 | 0 | 0 | 1.1159e-06 | 1.1159e-06 | [40 empty] | All EPR in 2020WLDFRElectric Reliability | WLDFR | HFTD - Distribution - Tier 2 - 5QU CoRE ¦ 5QU LoRE | Non-Red Flag Warning - Destructive Fires | 2025 | Electric Reliability | 233.2301 | 415.2775 | 2025 | Control | 0.1325 | 3 | 0 | esc | 0 | 0 | 0 | 0 | 0 | 0 | 0.15274 | 35.623
[79 empty] | WLDFR | HFTD - Transmission - Tier 3 - 230 kV or Higher | Non-Red Flag Warning - Catastrophic Fires | 2020 | 0 | 0 | 0 | 0 | 14146.1306 | 222.2294 | 8585.7228 | 5338.1784 | 813.2108 | 0 | 0 | 0 | 3.0438e-07 |  | 0 | 0.00024753 | 0.00024753 | 0 | 0 | 0 | 0 | 0 | 0 | 0 | 0 | 0 | [40 empty] | All EPR in 2020WLDFRFinancial | WLDFR | HFTD - Distribution - Tier 2 - 5QU CoRE ¦ 5QU LoRE | Non-Red Flag Warning - Destructive Fires | 2025 | Financial | 8896.516 | 415.2775 | 2025 | Control | 0.053 | 3 | 0 | esc | 0 | 0 | 0 | 0 | 0 | 0 | 0.055966 | 497.9043
[79 empty] | WLDFR | HFTD - Transmission - Tier 3 - 230 kV or Higher | Non-Red Flag Warning - Catastrophic Fires | 2021 | 0 | 0 | 0 | 0 | 14146.1306 | 222.2294 | 8585.7228 | 5338.1784 | 813.2108 | 813.2108 | 0 | 0 | 3.0438e-07 |  | 0 | 0.00024753 | 0.00024753 | 0 | 0.00024753 | 0.00024753 | 0 | 0 | 0 | 0 | 0 | 0 | [40 empty] | All EPR in 2020WLDFRElectric Reliability | WLDFR | HFTD - Distribution - Tier 2 - 5QU CoRE ¦ 5QU LoRE | Non-Red Flag Warning - Large Fires | 2021 | Electric Reliability | 0.69642 | 415.2775 | 2021 | Control | 0.1325 | 3 | 0 | esc | 0.15274 | 0.10637 | 0.15274 | 0.10637 | 0 | 0 | 0 | 0
[79 empty] | WLDFR | HFTD - Transmission - Tier 3 - 230 kV or Higher | Non-Red Flag Warning - Catastrophic Fires | 2022 | 0 | 0 | 0 | 0 | 14146.1306 | 222.2294 | 8585.7228 | 5338.1784 | 813.2108 | 813.2108 | 813.2108 | 0 | 3.0438e-07 |  | 0 | 0.00024753 | 0.00024753 | 0 | 0.00024753 | 0.00024753 | 0 | 0.00024753 | 0.00024753 | 0 | 0 | 0 | [40 empty] | All EPR in 2020WLDFRFinancial | WLDFR | HFTD - Distribution - Tier 2 - 5QU CoRE ¦ 5QU LoRE | Non-Red Flag Warning - Large Fires | 2021 | Financial | 2.942 | 415.2775 | 2021 | Control | 0.053 | 3 | 0 | esc | 0.055966 | 0.16465 | 0.055966 | 0.16465 | 0 | 0 | 0 | 0
[79 empty] | WLDFR | HFTD - Transmission - Tier 3 - 230 kV or Higher | Non-Red Flag Warning - Catastrophic Fires | 2023 | 0 | 0 | 0 | 0 | 14664.6376 | 233.2301 | 8896.516 | 5534.8915 | 0 | 843.2942 | 843.2942 | 843.2942 | 3.0438e-07 |  | 0 | 0 | 0 | 0 | 0.00025668 | 0.00025668 | 0 | 0.00025668 | 0.00025668 | 0 | 0.00025668 | 0.00025668 | [40 empty] | All EPR in 2020WLDFRSafety | WLDFR | HFTD - Distribution - Tier 2 - 5QU CoRE ¦ 5QU LoRE | Non-Red Flag Warning - Large Fires | 2021 | Safety | 1.6022 | 415.2775 | 2021 | Control | 0.053 | 3 | 0 | esc | 0.055966 | 0.089668 | 0.055966 | 0.089668 | 0 | 0 | 0 | 0
[79 empty] | WLDFR | HFTD - Transmission - Tier 3 - 230 kV or Higher | Non-Red Flag Warning - Catastrophic Fires | 2024 | 0 | 0 | 0 | 0 | 14664.6376 | 233.2301 | 8896.516 | 5534.8915 | 0 | 0 | 843.2942 | 843.2942 | 3.0438e-07 |  | 0 | 0 | 0 | 0 | 0 | 0 | 0 | 0.00025668 | 0.00025668 | 0 | 0.00025668 | 0.00025668 | [40 empty] | All EPR in 2020WLDFRElectric Reliability | WLDFR | HFTD - Distribution - Tier 2 - 5QU CoRE ¦ 5QU LoRE | Non-Red Flag Warning - Large Fires | 2022 | Electric Reliability | 0.69642 | 415.2775 | 2022 | Control | 0.1325 | 3 | 0 | esc | 0.15274 | 0.10637 | 0.15274 | 0.10637 | 0.15274 | 0.10637 | 0 | 0
[79 empty] | WLDFR | HFTD - Transmission - Tier 3 - 230 kV or Higher | Non-Red Flag Warning - Catastrophic Fires | 2025 | 0 | 0 | 0 | 0 | 14664.6376 | 233.2301 | 8896.516 | 5534.8915 | 0 | 0 | 0 | 843.2942 | 3.0438e-07 |  | 0 | 0 | 0 | 0 | 0 | 0 | 0 | 0 | 0 | 0 | 0.00025668 | 0.00025668 | [40 empty] | All EPR in 2020WLDFRFinancial | WLDFR | HFTD - Distribution - Tier 2 - 5QU CoRE ¦ 5QU LoRE | Non-Red Flag Warning - Large Fires | 2022 | Financial | 2.942 | 415.2775 | 2022 | Control | 0.053 | 3 | 0 | esc | 0.055966 | 0.16465 | 0.055966 | 0.16465 | 0.055966 | 0.16465 | 0 | 0
[79 empty] | WLDFR | HFTD - Transmission - Tier 3 - 230 kV or Higher | Non-Red Flag Warning - Destructive Fires | 2020 | 0 | 0 | 0 | 0 | 8807.9522 | 222.2294 | 8585.7228 | 0 | 514.4532 | 0 | 0 | 0 | 3.0438e-07 |  | 0 | 0.00015659 | 0.00015659 | 0 | 0 | 0 | 0 | 0 | 0 | 0 | 0 | 0 | [40 empty] | All EPR in 2020WLDFRSafety | WLDFR | HFTD - Distribution - Tier 2 - 5QU CoRE ¦ 5QU LoRE | Non-Red Flag Warning - Large Fires | 2022 | Safety | 1.6022 | 415.2775 | 2022 | Control | 0.053 | 3 | 0 | esc | 0.055966 | 0.089668 | 0.055966 | 0.089668 | 0.055966 | 0.089668 | 0 | 0
[79 empty] | WLDFR | HFTD - Transmission - Tier 3 - 230 kV or Higher | Non-Red Flag Warning - Destructive Fires | 2021 | 0 | 0 | 0 | 0 | 8807.9522 | 222.2294 | 8585.7228 | 0 | 514.4532 | 514.4532 | 0 | 0 | 3.0438e-07 |  | 0 | 0.00015659 | 0.00015659 | 0 | 0.00015659 | 0.00015659 | 0 | 0 | 0 | 0 | 0 | 0 | [40 empty] | All EPR in 2020WLDFRElectric Reliability | WLDFR | HFTD - Distribution - Tier 2 - 5QU CoRE ¦ 5QU LoRE | Non-Red Flag Warning - Large Fires | 2023 | Electric Reliability | 0.71896 | 415.2775 | 2023 | Control | 0.1325 | 3 | 0 | esc | 0 | 0 | 0.15274 | 0.10981 | 0.15274 | 0.10981 | 0.15274 | 0.10981
[79 empty] | WLDFR | HFTD - Transmission - Tier 3 - 230 kV or Higher | Non-Red Flag Warning - Destructive Fires | 2022 | 0 | 0 | 0 | 0 | 8807.9522 | 222.2294 | 8585.7228 | 0 | 514.4532 | 514.4532 | 514.4532 | 0 | 3.0438e-07 |  | 0 | 0.00015659 | 0.00015659 | 0 | 0.00015659 | 0.00015659 | 0 | 0.00015659 | 0.00015659 | 0 | 0 | 0 | [40 empty] | All EPR in 2020WLDFRFinancial | WLDFR | HFTD - Distribution - Tier 2 - 5QU CoRE ¦ 5QU LoRE | Non-Red Flag Warning - Large Fires | 2023 | Financial | 3.0715 | 415.2775 | 2023 | Control | 0.053 | 3 | 0 | esc | 0 | 0 | 0.055966 | 0.1719 | 0.055966 | 0.1719 | 0.055966 | 0.1719
[79 empty] | WLDFR | HFTD - Transmission - Tier 3 - 230 kV or Higher | Non-Red Flag Warning - Destructive Fires | 2023 | 0 | 0 | 0 | 0 | 9129.7461 | 233.2301 | 8896.516 | 0 | 0 | 533.5273 | 533.5273 | 533.5273 | 3.0438e-07 |  | 0 | 0 | 0 | 0 | 0.0001624 | 0.0001624 | 0 | 0.0001624 | 0.0001624 | 0 | 0.0001624 | 0.0001624 | [40 empty] | All EPR in 2020WLDFRSafety | WLDFR | HFTD - Distribution - Tier 2 - 5QU CoRE ¦ 5QU LoRE | Non-Red Flag Warning - Large Fires | 2023 | Safety | 1.6846 | 415.2775 | 2023 | Control | 0.053 | 3 | 0 | esc | 0 | 0 | 0.055966 | 0.094279 | 0.055966 | 0.094279 | 0.055966 | 0.094279
[79 empty] | WLDFR | HFTD - Transmission - Tier 3 - 230 kV or Higher | Non-Red Flag Warning - Destructive Fires | 2024 | 0 | 0 | 0 | 0 | 9129.7461 | 233.2301 | 8896.516 | 0 | 0 | 0 | 533.5273 | 533.5273 | 3.0438e-07 |  | 0 | 0 | 0 | 0 | 0 | 0 | 0 | 0.0001624 | 0.0001624 | 0 | 0.0001624 | 0.0001624 | [40 empty] | All EPR in 2020WLDFRElectric Reliability | WLDFR | HFTD - Distribution - Tier 2 - 5QU CoRE ¦ 5QU LoRE | Non-Red Flag Warning - Large Fires | 2024 | Electric Reliability | 0.71896 | 415.2775 | 2024 | Control | 0.1325 | 3 | 0 | esc | 0 | 0 | 0 | 0 | 0.15274 | 0.10981 | 0.15274 | 0.10981
[79 empty] | WLDFR | HFTD - Transmission - Tier 3 - 230 kV or Higher | Non-Red Flag Warning - Destructive Fires | 2025 | 0 | 0 | 0 | 0 | 9129.7461 | 233.2301 | 8896.516 | 0 | 0 | 0 | 0 | 533.5273 | 3.0438e-07 |  | 0 | 0 | 0 | 0 | 0 | 0 | 0 | 0 | 0 | 0 | 0.0001624 | 0.0001624 | [40 empty] | All EPR in 2020WLDFRFinancial | WLDFR | HFTD - Distribution - Tier 2 - 5QU CoRE ¦ 5QU LoRE | Non-Red Flag Warning - Large Fires | 2024 | Financial | 3.0715 | 415.2775 | 2024 | Control | 0.053 | 3 | 0 | esc | 0 | 0 | 0 | 0 | 0.055966 | 0.1719 | 0.055966 | 0.1719
[79 empty] | WLDFR | HFTD - Transmission - Tier 3 - 230 kV or Higher | Non-Red Flag Warning - Large Fires | 2020 | 0 | 0 | 0 | 0 | 5.2406 | 0.69642 | 2.942 | 1.6022 | 0.36069 | 0 | 0 | 0 | 2.7394e-06 |  | 0 | 9.8808e-07 | 9.8808e-07 | 0 | 0 | 0 | 0 | 0 | 0 | 0 | 0 | 0 | [40 empty] | All EPR in 2020WLDFRSafety | WLDFR | HFTD - Distribution - Tier 2 - 5QU CoRE ¦ 5QU LoRE | Non-Red Flag Warning - Large Fires | 2024 | Safety | 1.6846 | 415.2775 | 2024 | Control | 0.053 | 3 | 0 | esc | 0 | 0 | 0 | 0 | 0.055966 | 0.094279 | 0.055966 | 0.094279
[79 empty] | WLDFR | HFTD - Transmission - Tier 3 - 230 kV or Higher | Non-Red Flag Warning - Large Fires | 2021 | 0 | 0 | 0 | 0 | 5.2406 | 0.69642 | 2.942 | 1.6022 | 0.36069 | 0.36069 | 0 | 0 | 2.7394e-06 |  | 0 | 9.8808e-07 | 9.8808e-07 | 0 | 9.8808e-07 | 9.8808e-07 | 0 | 0 | 0 | 0 | 0 | 0 | [40 empty] | All EPR in 2020WLDFRElectric Reliability | WLDFR | HFTD - Distribution - Tier 2 - 5QU CoRE ¦ 5QU LoRE | Non-Red Flag Warning - Large Fires | 2025 | Electric Reliability | 0.71896 | 415.2775 | 2025 | Control | 0.1325 | 3 | 0 | esc | 0 | 0 | 0 | 0 | 0 | 0 | 0.15274 | 0.10981
[79 empty] | WLDFR | HFTD - Transmission - Tier 3 - 230 kV or Higher | Non-Red Flag Warning - Large Fires | 2022 | 0 | 0 | 0 | 0 | 5.2406 | 0.69642 | 2.942 | 1.6022 | 0.36069 | 0.36069 | 0.36069 | 0 | 2.7394e-06 |  | 0 | 9.8808e-07 | 9.8808e-07 | 0 | 9.8808e-07 | 9.8808e-07 | 0 | 9.8808e-07 | 9.8808e-07 | 0 | 0 | 0 | [40 empty] | All EPR in 2020WLDFRFinancial | WLDFR | HFTD - Distribution - Tier 2 - 5QU CoRE ¦ 5QU LoRE | Non-Red Flag Warning - Large Fires | 2025 | Financial | 3.0715 | 415.2775 | 2025 | Control | 0.053 | 3 | 0 | esc | 0 | 0 | 0 | 0 | 0 | 0 | 0.055966 | 0.1719
[79 empty] | WLDFR | HFTD - Transmission - Tier 3 - 230 kV or Higher | Non-Red Flag Warning - Large Fires | 2023 | 0 | 0 | 0 | 0 | 5.475 | 0.71896 | 3.0715 | 1.6846 | 0 | 0.37599 | 0.37599 | 0.37599 | 2.7394e-06 |  | 0 | 0 | 0 | 0 | 1.03e-06 | 1.03e-06 | 0 | 1.03e-06 | 1.03e-06 | 0 | 1.03e-06 | 1.03e-06 | [40 empty] | All EPR in 2020WLDFRSafety | WLDFR | HFTD - Distribution - Tier 2 - 5QU CoRE ¦ 5QU LoRE | Non-Red Flag Warning - Large Fires | 2025 | Safety | 1.6846 | 415.2775 | 2025 | Control | 0.053 | 3 | 0 | esc | 0 | 0 | 0 | 0 | 0 | 0 | 0.055966 | 0.094279
[79 empty] | WLDFR | HFTD - Transmission - Tier 3 - 230 kV or Higher | Non-Red Flag Warning - Large Fires | 2024 | 0 | 0 | 0 | 0 | 5.475 | 0.71896 | 3.0715 | 1.6846 | 0 | 0 | 0.37599 | 0.37599 | 2.7394e-06 |  | 0 | 0 | 0 | 0 | 0 | 0 | 0 | 1.03e-06 | 1.03e-06 | 0 | 1.03e-06 | 1.03e-06 | [40 empty] | All EPR in 2020WLDFRElectric Reliability | WLDFR | HFTD - Distribution - Tier 2 - 5QU CoRE ¦ 5QU LoRE | Non-Red Flag Warning - Small Fires | 2021 | Electric Reliability | 0.036425 | 415.2775 | 2021 | Control | 0.1325 | 3 | 0 | esc | 0.15274 | 0.0055635 | 0.15274 | 0.0055635 | 0 | 0 | 0 | 0
[79 empty] | WLDFR | HFTD - Transmission - Tier 3 - 230 kV or Higher | Non-Red Flag Warning - Large Fires | 2025 | 0 | 0 | 0 | 0 | 5.475 | 0.71896 | 3.0715 | 1.6846 | 0 | 0 | 0 | 0.37599 | 2.7394e-06 |  | 0 | 0 | 0 | 0 | 0 | 0 | 0 | 0 | 0 | 0 | 1.03e-06 | 1.03e-06 | [40 empty] | All EPR in 2020WLDFRFinancial | WLDFR | HFTD - Distribution - Tier 2 - 5QU CoRE ¦ 5QU LoRE | Non-Red Flag Warning - Small Fires | 2021 | Financial | 0.0015809 | 415.2775 | 2021 | Control | 0.053 | 3 | 0 | esc | 0.055966 | 8.8475e-05 | 0.055966 | 8.8475e-05 | 0 | 0 | 0 | 0
[79 empty] | WLDFR | HFTD - Transmission - Tier 3 - 230 kV or Higher | Non-Red Flag Warning - Small Fires | 2020 | 0 | 0 | 0 | 0 | 0.077901 | 0.036425 | 0.0015809 | 0.039895 | 0.0078847 | 0 | 0 | 0 | 0.00047042 |  | 0 | 3.7091e-06 | 3.7091e-06 | 0 | 0 | 0 | 0 | 0 | 0 | 0 | 0 | 0 | [40 empty] | All EPR in 2020WLDFRSafety | WLDFR | HFTD - Distribution - Tier 2 - 5QU CoRE ¦ 5QU LoRE | Non-Red Flag Warning - Small Fires | 2021 | Safety | 0.039895 | 415.2775 | 2021 | Control | 0.053 | 3 | 0 | esc | 0.055966 | 0.0022328 | 0.055966 | 0.0022328 | 0 | 0 | 0 | 0
[79 empty] | WLDFR | HFTD - Transmission - Tier 3 - 230 kV or Higher | Non-Red Flag Warning - Small Fires | 2021 | 0 | 0 | 0 | 0 | 0.077901 | 0.036425 | 0.0015809 | 0.039895 | 0.0078847 | 0.0078847 | 0 | 0 | 0.00047042 |  | 0 | 3.7091e-06 | 3.7091e-06 | 0 | 3.7091e-06 | 3.7091e-06 | 0 | 0 | 0 | 0 | 0 | 0 | [40 empty] | All EPR in 2020WLDFRElectric Reliability | WLDFR | HFTD - Distribution - Tier 2 - 5QU CoRE ¦ 5QU LoRE | Non-Red Flag Warning - Small Fires | 2022 | Electric Reliability | 0.036425 | 415.2775 | 2022 | Control | 0.1325 | 3 | 0 | esc | 0.15274 | 0.0055635 | 0.15274 | 0.0055635 | 0.15274 | 0.0055635 | 0 | 0
[79 empty] | WLDFR | HFTD - Transmission - Tier 3 - 230 kV or Higher | Non-Red Flag Warning - Small Fires | 2022 | 0 | 0 | 0 | 0 | 0.077901 | 0.036425 | 0.0015809 | 0.039895 | 0.0078847 | 0.0078847 | 0.0078847 | 0 | 0.00047042 |  | 0 | 3.7091e-06 | 3.7091e-06 | 0 | 3.7091e-06 | 3.7091e-06 | 0 | 3.7091e-06 | 3.7091e-06 | 0 | 0 | 0 | [40 empty] | All EPR in 2020WLDFRFinancial | WLDFR | HFTD - Distribution - Tier 2 - 5QU CoRE ¦ 5QU LoRE | Non-Red Flag Warning - Small Fires | 2022 | Financial | 0.0015809 | 415.2775 | 2022 | Control | 0.053 | 3 | 0 | esc | 0.055966 | 8.8475e-05 | 0.055966 | 8.8475e-05 | 0.055966 | 8.8475e-05 | 0 | 0
[79 empty] | WLDFR | HFTD - Transmission - Tier 3 - 230 kV or Higher | Non-Red Flag Warning - Small Fires | 2023 | 0 | 0 | 0 | 0 | 0.080408 | 0.03759 | 0.0016314 | 0.041187 | 0 | 0.0081378 | 0.0081378 | 0.0081378 | 0.00047042 |  | 0 | 0 | 0 | 0 | 3.8282e-06 | 3.8282e-06 | 0 | 3.8282e-06 | 3.8282e-06 | 0 | 3.8282e-06 | 3.8282e-06 | [40 empty] | All EPR in 2020WLDFRSafety | WLDFR | HFTD - Distribution - Tier 2 - 5QU CoRE ¦ 5QU LoRE | Non-Red Flag Warning - Small Fires | 2022 | Safety | 0.039895 | 415.2775 | 2022 | Control | 0.053 | 3 | 0 | esc | 0.055966 | 0.0022328 | 0.055966 | 0.0022328 | 0.055966 | 0.0022328 | 0 | 0
[79 empty] | WLDFR | HFTD - Transmission - Tier 3 - 230 kV or Higher | Non-Red Flag Warning - Small Fires | 2024 | 0 | 0 | 0 | 0 | 0.080408 | 0.03759 | 0.0016314 | 0.041187 | 0 | 0 | 0.0081378 | 0.0081378 | 0.00047042 |  | 0 | 0 | 0 | 0 | 0 | 0 | 0 | 3.8282e-06 | 3.8282e-06 | 0 | 3.8282e-06 | 3.8282e-06 | [40 empty] | All EPR in 2020WLDFRElectric Reliability | WLDFR | HFTD - Distribution - Tier 2 - 5QU CoRE ¦ 5QU LoRE | Non-Red Flag Warning - Small Fires | 2023 | Electric Reliability | 0.03759 | 415.2775 | 2023 | Control | 0.1325 | 3 | 0 | esc | 0 | 0 | 0.15274 | 0.0057414 | 0.15274 | 0.0057414 | 0.15274 | 0.0057414
[79 empty] | WLDFR | HFTD - Transmission - Tier 3 - 230 kV or Higher | Non-Red Flag Warning - Small Fires | 2025 | 0 | 0 | 0 | 0 | 0.080408 | 0.03759 | 0.0016314 | 0.041187 | 0 | 0 | 0 | 0.0081378 | 0.00047042 |  | 0 | 0 | 0 | 0 | 0 | 0 | 0 | 0 | 0 | 0 | 3.8282e-06 | 3.8282e-06 | [40 empty] | All EPR in 2020WLDFRFinancial | WLDFR | HFTD - Distribution - Tier 2 - 5QU CoRE ¦ 5QU LoRE | Non-Red Flag Warning - Small Fires | 2023 | Financial | 0.0016314 | 415.2775 | 2023 | Control | 0.053 | 3 | 0 | esc | 0 | 0 | 0.055966 | 9.1305e-05 | 0.055966 | 9.1305e-05 | 0.055966 | 9.1305e-05
[79 empty] | WLDFR | HFTD - Transmission - Tier 3 - 230 kV or Higher | Red Flag Warning - Catastrophic Fires | 2020 | 0 | 0 | 0 | 0 | 14146.1306 | 222.2294 | 8585.7228 | 5338.1784 | 813.2108 | 0 | 0 | 0 | 2.6924e-06 |  | 0 | 0.0021895 | 0.0021895 | 0 | 0 | 0 | 0 | 0 | 0 | 0 | 0 | 0 | [40 empty] | All EPR in 2020WLDFRSafety | WLDFR | HFTD - Distribution - Tier 2 - 5QU CoRE ¦ 5QU LoRE | Non-Red Flag Warning - Small Fires | 2023 | Safety | 0.041187 | 415.2775 | 2023 | Control | 0.053 | 3 | 0 | esc | 0 | 0 | 0.055966 | 0.0023051 | 0.055966 | 0.0023051 | 0.055966 | 0.0023051
[79 empty] | WLDFR | HFTD - Transmission - Tier 3 - 230 kV or Higher | Red Flag Warning - Catastrophic Fires | 2021 | 0 | 0 | 0 | 0 | 14146.1306 | 222.2294 | 8585.7228 | 5338.1784 | 813.2108 | 813.2108 | 0 | 0 | 2.6924e-06 |  | 0 | 0.0021895 | 0.0021895 | 0 | 0.0021895 | 0.0021895 | 0 | 0 | 0 | 0 | 0 | 0 | [40 empty] | All EPR in 2020WLDFRElectric Reliability | WLDFR | HFTD - Distribution - Tier 2 - 5QU CoRE ¦ 5QU LoRE | Non-Red Flag Warning - Small Fires | 2024 | Electric Reliability | 0.03759 | 415.2775 | 2024 | Control | 0.1325 | 3 | 0 | esc | 0 | 0 | 0 | 0 | 0.15274 | 0.0057414 | 0.15274 | 0.0057414
[79 empty] | WLDFR | HFTD - Transmission - Tier 3 - 230 kV or Higher | Red Flag Warning - Catastrophic Fires | 2022 | 0 | 0 | 0 | 0 | 14146.1306 | 222.2294 | 8585.7228 | 5338.1784 | 813.2108 | 813.2108 | 813.2108 | 0 | 2.6924e-06 |  | 0 | 0.0021895 | 0.0021895 | 0 | 0.0021895 | 0.0021895 | 0 | 0.0021895 | 0.0021895 | 0 | 0 | 0 | [40 empty] | All EPR in 2020WLDFRFinancial | WLDFR | HFTD - Distribution - Tier 2 - 5QU CoRE ¦ 5QU LoRE | Non-Red Flag Warning - Small Fires | 2024 | Financial | 0.0016314 | 415.2775 | 2024 | Control | 0.053 | 3 | 0 | esc | 0 | 0 | 0 | 0 | 0.055966 | 9.1305e-05 | 0.055966 | 9.1305e-05
[79 empty] | WLDFR | HFTD - Transmission - Tier 3 - 230 kV or Higher | Red Flag Warning - Catastrophic Fires | 2023 | 0 | 0 | 0 | 0 | 14664.6376 | 233.2301 | 8896.516 | 5534.8915 | 0 | 843.2942 | 843.2942 | 843.2942 | 2.6924e-06 |  | 0 | 0 | 0 | 0 | 0.0022705 | 0.0022705 | 0 | 0.0022705 | 0.0022705 | 0 | 0.0022705 | 0.0022705 | [40 empty] | All EPR in 2020WLDFRSafety | WLDFR | HFTD - Distribution - Tier 2 - 5QU CoRE ¦ 5QU LoRE | Non-Red Flag Warning - Small Fires | 2024 | Safety | 0.041187 | 415.2775 | 2024 | Control | 0.053 | 3 | 0 | esc | 0 | 0 | 0 | 0 | 0.055966 | 0.0023051 | 0.055966 | 0.0023051
[79 empty] | WLDFR | HFTD - Transmission - Tier 3 - 230 kV or Higher | Red Flag Warning - Catastrophic Fires | 2024 | 0 | 0 | 0 | 0 | 14664.6376 | 233.2301 | 8896.516 | 5534.8915 | 0 | 0 | 843.2942 | 843.2942 | 2.6924e-06 |  | 0 | 0 | 0 | 0 | 0 | 0 | 0 | 0.0022705 | 0.0022705 | 0 | 0.0022705 | 0.0022705 | [40 empty] | All EPR in 2020WLDFRElectric Reliability | WLDFR | HFTD - Distribution - Tier 2 - 5QU CoRE ¦ 5QU LoRE | Non-Red Flag Warning - Small Fires | 2025 | Electric Reliability | 0.03759 | 415.2775 | 2025 | Control | 0.1325 | 3 | 0 | esc | 0 | 0 | 0 | 0 | 0 | 0 | 0.15274 | 0.0057414
[79 empty] | WLDFR | HFTD - Transmission - Tier 3 - 230 kV or Higher | Red Flag Warning - Catastrophic Fires | 2025 | 0 | 0 | 0 | 0 | 14664.6376 | 233.2301 | 8896.516 | 5534.8915 | 0 | 0 | 0 | 843.2942 | 2.6924e-06 |  | 0 | 0 | 0 | 0 | 0 | 0 | 0 | 0 | 0 | 0 | 0.0022705 | 0.0022705 | [40 empty] | All EPR in 2020WLDFRFinancial | WLDFR | HFTD - Distribution - Tier 2 - 5QU CoRE ¦ 5QU LoRE | Non-Red Flag Warning - Small Fires | 2025 | Financial | 0.0016314 | 415.2775 | 2025 | Control | 0.053 | 3 | 0 | esc | 0 | 0 | 0 | 0 | 0 | 0 | 0.055966 | 9.1305e-05
[79 empty] | WLDFR | HFTD - Transmission - Tier 3 - 230 kV or Higher | Red Flag Warning - Destructive Fires | 2020 | 0 | 0 | 0 | 0 | 8807.9522 | 222.2294 | 8585.7228 | 0 | 514.4532 | 0 | 0 | 0 | 3.8463e-07 |  | 0 | 0.00019787 | 0.00019787 | 0 | 0 | 0 | 0 | 0 | 0 | 0 | 0 | 0 | [40 empty] | All EPR in 2020WLDFRSafety | WLDFR | HFTD - Distribution - Tier 2 - 5QU CoRE ¦ 5QU LoRE | Non-Red Flag Warning - Small Fires | 2025 | Safety | 0.041187 | 415.2775 | 2025 | Control | 0.053 | 3 | 0 | esc | 0 | 0 | 0 | 0 | 0 | 0 | 0.055966 | 0.0023051
[79 empty] | WLDFR | HFTD - Transmission - Tier 3 - 230 kV or Higher | Red Flag Warning - Destructive Fires | 2021 | 0 | 0 | 0 | 0 | 8807.9522 | 222.2294 | 8585.7228 | 0 | 514.4532 | 514.4532 | 0 | 0 | 3.8463e-07 |  | 0 | 0.00019787 | 0.00019787 | 0 | 0.00019787 | 0.00019787 | 0 | 0 | 0 | 0 | 0 | 0 | [40 empty] | All EPR in 2020WLDFRElectric Reliability | WLDFR | HFTD - Distribution - Tier 2 - 5QU CoRE ¦ 5QU LoRE | Red Flag Warning - Catastrophic Fires | 2021 | Electric Reliability | 222.2294 | 415.2775 | 2021 | Control | 0.1325 | 3 | 0 | esc | 0.15274 | 33.9428 | 0.15274 | 33.9428 | 0 | 0 | 0 | 0
[79 empty] | WLDFR | HFTD - Transmission - Tier 3 - 230 kV or Higher | Red Flag Warning - Destructive Fires | 2022 | 0 | 0 | 0 | 0 | 8807.9522 | 222.2294 | 8585.7228 | 0 | 514.4532 | 514.4532 | 514.4532 | 0 | 3.8463e-07 |  | 0 | 0.00019787 | 0.00019787 | 0 | 0.00019787 | 0.00019787 | 0 | 0.00019787 | 0.00019787 | 0 | 0 | 0 | [40 empty] | All EPR in 2020WLDFRFinancial | WLDFR | HFTD - Distribution - Tier 2 - 5QU CoRE ¦ 5QU LoRE | Red Flag Warning - Catastrophic Fires | 2021 | Financial | 8585.7228 | 415.2775 | 2021 | Control | 0.053 | 3 | 0 | esc | 0.055966 | 480.5104 | 0.055966 | 480.5104 | 0 | 0 | 0 | 0
[79 empty] | WLDFR | HFTD - Transmission - Tier 3 - 230 kV or Higher | Red Flag Warning - Destructive Fires | 2023 | 0 | 0 | 0 | 0 | 9129.7461 | 233.2301 | 8896.516 | 0 | 0 | 533.5273 | 533.5273 | 533.5273 | 3.8463e-07 |  | 0 | 0 | 0 | 0 | 0.00020521 | 0.00020521 | 0 | 0.00020521 | 0.00020521 | 0 | 0.00020521 | 0.00020521 | [40 empty] | All EPR in 2020WLDFRSafety | WLDFR | HFTD - Distribution - Tier 2 - 5QU CoRE ¦ 5QU LoRE | Red Flag Warning - Catastrophic Fires | 2021 | Safety | 5338.1784 | 415.2775 | 2021 | Control | 0.053 | 3 | 0 | esc | 0.055966 | 298.7576 | 0.055966 | 298.7576 | 0 | 0 | 0 | 0
[79 empty] | WLDFR | HFTD - Transmission - Tier 3 - 230 kV or Higher | Red Flag Warning - Destructive Fires | 2024 | 0 | 0 | 0 | 0 | 9129.7461 | 233.2301 | 8896.516 | 0 | 0 | 0 | 533.5273 | 533.5273 | 3.8463e-07 |  | 0 | 0 | 0 | 0 | 0 | 0 | 0 | 0.00020521 | 0.00020521 | 0 | 0.00020521 | 0.00020521 | [40 empty] | All EPR in 2020WLDFRElectric Reliability | WLDFR | HFTD - Distribution - Tier 2 - 5QU CoRE ¦ 5QU LoRE | Red Flag Warning - Catastrophic Fires | 2022 | Electric Reliability | 222.2294 | 415.2775 | 2022 | Control | 0.1325 | 3 | 0 | esc | 0.15274 | 33.9428 | 0.15274 | 33.9428 | 0.15274 | 33.9428 | 0 | 0
[79 empty] | WLDFR | HFTD - Transmission - Tier 3 - 230 kV or Higher | Red Flag Warning - Destructive Fires | 2025 | 0 | 0 | 0 | 0 | 9129.7461 | 233.2301 | 8896.516 | 0 | 0 | 0 | 0 | 533.5273 | 3.8463e-07 |  | 0 | 0 | 0 | 0 | 0 | 0 | 0 | 0 | 0 | 0 | 0.00020521 | 0.00020521 | [40 empty] | All EPR in 2020WLDFRFinancial | WLDFR | HFTD - Distribution - Tier 2 - 5QU CoRE ¦ 5QU LoRE | Red Flag Warning - Catastrophic Fires | 2022 | Financial | 8585.7228 | 415.2775 | 2022 | Control | 0.053 | 3 | 0 | esc | 0.055966 | 480.5104 | 0.055966 | 480.5104 | 0.055966 | 480.5104 | 0 | 0
[79 empty] | WLDFR | HFTD - Transmission - Tier 3 - 230 kV or Higher | Red Flag Warning - Large Fires | 2020 | 0 | 0 | 0 | 0 | 5.2406 | 0.69642 | 2.942 | 1.6022 | 0.36069 | 0 | 0 | 0 | 2.3078e-06 |  | 0 | 8.3238e-07 | 8.3238e-07 | 0 | 0 | 0 | 0 | 0 | 0 | 0 | 0 | 0 | [40 empty] | All EPR in 2020WLDFRSafety | WLDFR | HFTD - Distribution - Tier 2 - 5QU CoRE ¦ 5QU LoRE | Red Flag Warning - Catastrophic Fires | 2022 | Safety | 5338.1784 | 415.2775 | 2022 | Control | 0.053 | 3 | 0 | esc | 0.055966 | 298.7576 | 0.055966 | 298.7576 | 0.055966 | 298.7576 | 0 | 0
[79 empty] | WLDFR | HFTD - Transmission - Tier 3 - 230 kV or Higher | Red Flag Warning - Large Fires | 2021 | 0 | 0 | 0 | 0 | 5.2406 | 0.69642 | 2.942 | 1.6022 | 0.36069 | 0.36069 | 0 | 0 | 2.3078e-06 |  | 0 | 8.3238e-07 | 8.3238e-07 | 0 | 8.3238e-07 | 8.3238e-07 | 0 | 0 | 0 | 0 | 0 | 0 | [40 empty] | All EPR in 2020WLDFRElectric Reliability | WLDFR | HFTD - Distribution - Tier 2 - 5QU CoRE ¦ 5QU LoRE | Red Flag Warning - Catastrophic Fires | 2023 | Electric Reliability | 233.2301 | 415.2775 | 2023 | Control | 0.1325 | 3 | 0 | esc | 0 | 0 | 0.15274 | 35.623 | 0.15274 | 35.623 | 0.15274 | 35.623
[79 empty] | WLDFR | HFTD - Transmission - Tier 3 - 230 kV or Higher | Red Flag Warning - Large Fires | 2022 | 0 | 0 | 0 | 0 | 5.2406 | 0.69642 | 2.942 | 1.6022 | 0.36069 | 0.36069 | 0.36069 | 0 | 2.3078e-06 |  | 0 | 8.3238e-07 | 8.3238e-07 | 0 | 8.3238e-07 | 8.3238e-07 | 0 | 8.3238e-07 | 8.3238e-07 | 0 | 0 | 0 | [40 empty] | All EPR in 2020WLDFRFinancial | WLDFR | HFTD - Distribution - Tier 2 - 5QU CoRE ¦ 5QU LoRE | Red Flag Warning - Catastrophic Fires | 2023 | Financial | 8896.516 | 415.2775 | 2023 | Control | 0.053 | 3 | 0 | esc | 0 | 0 | 0.055966 | 497.9043 | 0.055966 | 497.9043 | 0.055966 | 497.9043
[79 empty] | WLDFR | HFTD - Transmission - Tier 3 - 230 kV or Higher | Red Flag Warning - Large Fires | 2023 | 0 | 0 | 0 | 0 | 5.475 | 0.71896 | 3.0715 | 1.6846 | 0 | 0.37599 | 0.37599 | 0.37599 | 2.3078e-06 |  | 0 | 0 | 0 | 0 | 8.677e-07 | 8.677e-07 | 0 | 8.677e-07 | 8.677e-07 | 0 | 8.677e-07 | 8.677e-07 | [40 empty] | All EPR in 2020WLDFRSafety | WLDFR | HFTD - Distribution - Tier 2 - 5QU CoRE ¦ 5QU LoRE | Red Flag Warning - Catastrophic Fires | 2023 | Safety | 5534.8915 | 415.2775 | 2023 | Control | 0.053 | 3 | 0 | esc | 0 | 0 | 0.055966 | 309.7669 | 0.055966 | 309.7669 | 0.055966 | 309.7669
[79 empty] | WLDFR | HFTD - Transmission - Tier 3 - 230 kV or Higher | Red Flag Warning - Large Fires | 2024 | 0 | 0 | 0 | 0 | 5.475 | 0.71896 | 3.0715 | 1.6846 | 0 | 0 | 0.37599 | 0.37599 | 2.3078e-06 |  | 0 | 0 | 0 | 0 | 0 | 0 | 0 | 8.677e-07 | 8.677e-07 | 0 | 8.677e-07 | 8.677e-07 | [40 empty] | All EPR in 2020WLDFRElectric Reliability | WLDFR | HFTD - Distribution - Tier 2 - 5QU CoRE ¦ 5QU LoRE | Red Flag Warning - Catastrophic Fires | 2024 | Electric Reliability | 233.2301 | 415.2775 | 2024 | Control | 0.1325 | 3 | 0 | esc | 0 | 0 | 0 | 0 | 0.15274 | 35.623 | 0.15274 | 35.623
[79 empty] | WLDFR | HFTD - Transmission - Tier 3 - 230 kV or Higher | Red Flag Warning - Large Fires | 2025 | 0 | 0 | 0 | 0 | 5.475 | 0.71896 | 3.0715 | 1.6846 | 0 | 0 | 0 | 0.37599 | 2.3078e-06 |  | 0 | 0 | 0 | 0 | 0 | 0 | 0 | 0 | 0 | 0 | 8.677e-07 | 8.677e-07 | [40 empty] | All EPR in 2020WLDFRFinancial | WLDFR | HFTD - Distribution - Tier 2 - 5QU CoRE ¦ 5QU LoRE | Red Flag Warning - Catastrophic Fires | 2024 | Financial | 8896.516 | 415.2775 | 2024 | Control | 0.053 | 3 | 0 | esc | 0 | 0 | 0 | 0 | 0.055966 | 497.9043 | 0.055966 | 497.9043
[79 empty] | WLDFR | HFTD - Transmission - Tier 3 - 230 kV or Higher | Red Flag Warning - Small Fires | 2020 | 0 | 0 | 0 | 0 | 0.077901 | 0.036425 | 0.0015809 | 0.039895 | 0.0078847 | 0 | 0 | 0 | 3.171e-05 |  | 0 | 2.5003e-07 | 2.5003e-07 | 0 | 0 | 0 | 0 | 0 | 0 | 0 | 0 | 0 | [40 empty] | All EPR in 2020WLDFRSafety | WLDFR | HFTD - Distribution - Tier 2 - 5QU CoRE ¦ 5QU LoRE | Red Flag Warning - Catastrophic Fires | 2024 | Safety | 5534.8915 | 415.2775 | 2024 | Control | 0.053 | 3 | 0 | esc | 0 | 0 | 0 | 0 | 0.055966 | 309.7669 | 0.055966 | 309.7669
[79 empty] | WLDFR | HFTD - Transmission - Tier 3 - 230 kV or Higher | Red Flag Warning - Small Fires | 2021 | 0 | 0 | 0 | 0 | 0.077901 | 0.036425 | 0.0015809 | 0.039895 | 0.0078847 | 0.0078847 | 0 | 0 | 3.171e-05 |  | 0 | 2.5003e-07 | 2.5003e-07 | 0 | 2.5003e-07 | 2.5003e-07 | 0 | 0 | 0 | 0 | 0 | 0 | [40 empty] | All EPR in 2020WLDFRElectric Reliability | WLDFR | HFTD - Distribution - Tier 2 - 5QU CoRE ¦ 5QU LoRE | Red Flag Warning - Catastrophic Fires | 2025 | Electric Reliability | 233.2301 | 415.2775 | 2025 | Control | 0.1325 | 3 | 0 | esc | 0 | 0 | 0 | 0 | 0 | 0 | 0.15274 | 35.623
[79 empty] | WLDFR | HFTD - Transmission - Tier 3 - 230 kV or Higher | Red Flag Warning - Small Fires | 2022 | 0 | 0 | 0 | 0 | 0.077901 | 0.036425 | 0.0015809 | 0.039895 | 0.0078847 | 0.0078847 | 0.0078847 | 0 | 3.171e-05 |  | 0 | 2.5003e-07 | 2.5003e-07 | 0 | 2.5003e-07 | 2.5003e-07 | 0 | 2.5003e-07 | 2.5003e-07 | 0 | 0 | 0 | [40 empty] | All EPR in 2020WLDFRFinancial | WLDFR | HFTD - Distribution - Tier 2 - 5QU CoRE ¦ 5QU LoRE | Red Flag Warning - Catastrophic Fires | 2025 | Financial | 8896.516 | 415.2775 | 2025 | Control | 0.053 | 3 | 0 | esc | 0 | 0 | 0 | 0 | 0 | 0 | 0.055966 | 497.9043
[79 empty] | WLDFR | HFTD - Transmission - Tier 3 - 230 kV or Higher | Red Flag Warning - Small Fires | 2023 | 0 | 0 | 0 | 0 | 0.080408 | 0.03759 | 0.0016314 | 0.041187 | 0 | 0.0081378 | 0.0081378 | 0.0081378 | 3.171e-05 |  | 0 | 0 | 0 | 0 | 2.5805e-07 | 2.5805e-07 | 0 | 2.5805e-07 | 2.5805e-07 | 0 | 2.5805e-07 | 2.5805e-07 | [40 empty] | All EPR in 2020WLDFRSafety | WLDFR | HFTD - Distribution - Tier 2 - 5QU CoRE ¦ 5QU LoRE | Red Flag Warning - Catastrophic Fires | 2025 | Safety | 5534.8915 | 415.2775 | 2025 | Control | 0.053 | 3 | 0 | esc | 0 | 0 | 0 | 0 | 0 | 0 | 0.055966 | 309.7669
[79 empty] | WLDFR | HFTD - Transmission - Tier 3 - 230 kV or Higher | Red Flag Warning - Small Fires | 2024 | 0 | 0 | 0 | 0 | 0.080408 | 0.03759 | 0.0016314 | 0.041187 | 0 | 0 | 0.0081378 | 0.0081378 | 3.171e-05 |  | 0 | 0 | 0 | 0 | 0 | 0 | 0 | 2.5805e-07 | 2.5805e-07 | 0 | 2.5805e-07 | 2.5805e-07 | [40 empty] | All EPR in 2020WLDFRElectric Reliability | WLDFR | HFTD - Distribution - Tier 2 - 5QU CoRE ¦ 5QU LoRE | Red Flag Warning - Destructive Fires | 2021 | Electric Reliability | 222.2294 | 415.2775 | 2021 | Control | 0.1325 | 3 | 0 | esc | 0.15274 | 33.9428 | 0.15274 | 33.9428 | 0 | 0 | 0 | 0
[79 empty] | WLDFR | HFTD - Transmission - Tier 3 - 230 kV or Higher | Red Flag Warning - Small Fires | 2025 | 0 | 0 | 0 | 0 | 0.080408 | 0.03759 | 0.0016314 | 0.041187 | 0 | 0 | 0 | 0.0081378 | 3.171e-05 |  | 0 | 0 | 0 | 0 | 0 | 0 | 0 | 0 | 0 | 0 | 2.5805e-07 | 2.5805e-07 | [40 empty] | All EPR in 2020WLDFRFinancial | WLDFR | HFTD - Distribution - Tier 2 - 5QU CoRE ¦ 5QU LoRE | Red Flag Warning - Destructive Fires | 2021 | Financial | 8585.7228 | 415.2775 | 2021 | Control | 0.053 | 3 | 0 | esc | 0.055966 | 480.5104 | 0.055966 | 480.5104 | 0 | 0 | 0 | 0
[79 empty] | WLDFR | HFTD - Transmission - Tier 3 - 60/70 kV | Non-Red Flag Warning - Catastrophic Fires | 2020 | 0 | 0 | 0 | 0 | 14146.1306 | 222.2294 | 8585.7228 | 5338.1784 | 813.2108 | 0 | 0 | 0 | 1.6867e-06 |  | 0 | 0.0013716 | 0.0013716 | 0 | 0 | 0 | 0 | 0 | 0 | 0 | 0 | 0 | [40 empty] | All EPR in 2020WLDFRElectric Reliability | WLDFR | HFTD - Distribution - Tier 2 - 5QU CoRE ¦ 5QU LoRE | Red Flag Warning - Destructive Fires | 2022 | Electric Reliability | 222.2294 | 415.2775 | 2022 | Control | 0.1325 | 3 | 0 | esc | 0.15274 | 33.9428 | 0.15274 | 33.9428 | 0.15274 | 33.9428 | 0 | 0
[79 empty] | WLDFR | HFTD - Transmission - Tier 3 - 60/70 kV | Non-Red Flag Warning - Catastrophic Fires | 2021 | 0 | 0 | 0 | 0 | 14146.1306 | 222.2294 | 8585.7228 | 5338.1784 | 813.2108 | 813.2108 | 0 | 0 | 1.6867e-06 |  | 0 | 0.0013716 | 0.0013716 | 0 | 0.0013716 | 0.0013716 | 0 | 0 | 0 | 0 | 0 | 0 | [40 empty] | All EPR in 2020WLDFRFinancial | WLDFR | HFTD - Distribution - Tier 2 - 5QU CoRE ¦ 5QU LoRE | Red Flag Warning - Destructive Fires | 2022 | Financial | 8585.7228 | 415.2775 | 2022 | Control | 0.053 | 3 | 0 | esc | 0.055966 | 480.5104 | 0.055966 | 480.5104 | 0.055966 | 480.5104 | 0 | 0
[79 empty] | WLDFR | HFTD - Transmission - Tier 3 - 60/70 kV | Non-Red Flag Warning - Catastrophic Fires | 2022 | 0 | 0 | 0 | 0 | 14146.1306 | 222.2294 | 8585.7228 | 5338.1784 | 813.2108 | 813.2108 | 813.2108 | 0 | 1.6867e-06 |  | 0 | 0.0013716 | 0.0013716 | 0 | 0.0013716 | 0.0013716 | 0 | 0.0013716 | 0.0013716 | 0 | 0 | 0 | [40 empty] | All EPR in 2020WLDFRElectric Reliability | WLDFR | HFTD - Distribution - Tier 2 - 5QU CoRE ¦ 5QU LoRE | Red Flag Warning - Destructive Fires | 2023 | Electric Reliability | 233.2301 | 415.2775 | 2023 | Control | 0.1325 | 3 | 0 | esc | 0 | 0 | 0.15274 | 35.623 | 0.15274 | 35.623 | 0.15274 | 35.623
[79 empty] | WLDFR | HFTD - Transmission - Tier 3 - 60/70 kV | Non-Red Flag Warning - Catastrophic Fires | 2023 | 0 | 0 | 0 | 0 | 14664.6376 | 233.2301 | 8896.516 | 5534.8915 | 0 | 843.2942 | 843.2942 | 843.2942 | 1.6867e-06 |  | 0 | 0 | 0 | 0 | 0.0014224 | 0.0014224 | 0 | 0.0014224 | 0.0014224 | 0 | 0.0014224 | 0.0014224 | [40 empty] | All EPR in 2020WLDFRFinancial | WLDFR | HFTD - Distribution - Tier 2 - 5QU CoRE ¦ 5QU LoRE | Red Flag Warning - Destructive Fires | 2023 | Financial | 8896.516 | 415.2775 | 2023 | Control | 0.053 | 3 | 0 | esc | 0 | 0 | 0.055966 | 497.9043 | 0.055966 | 497.9043 | 0.055966 | 497.9043
[79 empty] | WLDFR | HFTD - Transmission - Tier 3 - 60/70 kV | Non-Red Flag Warning - Catastrophic Fires | 2024 | 0 | 0 | 0 | 0 | 14664.6376 | 233.2301 | 8896.516 | 5534.8915 | 0 | 0 | 843.2942 | 843.2942 | 1.6867e-06 |  | 0 | 0 | 0 | 0 | 0 | 0 | 0 | 0.0014224 | 0.0014224 | 0 | 0.0014224 | 0.0014224 | [40 empty] | All EPR in 2020WLDFRElectric Reliability | WLDFR | HFTD - Distribution - Tier 2 - 5QU CoRE ¦ 5QU LoRE | Red Flag Warning - Destructive Fires | 2024 | Electric Reliability | 233.2301 | 415.2775 | 2024 | Control | 0.1325 | 3 | 0 | esc | 0 | 0 | 0 | 0 | 0.15274 | 35.623 | 0.15274 | 35.623
[79 empty] | WLDFR | HFTD - Transmission - Tier 3 - 60/70 kV | Non-Red Flag Warning - Catastrophic Fires | 2025 | 0 | 0 | 0 | 0 | 14664.6376 | 233.2301 | 8896.516 | 5534.8915 | 0 | 0 | 0 | 843.2942 | 1.6867e-06 |  | 0 | 0 | 0 | 0 | 0 | 0 | 0 | 0 | 0 | 0 | 0.0014224 | 0.0014224 | [40 empty] | All EPR in 2020WLDFRFinancial | WLDFR | HFTD - Distribution - Tier 2 - 5QU CoRE ¦ 5QU LoRE | Red Flag Warning - Destructive Fires | 2024 | Financial | 8896.516 | 415.2775 | 2024 | Control | 0.053 | 3 | 0 | esc | 0 | 0 | 0 | 0 | 0.055966 | 497.9043 | 0.055966 | 497.9043
[79 empty] | WLDFR | HFTD - Transmission - Tier 3 - 60/70 kV | Non-Red Flag Warning - Destructive Fires | 2020 | 0 | 0 | 0 | 0 | 8807.9522 | 222.2294 | 8585.7228 | 0 | 514.4532 | 0 | 0 | 0 | 1.6867e-06 |  | 0 | 0.00086772 | 0.00086772 | 0 | 0 | 0 | 0 | 0 | 0 | 0 | 0 | 0 | [40 empty] | All EPR in 2020WLDFRElectric Reliability | WLDFR | HFTD - Distribution - Tier 2 - 5QU CoRE ¦ 5QU LoRE | Red Flag Warning - Destructive Fires | 2025 | Electric Reliability | 233.2301 | 415.2775 | 2025 | Control | 0.1325 | 3 | 0 | esc | 0 | 0 | 0 | 0 | 0 | 0 | 0.15274 | 35.623
[79 empty] | WLDFR | HFTD - Transmission - Tier 3 - 60/70 kV | Non-Red Flag Warning - Destructive Fires | 2021 | 0 | 0 | 0 | 0 | 8807.9522 | 222.2294 | 8585.7228 | 0 | 514.4532 | 514.4532 | 0 | 0 | 1.6867e-06 |  | 0 | 0.00086772 | 0.00086772 | 0 | 0.00086772 | 0.00086772 | 0 | 0 | 0 | 0 | 0 | 0 | [40 empty] | All EPR in 2020WLDFRFinancial | WLDFR | HFTD - Distribution - Tier 2 - 5QU CoRE ¦ 5QU LoRE | Red Flag Warning - Destructive Fires | 2025 | Financial | 8896.516 | 415.2775 | 2025 | Control | 0.053 | 3 | 0 | esc | 0 | 0 | 0 | 0 | 0 | 0 | 0.055966 | 497.9043
[79 empty] | WLDFR | HFTD - Transmission - Tier 3 - 60/70 kV | Non-Red Flag Warning - Destructive Fires | 2022 | 0 | 0 | 0 | 0 | 8807.9522 | 222.2294 | 8585.7228 | 0 | 514.4532 | 514.4532 | 514.4532 | 0 | 1.6867e-06 |  | 0 | 0.00086772 | 0.00086772 | 0 | 0.00086772 | 0.00086772 | 0 | 0.00086772 | 0.00086772 | 0 | 0 | 0 | [40 empty] | All EPR in 2020WLDFRElectric Reliability | WLDFR | HFTD - Distribution - Tier 2 - 5QU CoRE ¦ 5QU LoRE | Red Flag Warning - Large Fires | 2021 | Electric Reliability | 0.69642 | 415.2775 | 2021 | Control | 0.1325 | 3 | 0 | esc | 0.15274 | 0.10637 | 0.15274 | 0.10637 | 0 | 0 | 0 | 0
[79 empty] | WLDFR | HFTD - Transmission - Tier 3 - 60/70 kV | Non-Red Flag Warning - Destructive Fires | 2023 | 0 | 0 | 0 | 0 | 9129.7461 | 233.2301 | 8896.516 | 0 | 0 | 533.5273 | 533.5273 | 533.5273 | 1.6867e-06 |  | 0 | 0 | 0 | 0 | 0.00089989 | 0.00089989 | 0 | 0.00089989 | 0.00089989 | 0 | 0.00089989 | 0.00089989 | [40 empty] | All EPR in 2020WLDFRFinancial | WLDFR | HFTD - Distribution - Tier 2 - 5QU CoRE ¦ 5QU LoRE | Red Flag Warning - Large Fires | 2021 | Financial | 2.942 | 415.2775 | 2021 | Control | 0.053 | 3 | 0 | esc | 0.055966 | 0.16465 | 0.055966 | 0.16465 | 0 | 0 | 0 | 0
[79 empty] | WLDFR | HFTD - Transmission - Tier 3 - 60/70 kV | Non-Red Flag Warning - Destructive Fires | 2024 | 0 | 0 | 0 | 0 | 9129.7461 | 233.2301 | 8896.516 | 0 | 0 | 0 | 533.5273 | 533.5273 | 1.6867e-06 |  | 0 | 0 | 0 | 0 | 0 | 0 | 0 | 0.00089989 | 0.00089989 | 0 | 0.00089989 | 0.00089989 | [40 empty] | All EPR in 2020WLDFRSafety | WLDFR | HFTD - Distribution - Tier 2 - 5QU CoRE ¦ 5QU LoRE | Red Flag Warning - Large Fires | 2021 | Safety | 1.6022 | 415.2775 | 2021 | Control | 0.053 | 3 | 0 | esc | 0.055966 | 0.089668 | 0.055966 | 0.089668 | 0 | 0 | 0 | 0
[79 empty] | WLDFR | HFTD - Transmission - Tier 3 - 60/70 kV | Non-Red Flag Warning - Destructive Fires | 2025 | 0 | 0 | 0 | 0 | 9129.7461 | 233.2301 | 8896.516 | 0 | 0 | 0 | 0 | 533.5273 | 1.6867e-06 |  | 0 | 0 | 0 | 0 | 0 | 0 | 0 | 0 | 0 | 0 | 0.00089989 | 0.00089989 | [40 empty] | All EPR in 2020WLDFRElectric Reliability | WLDFR | HFTD - Distribution - Tier 2 - 5QU CoRE ¦ 5QU LoRE | Red Flag Warning - Large Fires | 2022 | Electric Reliability | 0.69642 | 415.2775 | 2022 | Control | 0.1325 | 3 | 0 | esc | 0.15274 | 0.10637 | 0.15274 | 0.10637 | 0.15274 | 0.10637 | 0 | 0
[79 empty] | WLDFR | HFTD - Transmission - Tier 3 - 60/70 kV | Non-Red Flag Warning - Large Fires | 2020 | 0 | 0 | 0 | 0 | 5.2406 | 0.69642 | 2.942 | 1.6022 | 0.36069 | 0 | 0 | 0 | 1.518e-05 |  | 0 | 5.4753e-06 | 5.4753e-06 | 0 | 0 | 0 | 0 | 0 | 0 | 0 | 0 | 0 | [40 empty] | All EPR in 2020WLDFRFinancial | WLDFR | HFTD - Distribution - Tier 2 - 5QU CoRE ¦ 5QU LoRE | Red Flag Warning - Large Fires | 2022 | Financial | 2.942 | 415.2775 | 2022 | Control | 0.053 | 3 | 0 | esc | 0.055966 | 0.16465 | 0.055966 | 0.16465 | 0.055966 | 0.16465 | 0 | 0
[79 empty] | WLDFR | HFTD - Transmission - Tier 3 - 60/70 kV | Non-Red Flag Warning - Large Fires | 2021 | 0 | 0 | 0 | 0 | 5.2406 | 0.69642 | 2.942 | 1.6022 | 0.36069 | 0.36069 | 0 | 0 | 1.518e-05 |  | 0 | 5.4753e-06 | 5.4753e-06 | 0 | 5.4753e-06 | 5.4753e-06 | 0 | 0 | 0 | 0 | 0 | 0 | [40 empty] | All EPR in 2020WLDFRSafety | WLDFR | HFTD - Distribution - Tier 2 - 5QU CoRE ¦ 5QU LoRE | Red Flag Warning - Large Fires | 2022 | Safety | 1.6022 | 415.2775 | 2022 | Control | 0.053 | 3 | 0 | esc | 0.055966 | 0.089668 | 0.055966 | 0.089668 | 0.055966 | 0.089668 | 0 | 0
[79 empty] | WLDFR | HFTD - Transmission - Tier 3 - 60/70 kV | Non-Red Flag Warning - Large Fires | 2022 | 0 | 0 | 0 | 0 | 5.2406 | 0.69642 | 2.942 | 1.6022 | 0.36069 | 0.36069 | 0.36069 | 0 | 1.518e-05 |  | 0 | 5.4753e-06 | 5.4753e-06 | 0 | 5.4753e-06 | 5.4753e-06 | 0 | 5.4753e-06 | 5.4753e-06 | 0 | 0 | 0 | [40 empty] | All EPR in 2020WLDFRElectric Reliability | WLDFR | HFTD - Distribution - Tier 2 - 5QU CoRE ¦ 5QU LoRE | Red Flag Warning - Large Fires | 2023 | Electric Reliability | 0.71896 | 415.2775 | 2023 | Control | 0.1325 | 3 | 0 | esc | 0 | 0 | 0.15274 | 0.10981 | 0.15274 | 0.10981 | 0.15274 | 0.10981
[79 empty] | WLDFR | HFTD - Transmission - Tier 3 - 60/70 kV | Non-Red Flag Warning - Large Fires | 2023 | 0 | 0 | 0 | 0 | 5.475 | 0.71896 | 3.0715 | 1.6846 | 0 | 0.37599 | 0.37599 | 0.37599 | 1.518e-05 |  | 0 | 0 | 0 | 0 | 5.7076e-06 | 5.7076e-06 | 0 | 5.7076e-06 | 5.7076e-06 | 0 | 5.7076e-06 | 5.7076e-06 | [40 empty] | All EPR in 2020WLDFRFinancial | WLDFR | HFTD - Distribution - Tier 2 - 5QU CoRE ¦ 5QU LoRE | Red Flag Warning - Large Fires | 2023 | Financial | 3.0715 | 415.2775 | 2023 | Control | 0.053 | 3 | 0 | esc | 0 | 0 | 0.055966 | 0.1719 | 0.055966 | 0.1719 | 0.055966 | 0.1719
[79 empty] | WLDFR | HFTD - Transmission - Tier 3 - 60/70 kV | Non-Red Flag Warning - Large Fires | 2024 | 0 | 0 | 0 | 0 | 5.475 | 0.71896 | 3.0715 | 1.6846 | 0 | 0 | 0.37599 | 0.37599 | 1.518e-05 |  | 0 | 0 | 0 | 0 | 0 | 0 | 0 | 5.7076e-06 | 5.7076e-06 | 0 | 5.7076e-06 | 5.7076e-06 | [40 empty] | All EPR in 2020WLDFRSafety | WLDFR | HFTD - Distribution - Tier 2 - 5QU CoRE ¦ 5QU LoRE | Red Flag Warning - Large Fires | 2023 | Safety | 1.6846 | 415.2775 | 2023 | Control | 0.053 | 3 | 0 | esc | 0 | 0 | 0.055966 | 0.094279 | 0.055966 | 0.094279 | 0.055966 | 0.094279
[79 empty] | WLDFR | HFTD - Transmission - Tier 3 - 60/70 kV | Non-Red Flag Warning - Large Fires | 2025 | 0 | 0 | 0 | 0 | 5.475 | 0.71896 | 3.0715 | 1.6846 | 0 | 0 | 0 | 0.37599 | 1.518e-05 |  | 0 | 0 | 0 | 0 | 0 | 0 | 0 | 0 | 0 | 0 | 5.7076e-06 | 5.7076e-06 | [40 empty] | All EPR in 2020WLDFRElectric Reliability | WLDFR | HFTD - Distribution - Tier 2 - 5QU CoRE ¦ 5QU LoRE | Red Flag Warning - Large Fires | 2024 | Electric Reliability | 0.71896 | 415.2775 | 2024 | Control | 0.1325 | 3 | 0 | esc | 0 | 0 | 0 | 0 | 0.15274 | 0.10981 | 0.15274 | 0.10981
[79 empty] | WLDFR | HFTD - Transmission - Tier 3 - 60/70 kV | Non-Red Flag Warning - Small Fires | 2020 | 0 | 0 | 0 | 0 | 0.077901 | 0.036425 | 0.0015809 | 0.039895 | 0.0078847 | 0 | 0 | 0 | 0.0026068 |  | 0 | 2.0554e-05 | 2.0554e-05 | 0 | 0 | 0 | 0 | 0 | 0 | 0 | 0 | 0 | [40 empty] | All EPR in 2020WLDFRFinancial | WLDFR | HFTD - Distribution - Tier 2 - 5QU CoRE ¦ 5QU LoRE | Red Flag Warning - Large Fires | 2024 | Financial | 3.0715 | 415.2775 | 2024 | Control | 0.053 | 3 | 0 | esc | 0 | 0 | 0 | 0 | 0.055966 | 0.1719 | 0.055966 | 0.1719
[79 empty] | WLDFR | HFTD - Transmission - Tier 3 - 60/70 kV | Non-Red Flag Warning - Small Fires | 2021 | 0 | 0 | 0 | 0 | 0.077901 | 0.036425 | 0.0015809 | 0.039895 | 0.0078847 | 0.0078847 | 0 | 0 | 0.0026068 |  | 0 | 2.0554e-05 | 2.0554e-05 | 0 | 2.0554e-05 | 2.0554e-05 | 0 | 0 | 0 | 0 | 0 | 0 | [40 empty] | All EPR in 2020WLDFRSafety | WLDFR | HFTD - Distribution - Tier 2 - 5QU CoRE ¦ 5QU LoRE | Red Flag Warning - Large Fires | 2024 | Safety | 1.6846 | 415.2775 | 2024 | Control | 0.053 | 3 | 0 | esc | 0 | 0 | 0 | 0 | 0.055966 | 0.094279 | 0.055966 | 0.094279
[79 empty] | WLDFR | HFTD - Transmission - Tier 3 - 60/70 kV | Non-Red Flag Warning - Small Fires | 2022 | 0 | 0 | 0 | 0 | 0.077901 | 0.036425 | 0.0015809 | 0.039895 | 0.0078847 | 0.0078847 | 0.0078847 | 0 | 0.0026068 |  | 0 | 2.0554e-05 | 2.0554e-05 | 0 | 2.0554e-05 | 2.0554e-05 | 0 | 2.0554e-05 | 2.0554e-05 | 0 | 0 | 0 | [40 empty] | All EPR in 2020WLDFRElectric Reliability | WLDFR | HFTD - Distribution - Tier 2 - 5QU CoRE ¦ 5QU LoRE | Red Flag Warning - Large Fires | 2025 | Electric Reliability | 0.71896 | 415.2775 | 2025 | Control | 0.1325 | 3 | 0 | esc | 0 | 0 | 0 | 0 | 0 | 0 | 0.15274 | 0.10981
[79 empty] | WLDFR | HFTD - Transmission - Tier 3 - 60/70 kV | Non-Red Flag Warning - Small Fires | 2023 | 0 | 0 | 0 | 0 | 0.080408 | 0.03759 | 0.0016314 | 0.041187 | 0 | 0.0081378 | 0.0081378 | 0.0081378 | 0.0026068 |  | 0 | 0 | 0 | 0 | 2.1213e-05 | 2.1213e-05 | 0 | 2.1213e-05 | 2.1213e-05 | 0 | 2.1213e-05 | 2.1213e-05 | [40 empty] | All EPR in 2020WLDFRFinancial | WLDFR | HFTD - Distribution - Tier 2 - 5QU CoRE ¦ 5QU LoRE | Red Flag Warning - Large Fires | 2025 | Financial | 3.0715 | 415.2775 | 2025 | Control | 0.053 | 3 | 0 | esc | 0 | 0 | 0 | 0 | 0 | 0 | 0.055966 | 0.1719
[79 empty] | WLDFR | HFTD - Transmission - Tier 3 - 60/70 kV | Non-Red Flag Warning - Small Fires | 2024 | 0 | 0 | 0 | 0 | 0.080408 | 0.03759 | 0.0016314 | 0.041187 | 0 | 0 | 0.0081378 | 0.0081378 | 0.0026068 |  | 0 | 0 | 0 | 0 | 0 | 0 | 0 | 2.1213e-05 | 2.1213e-05 | 0 | 2.1213e-05 | 2.1213e-05 | [40 empty] | All EPR in 2020WLDFRSafety | WLDFR | HFTD - Distribution - Tier 2 - 5QU CoRE ¦ 5QU LoRE | Red Flag Warning - Large Fires | 2025 | Safety | 1.6846 | 415.2775 | 2025 | Control | 0.053 | 3 | 0 | esc | 0 | 0 | 0 | 0 | 0 | 0 | 0.055966 | 0.094279
[79 empty] | WLDFR | HFTD - Transmission - Tier 3 - 60/70 kV | Non-Red Flag Warning - Small Fires | 2025 | 0 | 0 | 0 | 0 | 0.080408 | 0.03759 | 0.0016314 | 0.041187 | 0 | 0 | 0 | 0.0081378 | 0.0026068 |  | 0 | 0 | 0 | 0 | 0 | 0 | 0 | 0 | 0 | 0 | 2.1213e-05 | 2.1213e-05 | [40 empty] | All EPR in 2020WLDFRElectric Reliability | WLDFR | HFTD - Distribution - Tier 2 - 5QU CoRE ¦ 5QU LoRE | Red Flag Warning - Small Fires | 2021 | Electric Reliability | 0.036425 | 415.2775 | 2021 | Control | 0.1325 | 3 | 0 | esc | 0.15274 | 0.0055635 | 0.15274 | 0.0055635 | 0 | 0 | 0 | 0
[79 empty] | WLDFR | HFTD - Transmission - Tier 3 - 60/70 kV | Red Flag Warning - Catastrophic Fires | 2020 | 0 | 0 | 0 | 0 | 14146.1306 | 222.2294 | 8585.7228 | 5338.1784 | 813.2108 | 0 | 0 | 0 | 1.4547e-05 |  | 0 | 0.01183 | 0.01183 | 0 | 0 | 0 | 0 | 0 | 0 | 0 | 0 | 0 | [40 empty] | All EPR in 2020WLDFRFinancial | WLDFR | HFTD - Distribution - Tier 2 - 5QU CoRE ¦ 5QU LoRE | Red Flag Warning - Small Fires | 2021 | Financial | 0.0015809 | 415.2775 | 2021 | Control | 0.053 | 3 | 0 | esc | 0.055966 | 8.8475e-05 | 0.055966 | 8.8475e-05 | 0 | 0 | 0 | 0
[79 empty] | WLDFR | HFTD - Transmission - Tier 3 - 60/70 kV | Red Flag Warning - Catastrophic Fires | 2021 | 0 | 0 | 0 | 0 | 14146.1306 | 222.2294 | 8585.7228 | 5338.1784 | 813.2108 | 813.2108 | 0 | 0 | 1.4547e-05 |  | 0 | 0.01183 | 0.01183 | 0 | 0.01183 | 0.01183 | 0 | 0 | 0 | 0 | 0 | 0 | [40 empty] | All EPR in 2020WLDFRSafety | WLDFR | HFTD - Distribution - Tier 2 - 5QU CoRE ¦ 5QU LoRE | Red Flag Warning - Small Fires | 2021 | Safety | 0.039895 | 415.2775 | 2021 | Control | 0.053 | 3 | 0 | esc | 0.055966 | 0.0022328 | 0.055966 | 0.0022328 | 0 | 0 | 0 | 0
[79 empty] | WLDFR | HFTD - Transmission - Tier 3 - 60/70 kV | Red Flag Warning - Catastrophic Fires | 2022 | 0 | 0 | 0 | 0 | 14146.1306 | 222.2294 | 8585.7228 | 5338.1784 | 813.2108 | 813.2108 | 813.2108 | 0 | 1.4547e-05 |  | 0 | 0.01183 | 0.01183 | 0 | 0.01183 | 0.01183 | 0 | 0.01183 | 0.01183 | 0 | 0 | 0 | [40 empty] | All EPR in 2020WLDFRElectric Reliability | WLDFR | HFTD - Distribution - Tier 2 - 5QU CoRE ¦ 5QU LoRE | Red Flag Warning - Small Fires | 2022 | Electric Reliability | 0.036425 | 415.2775 | 2022 | Control | 0.1325 | 3 | 0 | esc | 0.15274 | 0.0055635 | 0.15274 | 0.0055635 | 0.15274 | 0.0055635 | 0 | 0
[79 empty] | WLDFR | HFTD - Transmission - Tier 3 - 60/70 kV | Red Flag Warning - Catastrophic Fires | 2023 | 0 | 0 | 0 | 0 | 14664.6376 | 233.2301 | 8896.516 | 5534.8915 | 0 | 843.2942 | 843.2942 | 843.2942 | 1.4547e-05 |  | 0 | 0 | 0 | 0 | 0.012268 | 0.012268 | 0 | 0.012268 | 0.012268 | 0 | 0.012268 | 0.012268 | [40 empty] | All EPR in 2020WLDFRFinancial | WLDFR | HFTD - Distribution - Tier 2 - 5QU CoRE ¦ 5QU LoRE | Red Flag Warning - Small Fires | 2022 | Financial | 0.0015809 | 415.2775 | 2022 | Control | 0.053 | 3 | 0 | esc | 0.055966 | 8.8475e-05 | 0.055966 | 8.8475e-05 | 0.055966 | 8.8475e-05 | 0 | 0
[79 empty] | WLDFR | HFTD - Transmission - Tier 3 - 60/70 kV | Red Flag Warning - Catastrophic Fires | 2024 | 0 | 0 | 0 | 0 | 14664.6376 | 233.2301 | 8896.516 | 5534.8915 | 0 | 0 | 843.2942 | 843.2942 | 1.4547e-05 |  | 0 | 0 | 0 | 0 | 0 | 0 | 0 | 0.012268 | 0.012268 | 0 | 0.012268 | 0.012268 | [40 empty] | All EPR in 2020WLDFRSafety | WLDFR | HFTD - Distribution - Tier 2 - 5QU CoRE ¦ 5QU LoRE | Red Flag Warning - Small Fires | 2022 | Safety | 0.039895 | 415.2775 | 2022 | Control | 0.053 | 3 | 0 | esc | 0.055966 | 0.0022328 | 0.055966 | 0.0022328 | 0.055966 | 0.0022328 | 0 | 0
[79 empty] | WLDFR | HFTD - Transmission - Tier 3 - 60/70 kV | Red Flag Warning - Catastrophic Fires | 2025 | 0 | 0 | 0 | 0 | 14664.6376 | 233.2301 | 8896.516 | 5534.8915 | 0 | 0 | 0 | 843.2942 | 1.4547e-05 |  | 0 | 0 | 0 | 0 | 0 | 0 | 0 | 0 | 0 | 0 | 0.012268 | 0.012268 | [40 empty] | All EPR in 2020WLDFRElectric Reliability | WLDFR | HFTD - Distribution - Tier 2 - 5QU CoRE ¦ 5QU LoRE | Red Flag Warning - Small Fires | 2023 | Electric Reliability | 0.03759 | 415.2775 | 2023 | Control | 0.1325 | 3 | 0 | esc | 0 | 0 | 0.15274 | 0.0057414 | 0.15274 | 0.0057414 | 0.15274 | 0.0057414
[79 empty] | WLDFR | HFTD - Transmission - Tier 3 - 60/70 kV | Red Flag Warning - Destructive Fires | 2020 | 0 | 0 | 0 | 0 | 8807.9522 | 222.2294 | 8585.7228 | 0 | 514.4532 | 0 | 0 | 0 | 2.0782e-06 |  | 0 | 0.0010691 | 0.0010691 | 0 | 0 | 0 | 0 | 0 | 0 | 0 | 0 | 0 | [40 empty] | All EPR in 2020WLDFRFinancial | WLDFR | HFTD - Distribution - Tier 2 - 5QU CoRE ¦ 5QU LoRE | Red Flag Warning - Small Fires | 2023 | Financial | 0.0016314 | 415.2775 | 2023 | Control | 0.053 | 3 | 0 | esc | 0 | 0 | 0.055966 | 9.1305e-05 | 0.055966 | 9.1305e-05 | 0.055966 | 9.1305e-05
[79 empty] | WLDFR | HFTD - Transmission - Tier 3 - 60/70 kV | Red Flag Warning - Destructive Fires | 2021 | 0 | 0 | 0 | 0 | 8807.9522 | 222.2294 | 8585.7228 | 0 | 514.4532 | 514.4532 | 0 | 0 | 2.0782e-06 |  | 0 | 0.0010691 | 0.0010691 | 0 | 0.0010691 | 0.0010691 | 0 | 0 | 0 | 0 | 0 | 0 | [40 empty] | All EPR in 2020WLDFRSafety | WLDFR | HFTD - Distribution - Tier 2 - 5QU CoRE ¦ 5QU LoRE | Red Flag Warning - Small Fires | 2023 | Safety | 0.041187 | 415.2775 | 2023 | Control | 0.053 | 3 | 0 | esc | 0 | 0 | 0.055966 | 0.0023051 | 0.055966 | 0.0023051 | 0.055966 | 0.0023051
[79 empty] | WLDFR | HFTD - Transmission - Tier 3 - 60/70 kV | Red Flag Warning - Destructive Fires | 2022 | 0 | 0 | 0 | 0 | 8807.9522 | 222.2294 | 8585.7228 | 0 | 514.4532 | 514.4532 | 514.4532 | 0 | 2.0782e-06 |  | 0 | 0.0010691 | 0.0010691 | 0 | 0.0010691 | 0.0010691 | 0 | 0.0010691 | 0.0010691 | 0 | 0 | 0 | [40 empty] | All EPR in 2020WLDFRElectric Reliability | WLDFR | HFTD - Distribution - Tier 2 - 5QU CoRE ¦ 5QU LoRE | Red Flag Warning - Small Fires | 2024 | Electric Reliability | 0.03759 | 415.2775 | 2024 | Control | 0.1325 | 3 | 0 | esc | 0 | 0 | 0 | 0 | 0.15274 | 0.0057414 | 0.15274 | 0.0057414
[79 empty] | WLDFR | HFTD - Transmission - Tier 3 - 60/70 kV | Red Flag Warning - Destructive Fires | 2023 | 0 | 0 | 0 | 0 | 9129.7461 | 233.2301 | 8896.516 | 0 | 0 | 533.5273 | 533.5273 | 533.5273 | 2.0782e-06 |  | 0 | 0 | 0 | 0 | 0.0011088 | 0.0011088 | 0 | 0.0011088 | 0.0011088 | 0 | 0.0011088 | 0.0011088 | [40 empty] | All EPR in 2020WLDFRFinancial | WLDFR | HFTD - Distribution - Tier 2 - 5QU CoRE ¦ 5QU LoRE | Red Flag Warning - Small Fires | 2024 | Financial | 0.0016314 | 415.2775 | 2024 | Control | 0.053 | 3 | 0 | esc | 0 | 0 | 0 | 0 | 0.055966 | 9.1305e-05 | 0.055966 | 9.1305e-05
[79 empty] | WLDFR | HFTD - Transmission - Tier 3 - 60/70 kV | Red Flag Warning - Destructive Fires | 2024 | 0 | 0 | 0 | 0 | 9129.7461 | 233.2301 | 8896.516 | 0 | 0 | 0 | 533.5273 | 533.5273 | 2.0782e-06 |  | 0 | 0 | 0 | 0 | 0 | 0 | 0 | 0.0011088 | 0.0011088 | 0 | 0.0011088 | 0.0011088 | [40 empty] | All EPR in 2020WLDFRSafety | WLDFR | HFTD - Distribution - Tier 2 - 5QU CoRE ¦ 5QU LoRE | Red Flag Warning - Small Fires | 2024 | Safety | 0.041187 | 415.2775 | 2024 | Control | 0.053 | 3 | 0 | esc | 0 | 0 | 0 | 0 | 0.055966 | 0.0023051 | 0.055966 | 0.0023051
[79 empty] | WLDFR | HFTD - Transmission - Tier 3 - 60/70 kV | Red Flag Warning - Destructive Fires | 2025 | 0 | 0 | 0 | 0 | 9129.7461 | 233.2301 | 8896.516 | 0 | 0 | 0 | 0 | 533.5273 | 2.0782e-06 |  | 0 | 0 | 0 | 0 | 0 | 0 | 0 | 0 | 0 | 0 | 0.0011088 | 0.0011088 | [40 empty] | All EPR in 2020WLDFRElectric Reliability | WLDFR | HFTD - Distribution - Tier 2 - 5QU CoRE ¦ 5QU LoRE | Red Flag Warning - Small Fires | 2025 | Electric Reliability | 0.03759 | 415.2775 | 2025 | Control | 0.1325 | 3 | 0 | esc | 0 | 0 | 0 | 0 | 0 | 0 | 0.15274 | 0.0057414
[79 empty] | WLDFR | HFTD - Transmission - Tier 3 - 60/70 kV | Red Flag Warning - Large Fires | 2020 | 0 | 0 | 0 | 0 | 5.2406 | 0.69642 | 2.942 | 1.6022 | 0.36069 | 0 | 0 | 0 | 1.2469e-05 |  | 0 | 4.4974e-06 | 4.4974e-06 | 0 | 0 | 0 | 0 | 0 | 0 | 0 | 0 | 0 | [40 empty] | All EPR in 2020WLDFRFinancial | WLDFR | HFTD - Distribution - Tier 2 - 5QU CoRE ¦ 5QU LoRE | Red Flag Warning - Small Fires | 2025 | Financial | 0.0016314 | 415.2775 | 2025 | Control | 0.053 | 3 | 0 | esc | 0 | 0 | 0 | 0 | 0 | 0 | 0.055966 | 9.1305e-05
[79 empty] | WLDFR | HFTD - Transmission - Tier 3 - 60/70 kV | Red Flag Warning - Large Fires | 2021 | 0 | 0 | 0 | 0 | 5.2406 | 0.69642 | 2.942 | 1.6022 | 0.36069 | 0.36069 | 0 | 0 | 1.2469e-05 |  | 0 | 4.4974e-06 | 4.4974e-06 | 0 | 4.4974e-06 | 4.4974e-06 | 0 | 0 | 0 | 0 | 0 | 0 | [40 empty] | All EPR in 2020WLDFRSafety | WLDFR | HFTD - Distribution - Tier 2 - 5QU CoRE ¦ 5QU LoRE | Red Flag Warning - Small Fires | 2025 | Safety | 0.041187 | 415.2775 | 2025 | Control | 0.053 | 3 | 0 | esc | 0 | 0 | 0 | 0 | 0 | 0 | 0.055966 | 0.0023051
[79 empty] | WLDFR | HFTD - Transmission - Tier 3 - 60/70 kV | Red Flag Warning - Large Fires | 2022 | 0 | 0 | 0 | 0 | 5.2406 | 0.69642 | 2.942 | 1.6022 | 0.36069 | 0.36069 | 0.36069 | 0 | 1.2469e-05 |  | 0 | 4.4974e-06 | 4.4974e-06 | 0 | 4.4974e-06 | 4.4974e-06 | 0 | 4.4974e-06 | 4.4974e-06 | 0 | 0 | 0 | [40 empty] | All EPR in 2020WLDFRElectric Reliability | WLDFR | HFTD - Distribution - Tier 2 - 5QU CoRE ¦ 5QU LoRE | Seismic - Non-Red Flag Warning - Catastrophic Fires | 2021 | Electric Reliability | 409.2237 | 415.2775 | 2021 | Control | 0.1325 | 3 | 0 | esc | 0.15274 | 62.5039 | 0.15274 | 62.5039 | 0 | 0 | 0 | 0
[79 empty] | WLDFR | HFTD - Transmission - Tier 3 - 60/70 kV | Red Flag Warning - Large Fires | 2023 | 0 | 0 | 0 | 0 | 5.475 | 0.71896 | 3.0715 | 1.6846 | 0 | 0.37599 | 0.37599 | 0.37599 | 1.2469e-05 |  | 0 | 0 | 0 | 0 | 4.6883e-06 | 4.6883e-06 | 0 | 4.6883e-06 | 4.6883e-06 | 0 | 4.6883e-06 | 4.6883e-06 | [40 empty] | All EPR in 2020WLDFRFinancial | WLDFR | HFTD - Distribution - Tier 2 - 5QU CoRE ¦ 5QU LoRE | Seismic - Non-Red Flag Warning - Catastrophic Fires | 2021 | Financial | 13469.0878 | 415.2775 | 2021 | Control | 0.053 | 3 | 0 | esc | 0.055966 | 753.8138 | 0.055966 | 753.8138 | 0 | 0 | 0 | 0
[79 empty] | WLDFR | HFTD - Transmission - Tier 3 - 60/70 kV | Red Flag Warning - Large Fires | 2024 | 0 | 0 | 0 | 0 | 5.475 | 0.71896 | 3.0715 | 1.6846 | 0 | 0 | 0.37599 | 0.37599 | 1.2469e-05 |  | 0 | 0 | 0 | 0 | 0 | 0 | 0 | 4.6883e-06 | 4.6883e-06 | 0 | 4.6883e-06 | 4.6883e-06 | [40 empty] | All EPR in 2020WLDFRSafety | WLDFR | HFTD - Distribution - Tier 2 - 5QU CoRE ¦ 5QU LoRE | Seismic - Non-Red Flag Warning - Catastrophic Fires | 2021 | Safety | 7205.5313 | 415.2775 | 2021 | Control | 0.053 | 3 | 0 | esc | 0.055966 | 403.2663 | 0.055966 | 403.2663 | 0 | 0 | 0 | 0
[79 empty] | WLDFR | HFTD - Transmission - Tier 3 - 60/70 kV | Red Flag Warning - Large Fires | 2025 | 0 | 0 | 0 | 0 | 5.475 | 0.71896 | 3.0715 | 1.6846 | 0 | 0 | 0 | 0.37599 | 1.2469e-05 |  | 0 | 0 | 0 | 0 | 0 | 0 | 0 | 0 | 0 | 0 | 4.6883e-06 | 4.6883e-06 | [40 empty] | All EPR in 2020WLDFRElectric Reliability | WLDFR | HFTD - Distribution - Tier 2 - 5QU CoRE ¦ 5QU LoRE | Seismic - Non-Red Flag Warning - Catastrophic Fires | 2022 | Electric Reliability | 409.2237 | 415.2775 | 2022 | Control | 0.1325 | 3 | 0 | esc | 0.15274 | 62.5039 | 0.15274 | 62.5039 | 0.15274 | 62.5039 | 0 | 0
[79 empty] | WLDFR | HFTD - Transmission - Tier 3 - 60/70 kV | Red Flag Warning - Small Fires | 2020 | 0 | 0 | 0 | 0 | 0.077901 | 0.036425 | 0.0015809 | 0.039895 | 0.0078847 | 0 | 0 | 0 | 0.00017133 |  | 0 | 1.3509e-06 | 1.3509e-06 | 0 | 0 | 0 | 0 | 0 | 0 | 0 | 0 | 0 | [40 empty] | All EPR in 2020WLDFRFinancial | WLDFR | HFTD - Distribution - Tier 2 - 5QU CoRE ¦ 5QU LoRE | Seismic - Non-Red Flag Warning - Catastrophic Fires | 2022 | Financial | 13469.0878 | 415.2775 | 2022 | Control | 0.053 | 3 | 0 | esc | 0.055966 | 753.8138 | 0.055966 | 753.8138 | 0.055966 | 753.8138 | 0 | 0
[79 empty] | WLDFR | HFTD - Transmission - Tier 3 - 60/70 kV | Red Flag Warning - Small Fires | 2021 | 0 | 0 | 0 | 0 | 0.077901 | 0.036425 | 0.0015809 | 0.039895 | 0.0078847 | 0.0078847 | 0 | 0 | 0.00017133 |  | 0 | 1.3509e-06 | 1.3509e-06 | 0 | 1.3509e-06 | 1.3509e-06 | 0 | 0 | 0 | 0 | 0 | 0 | [40 empty] | All EPR in 2020WLDFRSafety | WLDFR | HFTD - Distribution - Tier 2 - 5QU CoRE ¦ 5QU LoRE | Seismic - Non-Red Flag Warning - Catastrophic Fires | 2022 | Safety | 7205.5313 | 415.2775 | 2022 | Control | 0.053 | 3 | 0 | esc | 0.055966 | 403.2663 | 0.055966 | 403.2663 | 0.055966 | 403.2663 | 0 | 0
[79 empty] | WLDFR | HFTD - Transmission - Tier 3 - 60/70 kV | Red Flag Warning - Small Fires | 2022 | 0 | 0 | 0 | 0 | 0.077901 | 0.036425 | 0.0015809 | 0.039895 | 0.0078847 | 0.0078847 | 0.0078847 | 0 | 0.00017133 |  | 0 | 1.3509e-06 | 1.3509e-06 | 0 | 1.3509e-06 | 1.3509e-06 | 0 | 1.3509e-06 | 1.3509e-06 | 0 | 0 | 0 | [40 empty] | All EPR in 2020WLDFRElectric Reliability | WLDFR | HFTD - Distribution - Tier 2 - 5QU CoRE ¦ 5QU LoRE | Seismic - Non-Red Flag Warning - Catastrophic Fires | 2023 | Electric Reliability | 428.6023 | 415.2775 | 2023 | Control | 0.1325 | 3 | 0 | esc | 0 | 0 | 0.15274 | 65.4638 | 0.15274 | 65.4638 | 0.15274 | 65.4638
[79 empty] | WLDFR | HFTD - Transmission - Tier 3 - 60/70 kV | Red Flag Warning - Small Fires | 2023 | 0 | 0 | 0 | 0 | 0.080408 | 0.03759 | 0.0016314 | 0.041187 | 0 | 0.0081378 | 0.0081378 | 0.0081378 | 0.00017133 |  | 0 | 0 | 0 | 0 | 1.3943e-06 | 1.3943e-06 | 0 | 1.3943e-06 | 1.3943e-06 | 0 | 1.3943e-06 | 1.3943e-06 | [40 empty] | All EPR in 2020WLDFRFinancial | WLDFR | HFTD - Distribution - Tier 2 - 5QU CoRE ¦ 5QU LoRE | Seismic - Non-Red Flag Warning - Catastrophic Fires | 2023 | Financial | 13939.561 | 415.2775 | 2023 | Control | 0.053 | 3 | 0 | esc | 0 | 0 | 0.055966 | 780.1444 | 0.055966 | 780.1444 | 0.055966 | 780.1444
[79 empty] | WLDFR | HFTD - Transmission - Tier 3 - 60/70 kV | Red Flag Warning - Small Fires | 2024 | 0 | 0 | 0 | 0 | 0.080408 | 0.03759 | 0.0016314 | 0.041187 | 0 | 0 | 0.0081378 | 0.0081378 | 0.00017133 |  | 0 | 0 | 0 | 0 | 0 | 0 | 0 | 1.3943e-06 | 1.3943e-06 | 0 | 1.3943e-06 | 1.3943e-06 | [40 empty] | All EPR in 2020WLDFRSafety | WLDFR | HFTD - Distribution - Tier 2 - 5QU CoRE ¦ 5QU LoRE | Seismic - Non-Red Flag Warning - Catastrophic Fires | 2023 | Safety | 7467.8148 | 415.2775 | 2023 | Control | 0.053 | 3 | 0 | esc | 0 | 0 | 0.055966 | 417.9453 | 0.055966 | 417.9453 | 0.055966 | 417.9453
[79 empty] | WLDFR | HFTD - Transmission - Tier 3 - 60/70 kV | Red Flag Warning - Small Fires | 2025 | 0 | 0 | 0 | 0 | 0.080408 | 0.03759 | 0.0016314 | 0.041187 | 0 | 0 | 0 | 0.0081378 | 0.00017133 |  | 0 | 0 | 0 | 0 | 0 | 0 | 0 | 0 | 0 | 0 | 1.3943e-06 | 1.3943e-06 | [40 empty] | All EPR in 2020WLDFRElectric Reliability | WLDFR | HFTD - Distribution - Tier 2 - 5QU CoRE ¦ 5QU LoRE | Seismic - Non-Red Flag Warning - Catastrophic Fires | 2024 | Electric Reliability | 428.6023 | 415.2775 | 2024 | Control | 0.1325 | 3 | 0 | esc | 0 | 0 | 0 | 0 | 0.15274 | 65.4638 | 0.15274 | 65.4638
[79 empty] | WLDFR | HFTD - Transmission - Zone 1 - 115 kV or Lower | Non-Red Flag Warning - Catastrophic Fires | 2020 | 0 | 0 | 0 | 0 | 14146.1306 | 222.2294 | 8585.7228 | 5338.1784 | 813.2108 | 0 | 0 | 0 | 1.4533e-06 |  | 0 | 0.0011818 | 0.0011818 | 0 | 0 | 0 | 0 | 0 | 0 | 0 | 0 | 0 | [40 empty] | All EPR in 2020WLDFRFinancial | WLDFR | HFTD - Distribution - Tier 2 - 5QU CoRE ¦ 5QU LoRE | Seismic - Non-Red Flag Warning - Catastrophic Fires | 2024 | Financial | 13939.561 | 415.2775 | 2024 | Control | 0.053 | 3 | 0 | esc | 0 | 0 | 0 | 0 | 0.055966 | 780.1444 | 0.055966 | 780.1444
[79 empty] | WLDFR | HFTD - Transmission - Zone 1 - 115 kV or Lower | Non-Red Flag Warning - Catastrophic Fires | 2021 | 0 | 0 | 0 | 0 | 14146.1306 | 222.2294 | 8585.7228 | 5338.1784 | 813.2108 | 813.2108 | 0 | 0 | 1.4533e-06 |  | 0 | 0.0011818 | 0.0011818 | 0 | 0.0011818 | 0.0011818 | 0 | 0 | 0 | 0 | 0 | 0 | [40 empty] | All EPR in 2020WLDFRSafety | WLDFR | HFTD - Distribution - Tier 2 - 5QU CoRE ¦ 5QU LoRE | Seismic - Non-Red Flag Warning - Catastrophic Fires | 2024 | Safety | 7467.8148 | 415.2775 | 2024 | Control | 0.053 | 3 | 0 | esc | 0 | 0 | 0 | 0 | 0.055966 | 417.9453 | 0.055966 | 417.9453
[79 empty] | WLDFR | HFTD - Transmission - Zone 1 - 115 kV or Lower | Non-Red Flag Warning - Catastrophic Fires | 2022 | 0 | 0 | 0 | 0 | 14146.1306 | 222.2294 | 8585.7228 | 5338.1784 | 813.2108 | 813.2108 | 813.2108 | 0 | 1.4533e-06 |  | 0 | 0.0011818 | 0.0011818 | 0 | 0.0011818 | 0.0011818 | 0 | 0.0011818 | 0.0011818 | 0 | 0 | 0 | [40 empty] | All EPR in 2020WLDFRElectric Reliability | WLDFR | HFTD - Distribution - Tier 2 - 5QU CoRE ¦ 5QU LoRE | Seismic - Non-Red Flag Warning - Catastrophic Fires | 2025 | Electric Reliability | 428.6023 | 415.2775 | 2025 | Control | 0.1325 | 3 | 0 | esc | 0 | 0 | 0 | 0 | 0 | 0 | 0.15274 | 65.4638
[79 empty] | WLDFR | HFTD - Transmission - Zone 1 - 115 kV or Lower | Non-Red Flag Warning - Catastrophic Fires | 2023 | 0 | 0 | 0 | 0 | 14664.6376 | 233.2301 | 8896.516 | 5534.8915 | 0 | 843.2942 | 843.2942 | 843.2942 | 1.4533e-06 |  | 0 | 0 | 0 | 0 | 0.0012256 | 0.0012256 | 0 | 0.0012256 | 0.0012256 | 0 | 0.0012256 | 0.0012256 | [40 empty] | All EPR in 2020WLDFRFinancial | WLDFR | HFTD - Distribution - Tier 2 - 5QU CoRE ¦ 5QU LoRE | Seismic - Non-Red Flag Warning - Catastrophic Fires | 2025 | Financial | 13939.561 | 415.2775 | 2025 | Control | 0.053 | 3 | 0 | esc | 0 | 0 | 0 | 0 | 0 | 0 | 0.055966 | 780.1444
[79 empty] | WLDFR | HFTD - Transmission - Zone 1 - 115 kV or Lower | Non-Red Flag Warning - Catastrophic Fires | 2024 | 0 | 0 | 0 | 0 | 14664.6376 | 233.2301 | 8896.516 | 5534.8915 | 0 | 0 | 843.2942 | 843.2942 | 1.4533e-06 |  | 0 | 0 | 0 | 0 | 0 | 0 | 0 | 0.0012256 | 0.0012256 | 0 | 0.0012256 | 0.0012256 | [40 empty] | All EPR in 2020WLDFRSafety | WLDFR | HFTD - Distribution - Tier 2 - 5QU CoRE ¦ 5QU LoRE | Seismic - Non-Red Flag Warning - Catastrophic Fires | 2025 | Safety | 7467.8148 | 415.2775 | 2025 | Control | 0.053 | 3 | 0 | esc | 0 | 0 | 0 | 0 | 0 | 0 | 0.055966 | 417.9453
[79 empty] | WLDFR | HFTD - Transmission - Zone 1 - 115 kV or Lower | Non-Red Flag Warning - Catastrophic Fires | 2025 | 0 | 0 | 0 | 0 | 14664.6376 | 233.2301 | 8896.516 | 5534.8915 | 0 | 0 | 0 | 843.2942 | 1.4533e-06 |  | 0 | 0 | 0 | 0 | 0 | 0 | 0 | 0 | 0 | 0 | 0.0012256 | 0.0012256 | [40 empty] | All EPR in 2020WLDFRElectric Reliability | WLDFR | HFTD - Distribution - Tier 2 - 5QU CoRE ¦ 5QU LoRE | Seismic - Red Flag Warning - Catastrophic Fires | 2021 | Electric Reliability | 409.2237 | 415.2775 | 2021 | Control | 0.1325 | 3 | 0 | esc | 0.15274 | 62.5039 | 0.15274 | 62.5039 | 0 | 0 | 0 | 0
[79 empty] | WLDFR | HFTD - Transmission - Zone 1 - 115 kV or Lower | Non-Red Flag Warning - Destructive Fires | 2020 | 0 | 0 | 0 | 0 | 8807.9522 | 222.2294 | 8585.7228 | 0 | 514.4532 | 0 | 0 | 0 | 1.4533e-06 |  | 0 | 0.00074765 | 0.00074765 | 0 | 0 | 0 | 0 | 0 | 0 | 0 | 0 | 0 | [40 empty] | All EPR in 2020WLDFRFinancial | WLDFR | HFTD - Distribution - Tier 2 - 5QU CoRE ¦ 5QU LoRE | Seismic - Red Flag Warning - Catastrophic Fires | 2021 | Financial | 13469.0878 | 415.2775 | 2021 | Control | 0.053 | 3 | 0 | esc | 0.055966 | 753.8138 | 0.055966 | 753.8138 | 0 | 0 | 0 | 0
[79 empty] | WLDFR | HFTD - Transmission - Zone 1 - 115 kV or Lower | Non-Red Flag Warning - Destructive Fires | 2021 | 0 | 0 | 0 | 0 | 8807.9522 | 222.2294 | 8585.7228 | 0 | 514.4532 | 514.4532 | 0 | 0 | 1.4533e-06 |  | 0 | 0.00074765 | 0.00074765 | 0 | 0.00074765 | 0.00074765 | 0 | 0 | 0 | 0 | 0 | 0 | [40 empty] | All EPR in 2020WLDFRSafety | WLDFR | HFTD - Distribution - Tier 2 - 5QU CoRE ¦ 5QU LoRE | Seismic - Red Flag Warning - Catastrophic Fires | 2021 | Safety | 7205.5313 | 415.2775 | 2021 | Control | 0.053 | 3 | 0 | esc | 0.055966 | 403.2663 | 0.055966 | 403.2663 | 0 | 0 | 0 | 0
[79 empty] | WLDFR | HFTD - Transmission - Zone 1 - 115 kV or Lower | Non-Red Flag Warning - Destructive Fires | 2022 | 0 | 0 | 0 | 0 | 8807.9522 | 222.2294 | 8585.7228 | 0 | 514.4532 | 514.4532 | 514.4532 | 0 | 1.4533e-06 |  | 0 | 0.00074765 | 0.00074765 | 0 | 0.00074765 | 0.00074765 | 0 | 0.00074765 | 0.00074765 | 0 | 0 | 0 | [40 empty] | All EPR in 2020WLDFRElectric Reliability | WLDFR | HFTD - Distribution - Tier 2 - 5QU CoRE ¦ 5QU LoRE | Seismic - Red Flag Warning - Catastrophic Fires | 2022 | Electric Reliability | 409.2237 | 415.2775 | 2022 | Control | 0.1325 | 3 | 0 | esc | 0.15274 | 62.5039 | 0.15274 | 62.5039 | 0.15274 | 62.5039 | 0 | 0
[79 empty] | WLDFR | HFTD - Transmission - Zone 1 - 115 kV or Lower | Non-Red Flag Warning - Destructive Fires | 2023 | 0 | 0 | 0 | 0 | 9129.7461 | 233.2301 | 8896.516 | 0 | 0 | 533.5273 | 533.5273 | 533.5273 | 1.4533e-06 |  | 0 | 0 | 0 | 0 | 0.00077537 | 0.00077537 | 0 | 0.00077537 | 0.00077537 | 0 | 0.00077537 | 0.00077537 | [40 empty] | All EPR in 2020WLDFRFinancial | WLDFR | HFTD - Distribution - Tier 2 - 5QU CoRE ¦ 5QU LoRE | Seismic - Red Flag Warning - Catastrophic Fires | 2022 | Financial | 13469.0878 | 415.2775 | 2022 | Control | 0.053 | 3 | 0 | esc | 0.055966 | 753.8138 | 0.055966 | 753.8138 | 0.055966 | 753.8138 | 0 | 0
[79 empty] | WLDFR | HFTD - Transmission - Zone 1 - 115 kV or Lower | Non-Red Flag Warning - Destructive Fires | 2024 | 0 | 0 | 0 | 0 | 9129.7461 | 233.2301 | 8896.516 | 0 | 0 | 0 | 533.5273 | 533.5273 | 1.4533e-06 |  | 0 | 0 | 0 | 0 | 0 | 0 | 0 | 0.00077537 | 0.00077537 | 0 | 0.00077537 | 0.00077537 | [40 empty] | All EPR in 2020WLDFRSafety | WLDFR | HFTD - Distribution - Tier 2 - 5QU CoRE ¦ 5QU LoRE | Seismic - Red Flag Warning - Catastrophic Fires | 2022 | Safety | 7205.5313 | 415.2775 | 2022 | Control | 0.053 | 3 | 0 | esc | 0.055966 | 403.2663 | 0.055966 | 403.2663 | 0.055966 | 403.2663 | 0 | 0
[79 empty] | WLDFR | HFTD - Transmission - Zone 1 - 115 kV or Lower | Non-Red Flag Warning - Destructive Fires | 2025 | 0 | 0 | 0 | 0 | 9129.7461 | 233.2301 | 8896.516 | 0 | 0 | 0 | 0 | 533.5273 | 1.4533e-06 |  | 0 | 0 | 0 | 0 | 0 | 0 | 0 | 0 | 0 | 0 | 0.00077537 | 0.00077537 | [40 empty] | All EPR in 2020WLDFRElectric Reliability | WLDFR | HFTD - Distribution - Tier 2 - 5QU CoRE ¦ 5QU LoRE | Seismic - Red Flag Warning - Catastrophic Fires | 2023 | Electric Reliability | 428.6023 | 415.2775 | 2023 | Control | 0.1325 | 3 | 0 | esc | 0 | 0 | 0.15274 | 65.4638 | 0.15274 | 65.4638 | 0.15274 | 65.4638
[79 empty] | WLDFR | HFTD - Transmission - Zone 1 - 115 kV or Lower | Non-Red Flag Warning - Large Fires | 2020 | 0 | 0 | 0 | 0 | 5.2406 | 0.69642 | 2.942 | 1.6022 | 0.36069 | 0 | 0 | 0 | 1.308e-05 |  | 0 | 4.7177e-06 | 4.7177e-06 | 0 | 0 | 0 | 0 | 0 | 0 | 0 | 0 | 0 | [40 empty] | All EPR in 2020WLDFRFinancial | WLDFR | HFTD - Distribution - Tier 2 - 5QU CoRE ¦ 5QU LoRE | Seismic - Red Flag Warning - Catastrophic Fires | 2023 | Financial | 13939.561 | 415.2775 | 2023 | Control | 0.053 | 3 | 0 | esc | 0 | 0 | 0.055966 | 780.1444 | 0.055966 | 780.1444 | 0.055966 | 780.1444
[79 empty] | WLDFR | HFTD - Transmission - Zone 1 - 115 kV or Lower | Non-Red Flag Warning - Large Fires | 2021 | 0 | 0 | 0 | 0 | 5.2406 | 0.69642 | 2.942 | 1.6022 | 0.36069 | 0.36069 | 0 | 0 | 1.308e-05 |  | 0 | 4.7177e-06 | 4.7177e-06 | 0 | 4.7177e-06 | 4.7177e-06 | 0 | 0 | 0 | 0 | 0 | 0 | [40 empty] | All EPR in 2020WLDFRSafety | WLDFR | HFTD - Distribution - Tier 2 - 5QU CoRE ¦ 5QU LoRE | Seismic - Red Flag Warning - Catastrophic Fires | 2023 | Safety | 7467.8148 | 415.2775 | 2023 | Control | 0.053 | 3 | 0 | esc | 0 | 0 | 0.055966 | 417.9453 | 0.055966 | 417.9453 | 0.055966 | 417.9453
[79 empty] | WLDFR | HFTD - Transmission - Zone 1 - 115 kV or Lower | Non-Red Flag Warning - Large Fires | 2022 | 0 | 0 | 0 | 0 | 5.2406 | 0.69642 | 2.942 | 1.6022 | 0.36069 | 0.36069 | 0.36069 | 0 | 1.308e-05 |  | 0 | 4.7177e-06 | 4.7177e-06 | 0 | 4.7177e-06 | 4.7177e-06 | 0 | 4.7177e-06 | 4.7177e-06 | 0 | 0 | 0 | [40 empty] | All EPR in 2020WLDFRElectric Reliability | WLDFR | HFTD - Distribution - Tier 2 - 5QU CoRE ¦ 5QU LoRE | Seismic - Red Flag Warning - Catastrophic Fires | 2024 | Electric Reliability | 428.6023 | 415.2775 | 2024 | Control | 0.1325 | 3 | 0 | esc | 0 | 0 | 0 | 0 | 0.15274 | 65.4638 | 0.15274 | 65.4638
[79 empty] | WLDFR | HFTD - Transmission - Zone 1 - 115 kV or Lower | Non-Red Flag Warning - Large Fires | 2023 | 0 | 0 | 0 | 0 | 5.475 | 0.71896 | 3.0715 | 1.6846 | 0 | 0.37599 | 0.37599 | 0.37599 | 1.308e-05 |  | 0 | 0 | 0 | 0 | 4.9179e-06 | 4.9179e-06 | 0 | 4.9179e-06 | 4.9179e-06 | 0 | 4.9179e-06 | 4.9179e-06 | [40 empty] | All EPR in 2020WLDFRFinancial | WLDFR | HFTD - Distribution - Tier 2 - 5QU CoRE ¦ 5QU LoRE | Seismic - Red Flag Warning - Catastrophic Fires | 2024 | Financial | 13939.561 | 415.2775 | 2024 | Control | 0.053 | 3 | 0 | esc | 0 | 0 | 0 | 0 | 0.055966 | 780.1444 | 0.055966 | 780.1444
[79 empty] | WLDFR | HFTD - Transmission - Zone 1 - 115 kV or Lower | Non-Red Flag Warning - Large Fires | 2024 | 0 | 0 | 0 | 0 | 5.475 | 0.71896 | 3.0715 | 1.6846 | 0 | 0 | 0.37599 | 0.37599 | 1.308e-05 |  | 0 | 0 | 0 | 0 | 0 | 0 | 0 | 4.9179e-06 | 4.9179e-06 | 0 | 4.9179e-06 | 4.9179e-06 | [40 empty] | All EPR in 2020WLDFRSafety | WLDFR | HFTD - Distribution - Tier 2 - 5QU CoRE ¦ 5QU LoRE | Seismic - Red Flag Warning - Catastrophic Fires | 2024 | Safety | 7467.8148 | 415.2775 | 2024 | Control | 0.053 | 3 | 0 | esc | 0 | 0 | 0 | 0 | 0.055966 | 417.9453 | 0.055966 | 417.9453
[79 empty] | WLDFR | HFTD - Transmission - Zone 1 - 115 kV or Lower | Non-Red Flag Warning - Large Fires | 2025 | 0 | 0 | 0 | 0 | 5.475 | 0.71896 | 3.0715 | 1.6846 | 0 | 0 | 0 | 0.37599 | 1.308e-05 |  | 0 | 0 | 0 | 0 | 0 | 0 | 0 | 0 | 0 | 0 | 4.9179e-06 | 4.9179e-06 | [40 empty] | All EPR in 2020WLDFRElectric Reliability | WLDFR | HFTD - Distribution - Tier 2 - 5QU CoRE ¦ 5QU LoRE | Seismic - Red Flag Warning - Catastrophic Fires | 2025 | Electric Reliability | 428.6023 | 415.2775 | 2025 | Control | 0.1325 | 3 | 0 | esc | 0 | 0 | 0 | 0 | 0 | 0 | 0.15274 | 65.4638
[79 empty] | WLDFR | HFTD - Transmission - Zone 1 - 115 kV or Lower | Non-Red Flag Warning - Small Fires | 2020 | 0 | 0 | 0 | 0 | 0.077901 | 0.036425 | 0.0015809 | 0.039895 | 0.0078847 | 0 | 0 | 0 | 0.0022461 |  | 0 | 1.771e-05 | 1.771e-05 | 0 | 0 | 0 | 0 | 0 | 0 | 0 | 0 | 0 | [40 empty] | All EPR in 2020WLDFRFinancial | WLDFR | HFTD - Distribution - Tier 2 - 5QU CoRE ¦ 5QU LoRE | Seismic - Red Flag Warning - Catastrophic Fires | 2025 | Financial | 13939.561 | 415.2775 | 2025 | Control | 0.053 | 3 | 0 | esc | 0 | 0 | 0 | 0 | 0 | 0 | 0.055966 | 780.1444
[79 empty] | WLDFR | HFTD - Transmission - Zone 1 - 115 kV or Lower | Non-Red Flag Warning - Small Fires | 2021 | 0 | 0 | 0 | 0 | 0.077901 | 0.036425 | 0.0015809 | 0.039895 | 0.0078847 | 0.0078847 | 0 | 0 | 0.0022461 |  | 0 | 1.771e-05 | 1.771e-05 | 0 | 1.771e-05 | 1.771e-05 | 0 | 0 | 0 | 0 | 0 | 0 | [40 empty] | All EPR in 2020WLDFRSafety | WLDFR | HFTD - Distribution - Tier 2 - 5QU CoRE ¦ 5QU LoRE | Seismic - Red Flag Warning - Catastrophic Fires | 2025 | Safety | 7467.8148 | 415.2775 | 2025 | Control | 0.053 | 3 | 0 | esc | 0 | 0 | 0 | 0 | 0 | 0 | 0.055966 | 417.9453
[79 empty] | WLDFR | HFTD - Transmission - Zone 1 - 115 kV or Lower | Non-Red Flag Warning - Small Fires | 2022 | 0 | 0 | 0 | 0 | 0.077901 | 0.036425 | 0.0015809 | 0.039895 | 0.0078847 | 0.0078847 | 0.0078847 | 0 | 0.0022461 |  | 0 | 1.771e-05 | 1.771e-05 | 0 | 1.771e-05 | 1.771e-05 | 0 | 1.771e-05 | 1.771e-05 | 0 | 0 | 0 | [40 empty] | All EPR in 2020WLDFRElectric Reliability | WLDFR | HFTD - Distribution - Tier 3 - 1QU CoRE ¦ 1QU LoRE | Non-Red Flag Warning - Catastrophic Fires | 2021 | Electric Reliability | 222.2294 | 68.3395 | 2021 | Control | 0.1325 | 3 | 0 | esc | 0.15274 | 33.9428 | 0.15274 | 33.9428 | 0 | 0 | 0 | 0
[79 empty] | WLDFR | HFTD - Transmission - Zone 1 - 115 kV or Lower | Non-Red Flag Warning - Small Fires | 2023 | 0 | 0 | 0 | 0 | 0.080408 | 0.03759 | 0.0016314 | 0.041187 | 0 | 0.0081378 | 0.0081378 | 0.0081378 | 0.0022461 |  | 0 | 0 | 0 | 0 | 1.8278e-05 | 1.8278e-05 | 0 | 1.8278e-05 | 1.8278e-05 | 0 | 1.8278e-05 | 1.8278e-05 | [40 empty] | All EPR in 2020WLDFRFinancial | WLDFR | HFTD - Distribution - Tier 3 - 1QU CoRE ¦ 1QU LoRE | Non-Red Flag Warning - Catastrophic Fires | 2021 | Financial | 8585.7228 | 68.3395 | 2021 | Control | 0.053 | 3 | 0 | esc | 0.055966 | 480.5104 | 0.055966 | 480.5104 | 0 | 0 | 0 | 0
[79 empty] | WLDFR | HFTD - Transmission - Zone 1 - 115 kV or Lower | Non-Red Flag Warning - Small Fires | 2024 | 0 | 0 | 0 | 0 | 0.080408 | 0.03759 | 0.0016314 | 0.041187 | 0 | 0 | 0.0081378 | 0.0081378 | 0.0022461 |  | 0 | 0 | 0 | 0 | 0 | 0 | 0 | 1.8278e-05 | 1.8278e-05 | 0 | 1.8278e-05 | 1.8278e-05 | [40 empty] | All EPR in 2020WLDFRSafety | WLDFR | HFTD - Distribution - Tier 3 - 1QU CoRE ¦ 1QU LoRE | Non-Red Flag Warning - Catastrophic Fires | 2021 | Safety | 5338.1784 | 68.3395 | 2021 | Control | 0.053 | 3 | 0 | esc | 0.055966 | 298.7576 | 0.055966 | 298.7576 | 0 | 0 | 0 | 0
[79 empty] | WLDFR | HFTD - Transmission - Zone 1 - 115 kV or Lower | Non-Red Flag Warning - Small Fires | 2025 | 0 | 0 | 0 | 0 | 0.080408 | 0.03759 | 0.0016314 | 0.041187 | 0 | 0 | 0 | 0.0081378 | 0.0022461 |  | 0 | 0 | 0 | 0 | 0 | 0 | 0 | 0 | 0 | 0 | 1.8278e-05 | 1.8278e-05 | [40 empty] | All EPR in 2020WLDFRElectric Reliability | WLDFR | HFTD - Distribution - Tier 3 - 1QU CoRE ¦ 1QU LoRE | Non-Red Flag Warning - Catastrophic Fires | 2022 | Electric Reliability | 222.2294 | 68.3395 | 2022 | Control | 0.1325 | 3 | 0 | esc | 0.15274 | 33.9428 | 0.15274 | 33.9428 | 0.15274 | 33.9428 | 0 | 0
[79 empty] | WLDFR | HFTD - Transmission - Zone 1 - 115 kV or Lower | Red Flag Warning - Catastrophic Fires | 2020 | 0 | 0 | 0 | 0 | 14146.1306 | 222.2294 | 8585.7228 | 5338.1784 | 813.2108 | 0 | 0 | 0 | 8.8746e-06 |  | 0 | 0.0072169 | 0.0072169 | 0 | 0 | 0 | 0 | 0 | 0 | 0 | 0 | 0 | [40 empty] | All EPR in 2020WLDFRFinancial | WLDFR | HFTD - Distribution - Tier 3 - 1QU CoRE ¦ 1QU LoRE | Non-Red Flag Warning - Catastrophic Fires | 2022 | Financial | 8585.7228 | 68.3395 | 2022 | Control | 0.053 | 3 | 0 | esc | 0.055966 | 480.5104 | 0.055966 | 480.5104 | 0.055966 | 480.5104 | 0 | 0
[79 empty] | WLDFR | HFTD - Transmission - Zone 1 - 115 kV or Lower | Red Flag Warning - Catastrophic Fires | 2021 | 0 | 0 | 0 | 0 | 14146.1306 | 222.2294 | 8585.7228 | 5338.1784 | 813.2108 | 813.2108 | 0 | 0 | 8.8746e-06 |  | 0 | 0.0072169 | 0.0072169 | 0 | 0.0072169 | 0.0072169 | 0 | 0 | 0 | 0 | 0 | 0 | [40 empty] | All EPR in 2020WLDFRSafety | WLDFR | HFTD - Distribution - Tier 3 - 1QU CoRE ¦ 1QU LoRE | Non-Red Flag Warning - Catastrophic Fires | 2022 | Safety | 5338.1784 | 68.3395 | 2022 | Control | 0.053 | 3 | 0 | esc | 0.055966 | 298.7576 | 0.055966 | 298.7576 | 0.055966 | 298.7576 | 0 | 0
[79 empty] | WLDFR | HFTD - Transmission - Zone 1 - 115 kV or Lower | Red Flag Warning - Catastrophic Fires | 2022 | 0 | 0 | 0 | 0 | 14146.1306 | 222.2294 | 8585.7228 | 5338.1784 | 813.2108 | 813.2108 | 813.2108 | 0 | 8.8746e-06 |  | 0 | 0.0072169 | 0.0072169 | 0 | 0.0072169 | 0.0072169 | 0 | 0.0072169 | 0.0072169 | 0 | 0 | 0 | [40 empty] | All EPR in 2020WLDFRElectric Reliability | WLDFR | HFTD - Distribution - Tier 3 - 1QU CoRE ¦ 1QU LoRE | Non-Red Flag Warning - Catastrophic Fires | 2023 | Electric Reliability | 233.2301 | 68.3395 | 2023 | Control | 0.1325 | 3 | 0 | esc | 0 | 0 | 0.15274 | 35.623 | 0.15274 | 35.623 | 0.15274 | 35.623
[79 empty] | WLDFR | HFTD - Transmission - Zone 1 - 115 kV or Lower | Red Flag Warning - Catastrophic Fires | 2023 | 0 | 0 | 0 | 0 | 14664.6376 | 233.2301 | 8896.516 | 5534.8915 | 0 | 843.2942 | 843.2942 | 843.2942 | 8.8746e-06 |  | 0 | 0 | 0 | 0 | 0.0074839 | 0.0074839 | 0 | 0.0074839 | 0.0074839 | 0 | 0.0074839 | 0.0074839 | [40 empty] | All EPR in 2020WLDFRFinancial | WLDFR | HFTD - Distribution - Tier 3 - 1QU CoRE ¦ 1QU LoRE | Non-Red Flag Warning - Catastrophic Fires | 2023 | Financial | 8896.516 | 68.3395 | 2023 | Control | 0.053 | 3 | 0 | esc | 0 | 0 | 0.055966 | 497.9043 | 0.055966 | 497.9043 | 0.055966 | 497.9043
[79 empty] | WLDFR | HFTD - Transmission - Zone 1 - 115 kV or Lower | Red Flag Warning - Catastrophic Fires | 2024 | 0 | 0 | 0 | 0 | 14664.6376 | 233.2301 | 8896.516 | 5534.8915 | 0 | 0 | 843.2942 | 843.2942 | 8.8746e-06 |  | 0 | 0 | 0 | 0 | 0 | 0 | 0 | 0.0074839 | 0.0074839 | 0 | 0.0074839 | 0.0074839 | [40 empty] | All EPR in 2020WLDFRSafety | WLDFR | HFTD - Distribution - Tier 3 - 1QU CoRE ¦ 1QU LoRE | Non-Red Flag Warning - Catastrophic Fires | 2023 | Safety | 5534.8915 | 68.3395 | 2023 | Control | 0.053 | 3 | 0 | esc | 0 | 0 | 0.055966 | 309.7669 | 0.055966 | 309.7669 | 0.055966 | 309.7669
[79 empty] | WLDFR | HFTD - Transmission - Zone 1 - 115 kV or Lower | Red Flag Warning - Catastrophic Fires | 2025 | 0 | 0 | 0 | 0 | 14664.6376 | 233.2301 | 8896.516 | 5534.8915 | 0 | 0 | 0 | 843.2942 | 8.8746e-06 |  | 0 | 0 | 0 | 0 | 0 | 0 | 0 | 0 | 0 | 0 | 0.0074839 | 0.0074839 | [40 empty] | All EPR in 2020WLDFRElectric Reliability | WLDFR | HFTD - Distribution - Tier 3 - 1QU CoRE ¦ 1QU LoRE | Non-Red Flag Warning - Catastrophic Fires | 2024 | Electric Reliability | 233.2301 | 68.3395 | 2024 | Control | 0.1325 | 3 | 0 | esc | 0 | 0 | 0 | 0 | 0.15274 | 35.623 | 0.15274 | 35.623
[79 empty] | WLDFR | HFTD - Transmission - Zone 1 - 115 kV or Lower | Red Flag Warning - Destructive Fires | 2020 | 0 | 0 | 0 | 0 | 8807.9522 | 222.2294 | 8585.7228 | 0 | 514.4532 | 0 | 0 | 0 | 1.2678e-06 |  | 0 | 0.00065222 | 0.00065222 | 0 | 0 | 0 | 0 | 0 | 0 | 0 | 0 | 0 | [40 empty] | All EPR in 2020WLDFRFinancial | WLDFR | HFTD - Distribution - Tier 3 - 1QU CoRE ¦ 1QU LoRE | Non-Red Flag Warning - Catastrophic Fires | 2024 | Financial | 8896.516 | 68.3395 | 2024 | Control | 0.053 | 3 | 0 | esc | 0 | 0 | 0 | 0 | 0.055966 | 497.9043 | 0.055966 | 497.9043
[79 empty] | WLDFR | HFTD - Transmission - Zone 1 - 115 kV or Lower | Red Flag Warning - Destructive Fires | 2021 | 0 | 0 | 0 | 0 | 8807.9522 | 222.2294 | 8585.7228 | 0 | 514.4532 | 514.4532 | 0 | 0 | 1.2678e-06 |  | 0 | 0.00065222 | 0.00065222 | 0 | 0.00065222 | 0.00065222 | 0 | 0 | 0 | 0 | 0 | 0 | [40 empty] | All EPR in 2020WLDFRSafety | WLDFR | HFTD - Distribution - Tier 3 - 1QU CoRE ¦ 1QU LoRE | Non-Red Flag Warning - Catastrophic Fires | 2024 | Safety | 5534.8915 | 68.3395 | 2024 | Control | 0.053 | 3 | 0 | esc | 0 | 0 | 0 | 0 | 0.055966 | 309.7669 | 0.055966 | 309.7669
[79 empty] | WLDFR | HFTD - Transmission - Zone 1 - 115 kV or Lower | Red Flag Warning - Destructive Fires | 2022 | 0 | 0 | 0 | 0 | 8807.9522 | 222.2294 | 8585.7228 | 0 | 514.4532 | 514.4532 | 514.4532 | 0 | 1.2678e-06 |  | 0 | 0.00065222 | 0.00065222 | 0 | 0.00065222 | 0.00065222 | 0 | 0.00065222 | 0.00065222 | 0 | 0 | 0 | [40 empty] | All EPR in 2020WLDFRElectric Reliability | WLDFR | HFTD - Distribution - Tier 3 - 1QU CoRE ¦ 1QU LoRE | Non-Red Flag Warning - Catastrophic Fires | 2025 | Electric Reliability | 233.2301 | 68.3395 | 2025 | Control | 0.1325 | 3 | 0 | esc | 0 | 0 | 0 | 0 | 0 | 0 | 0.15274 | 35.623
[79 empty] | WLDFR | HFTD - Transmission - Zone 1 - 115 kV or Lower | Red Flag Warning - Destructive Fires | 2023 | 0 | 0 | 0 | 0 | 9129.7461 | 233.2301 | 8896.516 | 0 | 0 | 533.5273 | 533.5273 | 533.5273 | 1.2678e-06 |  | 0 | 0 | 0 | 0 | 0.0006764 | 0.0006764 | 0 | 0.0006764 | 0.0006764 | 0 | 0.0006764 | 0.0006764 | [40 empty] | All EPR in 2020WLDFRFinancial | WLDFR | HFTD - Distribution - Tier 3 - 1QU CoRE ¦ 1QU LoRE | Non-Red Flag Warning - Catastrophic Fires | 2025 | Financial | 8896.516 | 68.3395 | 2025 | Control | 0.053 | 3 | 0 | esc | 0 | 0 | 0 | 0 | 0 | 0 | 0.055966 | 497.9043
[79 empty] | WLDFR | HFTD - Transmission - Zone 1 - 115 kV or Lower | Red Flag Warning - Destructive Fires | 2024 | 0 | 0 | 0 | 0 | 9129.7461 | 233.2301 | 8896.516 | 0 | 0 | 0 | 533.5273 | 533.5273 | 1.2678e-06 |  | 0 | 0 | 0 | 0 | 0 | 0 | 0 | 0.0006764 | 0.0006764 | 0 | 0.0006764 | 0.0006764 | [40 empty] | All EPR in 2020WLDFRSafety | WLDFR | HFTD - Distribution - Tier 3 - 1QU CoRE ¦ 1QU LoRE | Non-Red Flag Warning - Catastrophic Fires | 2025 | Safety | 5534.8915 | 68.3395 | 2025 | Control | 0.053 | 3 | 0 | esc | 0 | 0 | 0 | 0 | 0 | 0 | 0.055966 | 309.7669
[79 empty] | WLDFR | HFTD - Transmission - Zone 1 - 115 kV or Lower | Red Flag Warning - Destructive Fires | 2025 | 0 | 0 | 0 | 0 | 9129.7461 | 233.2301 | 8896.516 | 0 | 0 | 0 | 0 | 533.5273 | 1.2678e-06 |  | 0 | 0 | 0 | 0 | 0 | 0 | 0 | 0 | 0 | 0 | 0.0006764 | 0.0006764 | [40 empty] | All EPR in 2020WLDFRElectric Reliability | WLDFR | HFTD - Distribution - Tier 3 - 1QU CoRE ¦ 1QU LoRE | Non-Red Flag Warning - Destructive Fires | 2021 | Electric Reliability | 222.2294 | 68.3395 | 2021 | Control | 0.1325 | 3 | 0 | esc | 0.15274 | 33.9428 | 0.15274 | 33.9428 | 0 | 0 | 0 | 0
[79 empty] | WLDFR | HFTD - Transmission - Zone 1 - 115 kV or Lower | Red Flag Warning - Large Fires | 2020 | 0 | 0 | 0 | 0 | 5.2406 | 0.69642 | 2.942 | 1.6022 | 0.36069 | 0 | 0 | 0 | 7.6068e-06 |  | 0 | 2.7437e-06 | 2.7437e-06 | 0 | 0 | 0 | 0 | 0 | 0 | 0 | 0 | 0 | [40 empty] | All EPR in 2020WLDFRFinancial | WLDFR | HFTD - Distribution - Tier 3 - 1QU CoRE ¦ 1QU LoRE | Non-Red Flag Warning - Destructive Fires | 2021 | Financial | 8585.7228 | 68.3395 | 2021 | Control | 0.053 | 3 | 0 | esc | 0.055966 | 480.5104 | 0.055966 | 480.5104 | 0 | 0 | 0 | 0
[79 empty] | WLDFR | HFTD - Transmission - Zone 1 - 115 kV or Lower | Red Flag Warning - Large Fires | 2021 | 0 | 0 | 0 | 0 | 5.2406 | 0.69642 | 2.942 | 1.6022 | 0.36069 | 0.36069 | 0 | 0 | 7.6068e-06 |  | 0 | 2.7437e-06 | 2.7437e-06 | 0 | 2.7437e-06 | 2.7437e-06 | 0 | 0 | 0 | 0 | 0 | 0 | [40 empty] | All EPR in 2020WLDFRElectric Reliability | WLDFR | HFTD - Distribution - Tier 3 - 1QU CoRE ¦ 1QU LoRE | Non-Red Flag Warning - Destructive Fires | 2022 | Electric Reliability | 222.2294 | 68.3395 | 2022 | Control | 0.1325 | 3 | 0 | esc | 0.15274 | 33.9428 | 0.15274 | 33.9428 | 0.15274 | 33.9428 | 0 | 0
[79 empty] | WLDFR | HFTD - Transmission - Zone 1 - 115 kV or Lower | Red Flag Warning - Large Fires | 2022 | 0 | 0 | 0 | 0 | 5.2406 | 0.69642 | 2.942 | 1.6022 | 0.36069 | 0.36069 | 0.36069 | 0 | 7.6068e-06 |  | 0 | 2.7437e-06 | 2.7437e-06 | 0 | 2.7437e-06 | 2.7437e-06 | 0 | 2.7437e-06 | 2.7437e-06 | 0 | 0 | 0 | [40 empty] | All EPR in 2020WLDFRFinancial | WLDFR | HFTD - Distribution - Tier 3 - 1QU CoRE ¦ 1QU LoRE | Non-Red Flag Warning - Destructive Fires | 2022 | Financial | 8585.7228 | 68.3395 | 2022 | Control | 0.053 | 3 | 0 | esc | 0.055966 | 480.5104 | 0.055966 | 480.5104 | 0.055966 | 480.5104 | 0 | 0
[79 empty] | WLDFR | HFTD - Transmission - Zone 1 - 115 kV or Lower | Red Flag Warning - Large Fires | 2023 | 0 | 0 | 0 | 0 | 5.475 | 0.71896 | 3.0715 | 1.6846 | 0 | 0.37599 | 0.37599 | 0.37599 | 7.6068e-06 |  | 0 | 0 | 0 | 0 | 2.8601e-06 | 2.8601e-06 | 0 | 2.8601e-06 | 2.8601e-06 | 0 | 2.8601e-06 | 2.8601e-06 | [40 empty] | All EPR in 2020WLDFRElectric Reliability | WLDFR | HFTD - Distribution - Tier 3 - 1QU CoRE ¦ 1QU LoRE | Non-Red Flag Warning - Destructive Fires | 2023 | Electric Reliability | 233.2301 | 68.3395 | 2023 | Control | 0.1325 | 3 | 0 | esc | 0 | 0 | 0.15274 | 35.623 | 0.15274 | 35.623 | 0.15274 | 35.623
[79 empty] | WLDFR | HFTD - Transmission - Zone 1 - 115 kV or Lower | Red Flag Warning - Large Fires | 2024 | 0 | 0 | 0 | 0 | 5.475 | 0.71896 | 3.0715 | 1.6846 | 0 | 0 | 0.37599 | 0.37599 | 7.6068e-06 |  | 0 | 0 | 0 | 0 | 0 | 0 | 0 | 2.8601e-06 | 2.8601e-06 | 0 | 2.8601e-06 | 2.8601e-06 | [40 empty] | All EPR in 2020WLDFRFinancial | WLDFR | HFTD - Distribution - Tier 3 - 1QU CoRE ¦ 1QU LoRE | Non-Red Flag Warning - Destructive Fires | 2023 | Financial | 8896.516 | 68.3395 | 2023 | Control | 0.053 | 3 | 0 | esc | 0 | 0 | 0.055966 | 497.9043 | 0.055966 | 497.9043 | 0.055966 | 497.9043
[79 empty] | WLDFR | HFTD - Transmission - Zone 1 - 115 kV or Lower | Red Flag Warning - Large Fires | 2025 | 0 | 0 | 0 | 0 | 5.475 | 0.71896 | 3.0715 | 1.6846 | 0 | 0 | 0 | 0.37599 | 7.6068e-06 |  | 0 | 0 | 0 | 0 | 0 | 0 | 0 | 0 | 0 | 0 | 2.8601e-06 | 2.8601e-06 | [40 empty] | All EPR in 2020WLDFRElectric Reliability | WLDFR | HFTD - Distribution - Tier 3 - 1QU CoRE ¦ 1QU LoRE | Non-Red Flag Warning - Destructive Fires | 2024 | Electric Reliability | 233.2301 | 68.3395 | 2024 | Control | 0.1325 | 3 | 0 | esc | 0 | 0 | 0 | 0 | 0.15274 | 35.623 | 0.15274 | 35.623
[79 empty] | WLDFR | HFTD - Transmission - Zone 1 - 115 kV or Lower | Red Flag Warning - Small Fires | 2020 | 0 | 0 | 0 | 0 | 0.077901 | 0.036425 | 0.0015809 | 0.039895 | 0.0078847 | 0 | 0 | 0 | 0.00010452 |  | 0 | 8.2413e-07 | 8.2413e-07 | 0 | 0 | 0 | 0 | 0 | 0 | 0 | 0 | 0 | [40 empty] | All EPR in 2020WLDFRFinancial | WLDFR | HFTD - Distribution - Tier 3 - 1QU CoRE ¦ 1QU LoRE | Non-Red Flag Warning - Destructive Fires | 2024 | Financial | 8896.516 | 68.3395 | 2024 | Control | 0.053 | 3 | 0 | esc | 0 | 0 | 0 | 0 | 0.055966 | 497.9043 | 0.055966 | 497.9043
[79 empty] | WLDFR | HFTD - Transmission - Zone 1 - 115 kV or Lower | Red Flag Warning - Small Fires | 2021 | 0 | 0 | 0 | 0 | 0.077901 | 0.036425 | 0.0015809 | 0.039895 | 0.0078847 | 0.0078847 | 0 | 0 | 0.00010452 |  | 0 | 8.2413e-07 | 8.2413e-07 | 0 | 8.2413e-07 | 8.2413e-07 | 0 | 0 | 0 | 0 | 0 | 0 | [40 empty] | All EPR in 2020WLDFRElectric Reliability | WLDFR | HFTD - Distribution - Tier 3 - 1QU CoRE ¦ 1QU LoRE | Non-Red Flag Warning - Destructive Fires | 2025 | Electric Reliability | 233.2301 | 68.3395 | 2025 | Control | 0.1325 | 3 | 0 | esc | 0 | 0 | 0 | 0 | 0 | 0 | 0.15274 | 35.623
[79 empty] | WLDFR | HFTD - Transmission - Zone 1 - 115 kV or Lower | Red Flag Warning - Small Fires | 2022 | 0 | 0 | 0 | 0 | 0.077901 | 0.036425 | 0.0015809 | 0.039895 | 0.0078847 | 0.0078847 | 0.0078847 | 0 | 0.00010452 |  | 0 | 8.2413e-07 | 8.2413e-07 | 0 | 8.2413e-07 | 8.2413e-07 | 0 | 8.2413e-07 | 8.2413e-07 | 0 | 0 | 0 | [40 empty] | All EPR in 2020WLDFRFinancial | WLDFR | HFTD - Distribution - Tier 3 - 1QU CoRE ¦ 1QU LoRE | Non-Red Flag Warning - Destructive Fires | 2025 | Financial | 8896.516 | 68.3395 | 2025 | Control | 0.053 | 3 | 0 | esc | 0 | 0 | 0 | 0 | 0 | 0 | 0.055966 | 497.9043
[79 empty] | WLDFR | HFTD - Transmission - Zone 1 - 115 kV or Lower | Red Flag Warning - Small Fires | 2023 | 0 | 0 | 0 | 0 | 0.080408 | 0.03759 | 0.0016314 | 0.041187 | 0 | 0.0081378 | 0.0081378 | 0.0081378 | 0.00010452 |  | 0 | 0 | 0 | 0 | 8.5059e-07 | 8.5059e-07 | 0 | 8.5059e-07 | 8.5059e-07 | 0 | 8.5059e-07 | 8.5059e-07 | [40 empty] | All EPR in 2020WLDFRElectric Reliability | WLDFR | HFTD - Distribution - Tier 3 - 1QU CoRE ¦ 1QU LoRE | Non-Red Flag Warning - Large Fires | 2021 | Electric Reliability | 0.69642 | 68.3395 | 2021 | Control | 0.1325 | 3 | 0 | esc | 0.15274 | 0.10637 | 0.15274 | 0.10637 | 0 | 0 | 0 | 0
[79 empty] | WLDFR | HFTD - Transmission - Zone 1 - 115 kV or Lower | Red Flag Warning - Small Fires | 2024 | 0 | 0 | 0 | 0 | 0.080408 | 0.03759 | 0.0016314 | 0.041187 | 0 | 0 | 0.0081378 | 0.0081378 | 0.00010452 |  | 0 | 0 | 0 | 0 | 0 | 0 | 0 | 8.5059e-07 | 8.5059e-07 | 0 | 8.5059e-07 | 8.5059e-07 | [40 empty] | All EPR in 2020WLDFRFinancial | WLDFR | HFTD - Distribution - Tier 3 - 1QU CoRE ¦ 1QU LoRE | Non-Red Flag Warning - Large Fires | 2021 | Financial | 2.942 | 68.3395 | 2021 | Control | 0.053 | 3 | 0 | esc | 0.055966 | 0.16465 | 0.055966 | 0.16465 | 0 | 0 | 0 | 0
[79 empty] | WLDFR | HFTD - Transmission - Zone 1 - 115 kV or Lower | Red Flag Warning - Small Fires | 2025 | 0 | 0 | 0 | 0 | 0.080408 | 0.03759 | 0.0016314 | 0.041187 | 0 | 0 | 0 | 0.0081378 | 0.00010452 |  | 0 | 0 | 0 | 0 | 0 | 0 | 0 | 0 | 0 | 0 | 8.5059e-07 | 8.5059e-07 | [40 empty] | All EPR in 2020WLDFRSafety | WLDFR | HFTD - Distribution - Tier 3 - 1QU CoRE ¦ 1QU LoRE | Non-Red Flag Warning - Large Fires | 2021 | Safety | 1.6022 | 68.3395 | 2021 | Control | 0.053 | 3 | 0 | esc | 0.055966 | 0.089668 | 0.055966 | 0.089668 | 0 | 0 | 0 | 0
[79 empty] | WLDFR | HFTD - Transmission - Zone 1 - 230 kV or Higher | Non-Red Flag Warning - Catastrophic Fires | 2020 | 0 | 0 | 0 | 0 | 14146.1306 | 222.2294 | 8585.7228 | 5338.1784 | 813.2108 | 0 | 0 | 0 | 3.0438e-07 |  | 0 | 0.00024753 | 0.00024753 | 0 | 0 | 0 | 0 | 0 | 0 | 0 | 0 | 0 | [40 empty] | All EPR in 2020WLDFRElectric Reliability | WLDFR | HFTD - Distribution - Tier 3 - 1QU CoRE ¦ 1QU LoRE | Non-Red Flag Warning - Large Fires | 2022 | Electric Reliability | 0.69642 | 68.3395 | 2022 | Control | 0.1325 | 3 | 0 | esc | 0.15274 | 0.10637 | 0.15274 | 0.10637 | 0.15274 | 0.10637 | 0 | 0
[79 empty] | WLDFR | HFTD - Transmission - Zone 1 - 230 kV or Higher | Non-Red Flag Warning - Catastrophic Fires | 2021 | 0 | 0 | 0 | 0 | 14146.1306 | 222.2294 | 8585.7228 | 5338.1784 | 813.2108 | 813.2108 | 0 | 0 | 3.0438e-07 |  | 0 | 0.00024753 | 0.00024753 | 0 | 0.00024753 | 0.00024753 | 0 | 0 | 0 | 0 | 0 | 0 | [40 empty] | All EPR in 2020WLDFRFinancial | WLDFR | HFTD - Distribution - Tier 3 - 1QU CoRE ¦ 1QU LoRE | Non-Red Flag Warning - Large Fires | 2022 | Financial | 2.942 | 68.3395 | 2022 | Control | 0.053 | 3 | 0 | esc | 0.055966 | 0.16465 | 0.055966 | 0.16465 | 0.055966 | 0.16465 | 0 | 0
[79 empty] | WLDFR | HFTD - Transmission - Zone 1 - 230 kV or Higher | Non-Red Flag Warning - Catastrophic Fires | 2022 | 0 | 0 | 0 | 0 | 14146.1306 | 222.2294 | 8585.7228 | 5338.1784 | 813.2108 | 813.2108 | 813.2108 | 0 | 3.0438e-07 |  | 0 | 0.00024753 | 0.00024753 | 0 | 0.00024753 | 0.00024753 | 0 | 0.00024753 | 0.00024753 | 0 | 0 | 0 | [40 empty] | All EPR in 2020WLDFRSafety | WLDFR | HFTD - Distribution - Tier 3 - 1QU CoRE ¦ 1QU LoRE | Non-Red Flag Warning - Large Fires | 2022 | Safety | 1.6022 | 68.3395 | 2022 | Control | 0.053 | 3 | 0 | esc | 0.055966 | 0.089668 | 0.055966 | 0.089668 | 0.055966 | 0.089668 | 0 | 0
[79 empty] | WLDFR | HFTD - Transmission - Zone 1 - 230 kV or Higher | Non-Red Flag Warning - Catastrophic Fires | 2023 | 0 | 0 | 0 | 0 | 14664.6376 | 233.2301 | 8896.516 | 5534.8915 | 0 | 843.2942 | 843.2942 | 843.2942 | 3.0438e-07 |  | 0 | 0 | 0 | 0 | 0.00025668 | 0.00025668 | 0 | 0.00025668 | 0.00025668 | 0 | 0.00025668 | 0.00025668 | [40 empty] | All EPR in 2020WLDFRElectric Reliability | WLDFR | HFTD - Distribution - Tier 3 - 1QU CoRE ¦ 1QU LoRE | Non-Red Flag Warning - Large Fires | 2023 | Electric Reliability | 0.71896 | 68.3395 | 2023 | Control | 0.1325 | 3 | 0 | esc | 0 | 0 | 0.15274 | 0.10981 | 0.15274 | 0.10981 | 0.15274 | 0.10981
[79 empty] | WLDFR | HFTD - Transmission - Zone 1 - 230 kV or Higher | Non-Red Flag Warning - Catastrophic Fires | 2024 | 0 | 0 | 0 | 0 | 14664.6376 | 233.2301 | 8896.516 | 5534.8915 | 0 | 0 | 843.2942 | 843.2942 | 3.0438e-07 |  | 0 | 0 | 0 | 0 | 0 | 0 | 0 | 0.00025668 | 0.00025668 | 0 | 0.00025668 | 0.00025668 | [40 empty] | All EPR in 2020WLDFRFinancial | WLDFR | HFTD - Distribution - Tier 3 - 1QU CoRE ¦ 1QU LoRE | Non-Red Flag Warning - Large Fires | 2023 | Financial | 3.0715 | 68.3395 | 2023 | Control | 0.053 | 3 | 0 | esc | 0 | 0 | 0.055966 | 0.1719 | 0.055966 | 0.1719 | 0.055966 | 0.1719
[79 empty] | WLDFR | HFTD - Transmission - Zone 1 - 230 kV or Higher | Non-Red Flag Warning - Catastrophic Fires | 2025 | 0 | 0 | 0 | 0 | 14664.6376 | 233.2301 | 8896.516 | 5534.8915 | 0 | 0 | 0 | 843.2942 | 3.0438e-07 |  | 0 | 0 | 0 | 0 | 0 | 0 | 0 | 0 | 0 | 0 | 0.00025668 | 0.00025668 | [40 empty] | All EPR in 2020WLDFRSafety | WLDFR | HFTD - Distribution - Tier 3 - 1QU CoRE ¦ 1QU LoRE | Non-Red Flag Warning - Large Fires | 2023 | Safety | 1.6846 | 68.3395 | 2023 | Control | 0.053 | 3 | 0 | esc | 0 | 0 | 0.055966 | 0.094279 | 0.055966 | 0.094279 | 0.055966 | 0.094279
[79 empty] | WLDFR | HFTD - Transmission - Zone 1 - 230 kV or Higher | Non-Red Flag Warning - Destructive Fires | 2020 | 0 | 0 | 0 | 0 | 8807.9522 | 222.2294 | 8585.7228 | 0 | 514.4532 | 0 | 0 | 0 | 3.0438e-07 |  | 0 | 0.00015659 | 0.00015659 | 0 | 0 | 0 | 0 | 0 | 0 | 0 | 0 | 0 | [40 empty] | All EPR in 2020WLDFRElectric Reliability | WLDFR | HFTD - Distribution - Tier 3 - 1QU CoRE ¦ 1QU LoRE | Non-Red Flag Warning - Large Fires | 2024 | Electric Reliability | 0.71896 | 68.3395 | 2024 | Control | 0.1325 | 3 | 0 | esc | 0 | 0 | 0 | 0 | 0.15274 | 0.10981 | 0.15274 | 0.10981
[79 empty] | WLDFR | HFTD - Transmission - Zone 1 - 230 kV or Higher | Non-Red Flag Warning - Destructive Fires | 2021 | 0 | 0 | 0 | 0 | 8807.9522 | 222.2294 | 8585.7228 | 0 | 514.4532 | 514.4532 | 0 | 0 | 3.0438e-07 |  | 0 | 0.00015659 | 0.00015659 | 0 | 0.00015659 | 0.00015659 | 0 | 0 | 0 | 0 | 0 | 0 | [40 empty] | All EPR in 2020WLDFRFinancial | WLDFR | HFTD - Distribution - Tier 3 - 1QU CoRE ¦ 1QU LoRE | Non-Red Flag Warning - Large Fires | 2024 | Financial | 3.0715 | 68.3395 | 2024 | Control | 0.053 | 3 | 0 | esc | 0 | 0 | 0 | 0 | 0.055966 | 0.1719 | 0.055966 | 0.1719
[79 empty] | WLDFR | HFTD - Transmission - Zone 1 - 230 kV or Higher | Non-Red Flag Warning - Destructive Fires | 2022 | 0 | 0 | 0 | 0 | 8807.9522 | 222.2294 | 8585.7228 | 0 | 514.4532 | 514.4532 | 514.4532 | 0 | 3.0438e-07 |  | 0 | 0.00015659 | 0.00015659 | 0 | 0.00015659 | 0.00015659 | 0 | 0.00015659 | 0.00015659 | 0 | 0 | 0 | [40 empty] | All EPR in 2020WLDFRSafety | WLDFR | HFTD - Distribution - Tier 3 - 1QU CoRE ¦ 1QU LoRE | Non-Red Flag Warning - Large Fires | 2024 | Safety | 1.6846 | 68.3395 | 2024 | Control | 0.053 | 3 | 0 | esc | 0 | 0 | 0 | 0 | 0.055966 | 0.094279 | 0.055966 | 0.094279
[79 empty] | WLDFR | HFTD - Transmission - Zone 1 - 230 kV or Higher | Non-Red Flag Warning - Destructive Fires | 2023 | 0 | 0 | 0 | 0 | 9129.7461 | 233.2301 | 8896.516 | 0 | 0 | 533.5273 | 533.5273 | 533.5273 | 3.0438e-07 |  | 0 | 0 | 0 | 0 | 0.0001624 | 0.0001624 | 0 | 0.0001624 | 0.0001624 | 0 | 0.0001624 | 0.0001624 | [40 empty] | All EPR in 2020WLDFRElectric Reliability | WLDFR | HFTD - Distribution - Tier 3 - 1QU CoRE ¦ 1QU LoRE | Non-Red Flag Warning - Large Fires | 2025 | Electric Reliability | 0.71896 | 68.3395 | 2025 | Control | 0.1325 | 3 | 0 | esc | 0 | 0 | 0 | 0 | 0 | 0 | 0.15274 | 0.10981
[79 empty] | WLDFR | HFTD - Transmission - Zone 1 - 230 kV or Higher | Non-Red Flag Warning - Destructive Fires | 2024 | 0 | 0 | 0 | 0 | 9129.7461 | 233.2301 | 8896.516 | 0 | 0 | 0 | 533.5273 | 533.5273 | 3.0438e-07 |  | 0 | 0 | 0 | 0 | 0 | 0 | 0 | 0.0001624 | 0.0001624 | 0 | 0.0001624 | 0.0001624 | [40 empty] | All EPR in 2020WLDFRFinancial | WLDFR | HFTD - Distribution - Tier 3 - 1QU CoRE ¦ 1QU LoRE | Non-Red Flag Warning - Large Fires | 2025 | Financial | 3.0715 | 68.3395 | 2025 | Control | 0.053 | 3 | 0 | esc | 0 | 0 | 0 | 0 | 0 | 0 | 0.055966 | 0.1719
[79 empty] | WLDFR | HFTD - Transmission - Zone 1 - 230 kV or Higher | Non-Red Flag Warning - Destructive Fires | 2025 | 0 | 0 | 0 | 0 | 9129.7461 | 233.2301 | 8896.516 | 0 | 0 | 0 | 0 | 533.5273 | 3.0438e-07 |  | 0 | 0 | 0 | 0 | 0 | 0 | 0 | 0 | 0 | 0 | 0.0001624 | 0.0001624 | [40 empty] | All EPR in 2020WLDFRSafety | WLDFR | HFTD - Distribution - Tier 3 - 1QU CoRE ¦ 1QU LoRE | Non-Red Flag Warning - Large Fires | 2025 | Safety | 1.6846 | 68.3395 | 2025 | Control | 0.053 | 3 | 0 | esc | 0 | 0 | 0 | 0 | 0 | 0 | 0.055966 | 0.094279
[79 empty] | WLDFR | HFTD - Transmission - Zone 1 - 230 kV or Higher | Non-Red Flag Warning - Large Fires | 2020 | 0 | 0 | 0 | 0 | 5.2406 | 0.69642 | 2.942 | 1.6022 | 0.36069 | 0 | 0 | 0 | 2.7394e-06 |  | 0 | 9.8808e-07 | 9.8808e-07 | 0 | 0 | 0 | 0 | 0 | 0 | 0 | 0 | 0 | [40 empty] | All EPR in 2020WLDFRElectric Reliability | WLDFR | HFTD - Distribution - Tier 3 - 1QU CoRE ¦ 1QU LoRE | Non-Red Flag Warning - Small Fires | 2021 | Electric Reliability | 0.036425 | 68.3395 | 2021 | Control | 0.1325 | 3 | 0 | esc | 0.15274 | 0.0055635 | 0.15274 | 0.0055635 | 0 | 0 | 0 | 0
[79 empty] | WLDFR | HFTD - Transmission - Zone 1 - 230 kV or Higher | Non-Red Flag Warning - Large Fires | 2021 | 0 | 0 | 0 | 0 | 5.2406 | 0.69642 | 2.942 | 1.6022 | 0.36069 | 0.36069 | 0 | 0 | 2.7394e-06 |  | 0 | 9.8808e-07 | 9.8808e-07 | 0 | 9.8808e-07 | 9.8808e-07 | 0 | 0 | 0 | 0 | 0 | 0 | [40 empty] | All EPR in 2020WLDFRFinancial | WLDFR | HFTD - Distribution - Tier 3 - 1QU CoRE ¦ 1QU LoRE | Non-Red Flag Warning - Small Fires | 2021 | Financial | 0.0015809 | 68.3395 | 2021 | Control | 0.053 | 3 | 0 | esc | 0.055966 | 8.8475e-05 | 0.055966 | 8.8475e-05 | 0 | 0 | 0 | 0
[79 empty] | WLDFR | HFTD - Transmission - Zone 1 - 230 kV or Higher | Non-Red Flag Warning - Large Fires | 2022 | 0 | 0 | 0 | 0 | 5.2406 | 0.69642 | 2.942 | 1.6022 | 0.36069 | 0.36069 | 0.36069 | 0 | 2.7394e-06 |  | 0 | 9.8808e-07 | 9.8808e-07 | 0 | 9.8808e-07 | 9.8808e-07 | 0 | 9.8808e-07 | 9.8808e-07 | 0 | 0 | 0 | [40 empty] | All EPR in 2020WLDFRSafety | WLDFR | HFTD - Distribution - Tier 3 - 1QU CoRE ¦ 1QU LoRE | Non-Red Flag Warning - Small Fires | 2021 | Safety | 0.039895 | 68.3395 | 2021 | Control | 0.053 | 3 | 0 | esc | 0.055966 | 0.0022328 | 0.055966 | 0.0022328 | 0 | 0 | 0 | 0
[79 empty] | WLDFR | HFTD - Transmission - Zone 1 - 230 kV or Higher | Non-Red Flag Warning - Large Fires | 2023 | 0 | 0 | 0 | 0 | 5.475 | 0.71896 | 3.0715 | 1.6846 | 0 | 0.37599 | 0.37599 | 0.37599 | 2.7394e-06 |  | 0 | 0 | 0 | 0 | 1.03e-06 | 1.03e-06 | 0 | 1.03e-06 | 1.03e-06 | 0 | 1.03e-06 | 1.03e-06 | [40 empty] | All EPR in 2020WLDFRElectric Reliability | WLDFR | HFTD - Distribution - Tier 3 - 1QU CoRE ¦ 1QU LoRE | Non-Red Flag Warning - Small Fires | 2022 | Electric Reliability | 0.036425 | 68.3395 | 2022 | Control | 0.1325 | 3 | 0 | esc | 0.15274 | 0.0055635 | 0.15274 | 0.0055635 | 0.15274 | 0.0055635 | 0 | 0
[79 empty] | WLDFR | HFTD - Transmission - Zone 1 - 230 kV or Higher | Non-Red Flag Warning - Large Fires | 2024 | 0 | 0 | 0 | 0 | 5.475 | 0.71896 | 3.0715 | 1.6846 | 0 | 0 | 0.37599 | 0.37599 | 2.7394e-06 |  | 0 | 0 | 0 | 0 | 0 | 0 | 0 | 1.03e-06 | 1.03e-06 | 0 | 1.03e-06 | 1.03e-06 | [40 empty] | All EPR in 2020WLDFRFinancial | WLDFR | HFTD - Distribution - Tier 3 - 1QU CoRE ¦ 1QU LoRE | Non-Red Flag Warning - Small Fires | 2022 | Financial | 0.0015809 | 68.3395 | 2022 | Control | 0.053 | 3 | 0 | esc | 0.055966 | 8.8475e-05 | 0.055966 | 8.8475e-05 | 0.055966 | 8.8475e-05 | 0 | 0
[79 empty] | WLDFR | HFTD - Transmission - Zone 1 - 230 kV or Higher | Non-Red Flag Warning - Large Fires | 2025 | 0 | 0 | 0 | 0 | 5.475 | 0.71896 | 3.0715 | 1.6846 | 0 | 0 | 0 | 0.37599 | 2.7394e-06 |  | 0 | 0 | 0 | 0 | 0 | 0 | 0 | 0 | 0 | 0 | 1.03e-06 | 1.03e-06 | [40 empty] | All EPR in 2020WLDFRSafety | WLDFR | HFTD - Distribution - Tier 3 - 1QU CoRE ¦ 1QU LoRE | Non-Red Flag Warning - Small Fires | 2022 | Safety | 0.039895 | 68.3395 | 2022 | Control | 0.053 | 3 | 0 | esc | 0.055966 | 0.0022328 | 0.055966 | 0.0022328 | 0.055966 | 0.0022328 | 0 | 0
[79 empty] | WLDFR | HFTD - Transmission - Zone 1 - 230 kV or Higher | Non-Red Flag Warning - Small Fires | 2020 | 0 | 0 | 0 | 0 | 0.077901 | 0.036425 | 0.0015809 | 0.039895 | 0.0078847 | 0 | 0 | 0 | 0.00047042 |  | 0 | 3.7091e-06 | 3.7091e-06 | 0 | 0 | 0 | 0 | 0 | 0 | 0 | 0 | 0 | [40 empty] | All EPR in 2020WLDFRElectric Reliability | WLDFR | HFTD - Distribution - Tier 3 - 1QU CoRE ¦ 1QU LoRE | Non-Red Flag Warning - Small Fires | 2023 | Electric Reliability | 0.03759 | 68.3395 | 2023 | Control | 0.1325 | 3 | 0 | esc | 0 | 0 | 0.15274 | 0.0057414 | 0.15274 | 0.0057414 | 0.15274 | 0.0057414
[79 empty] | WLDFR | HFTD - Transmission - Zone 1 - 230 kV or Higher | Non-Red Flag Warning - Small Fires | 2021 | 0 | 0 | 0 | 0 | 0.077901 | 0.036425 | 0.0015809 | 0.039895 | 0.0078847 | 0.0078847 | 0 | 0 | 0.00047042 |  | 0 | 3.7091e-06 | 3.7091e-06 | 0 | 3.7091e-06 | 3.7091e-06 | 0 | 0 | 0 | 0 | 0 | 0 | [40 empty] | All EPR in 2020WLDFRFinancial | WLDFR | HFTD - Distribution - Tier 3 - 1QU CoRE ¦ 1QU LoRE | Non-Red Flag Warning - Small Fires | 2023 | Financial | 0.0016314 | 68.3395 | 2023 | Control | 0.053 | 3 | 0 | esc | 0 | 0 | 0.055966 | 9.1305e-05 | 0.055966 | 9.1305e-05 | 0.055966 | 9.1305e-05
[79 empty] | WLDFR | HFTD - Transmission - Zone 1 - 230 kV or Higher | Non-Red Flag Warning - Small Fires | 2022 | 0 | 0 | 0 | 0 | 0.077901 | 0.036425 | 0.0015809 | 0.039895 | 0.0078847 | 0.0078847 | 0.0078847 | 0 | 0.00047042 |  | 0 | 3.7091e-06 | 3.7091e-06 | 0 | 3.7091e-06 | 3.7091e-06 | 0 | 3.7091e-06 | 3.7091e-06 | 0 | 0 | 0 | [40 empty] | All EPR in 2020WLDFRSafety | WLDFR | HFTD - Distribution - Tier 3 - 1QU CoRE ¦ 1QU LoRE | Non-Red Flag Warning - Small Fires | 2023 | Safety | 0.041187 | 68.3395 | 2023 | Control | 0.053 | 3 | 0 | esc | 0 | 0 | 0.055966 | 0.0023051 | 0.055966 | 0.0023051 | 0.055966 | 0.0023051
[79 empty] | WLDFR | HFTD - Transmission - Zone 1 - 230 kV or Higher | Non-Red Flag Warning - Small Fires | 2023 | 0 | 0 | 0 | 0 | 0.080408 | 0.03759 | 0.0016314 | 0.041187 | 0 | 0.0081378 | 0.0081378 | 0.0081378 | 0.00047042 |  | 0 | 0 | 0 | 0 | 3.8282e-06 | 3.8282e-06 | 0 | 3.8282e-06 | 3.8282e-06 | 0 | 3.8282e-06 | 3.8282e-06 | [40 empty] | All EPR in 2020WLDFRElectric Reliability | WLDFR | HFTD - Distribution - Tier 3 - 1QU CoRE ¦ 1QU LoRE | Non-Red Flag Warning - Small Fires | 2024 | Electric Reliability | 0.03759 | 68.3395 | 2024 | Control | 0.1325 | 3 | 0 | esc | 0 | 0 | 0 | 0 | 0.15274 | 0.0057414 | 0.15274 | 0.0057414
[79 empty] | WLDFR | HFTD - Transmission - Zone 1 - 230 kV or Higher | Non-Red Flag Warning - Small Fires | 2024 | 0 | 0 | 0 | 0 | 0.080408 | 0.03759 | 0.0016314 | 0.041187 | 0 | 0 | 0.0081378 | 0.0081378 | 0.00047042 |  | 0 | 0 | 0 | 0 | 0 | 0 | 0 | 3.8282e-06 | 3.8282e-06 | 0 | 3.8282e-06 | 3.8282e-06 | [40 empty] | All EPR in 2020WLDFRFinancial | WLDFR | HFTD - Distribution - Tier 3 - 1QU CoRE ¦ 1QU LoRE | Non-Red Flag Warning - Small Fires | 2024 | Financial | 0.0016314 | 68.3395 | 2024 | Control | 0.053 | 3 | 0 | esc | 0 | 0 | 0 | 0 | 0.055966 | 9.1305e-05 | 0.055966 | 9.1305e-05
[79 empty] | WLDFR | HFTD - Transmission - Zone 1 - 230 kV or Higher | Non-Red Flag Warning - Small Fires | 2025 | 0 | 0 | 0 | 0 | 0.080408 | 0.03759 | 0.0016314 | 0.041187 | 0 | 0 | 0 | 0.0081378 | 0.00047042 |  | 0 | 0 | 0 | 0 | 0 | 0 | 0 | 0 | 0 | 0 | 3.8282e-06 | 3.8282e-06 | [40 empty] | All EPR in 2020WLDFRSafety | WLDFR | HFTD - Distribution - Tier 3 - 1QU CoRE ¦ 1QU LoRE | Non-Red Flag Warning - Small Fires | 2024 | Safety | 0.041187 | 68.3395 | 2024 | Control | 0.053 | 3 | 0 | esc | 0 | 0 | 0 | 0 | 0.055966 | 0.0023051 | 0.055966 | 0.0023051
[79 empty] | WLDFR | HFTD - Transmission - Zone 1 - 230 kV or Higher | Red Flag Warning - Catastrophic Fires | 2020 | 0 | 0 | 0 | 0 | 14146.1306 | 222.2294 | 8585.7228 | 5338.1784 | 813.2108 | 0 | 0 | 0 | 2.1087e-06 |  | 0 | 0.0017148 | 0.0017148 | 0 | 0 | 0 | 0 | 0 | 0 | 0 | 0 | 0 | [40 empty] | All EPR in 2020WLDFRElectric Reliability | WLDFR | HFTD - Distribution - Tier 3 - 1QU CoRE ¦ 1QU LoRE | Non-Red Flag Warning - Small Fires | 2025 | Electric Reliability | 0.03759 | 68.3395 | 2025 | Control | 0.1325 | 3 | 0 | esc | 0 | 0 | 0 | 0 | 0 | 0 | 0.15274 | 0.0057414
[79 empty] | WLDFR | HFTD - Transmission - Zone 1 - 230 kV or Higher | Red Flag Warning - Catastrophic Fires | 2021 | 0 | 0 | 0 | 0 | 14146.1306 | 222.2294 | 8585.7228 | 5338.1784 | 813.2108 | 813.2108 | 0 | 0 | 2.1087e-06 |  | 0 | 0.0017148 | 0.0017148 | 0 | 0.0017148 | 0.0017148 | 0 | 0 | 0 | 0 | 0 | 0 | [40 empty] | All EPR in 2020WLDFRFinancial | WLDFR | HFTD - Distribution - Tier 3 - 1QU CoRE ¦ 1QU LoRE | Non-Red Flag Warning - Small Fires | 2025 | Financial | 0.0016314 | 68.3395 | 2025 | Control | 0.053 | 3 | 0 | esc | 0 | 0 | 0 | 0 | 0 | 0 | 0.055966 | 9.1305e-05
[79 empty] | WLDFR | HFTD - Transmission - Zone 1 - 230 kV or Higher | Red Flag Warning - Catastrophic Fires | 2022 | 0 | 0 | 0 | 0 | 14146.1306 | 222.2294 | 8585.7228 | 5338.1784 | 813.2108 | 813.2108 | 813.2108 | 0 | 2.1087e-06 |  | 0 | 0.0017148 | 0.0017148 | 0 | 0.0017148 | 0.0017148 | 0 | 0.0017148 | 0.0017148 | 0 | 0 | 0 | [40 empty] | All EPR in 2020WLDFRSafety | WLDFR | HFTD - Distribution - Tier 3 - 1QU CoRE ¦ 1QU LoRE | Non-Red Flag Warning - Small Fires | 2025 | Safety | 0.041187 | 68.3395 | 2025 | Control | 0.053 | 3 | 0 | esc | 0 | 0 | 0 | 0 | 0 | 0 | 0.055966 | 0.0023051
[79 empty] | WLDFR | HFTD - Transmission - Zone 1 - 230 kV or Higher | Red Flag Warning - Catastrophic Fires | 2023 | 0 | 0 | 0 | 0 | 14664.6376 | 233.2301 | 8896.516 | 5534.8915 | 0 | 843.2942 | 843.2942 | 843.2942 | 2.1087e-06 |  | 0 | 0 | 0 | 0 | 0.0017782 | 0.0017782 | 0 | 0.0017782 | 0.0017782 | 0 | 0.0017782 | 0.0017782 | [40 empty] | All EPR in 2020WLDFRElectric Reliability | WLDFR | HFTD - Distribution - Tier 3 - 1QU CoRE ¦ 1QU LoRE | Red Flag Warning - Catastrophic Fires | 2021 | Electric Reliability | 222.2294 | 68.3395 | 2021 | Control | 0.1325 | 3 | 0 | esc | 0.15274 | 33.9428 | 0.15274 | 33.9428 | 0 | 0 | 0 | 0
[79 empty] | WLDFR | HFTD - Transmission - Zone 1 - 230 kV or Higher | Red Flag Warning - Catastrophic Fires | 2024 | 0 | 0 | 0 | 0 | 14664.6376 | 233.2301 | 8896.516 | 5534.8915 | 0 | 0 | 843.2942 | 843.2942 | 2.1087e-06 |  | 0 | 0 | 0 | 0 | 0 | 0 | 0 | 0.0017782 | 0.0017782 | 0 | 0.0017782 | 0.0017782 | [40 empty] | All EPR in 2020WLDFRFinancial | WLDFR | HFTD - Distribution - Tier 3 - 1QU CoRE ¦ 1QU LoRE | Red Flag Warning - Catastrophic Fires | 2021 | Financial | 8585.7228 | 68.3395 | 2021 | Control | 0.053 | 3 | 0 | esc | 0.055966 | 480.5104 | 0.055966 | 480.5104 | 0 | 0 | 0 | 0
[79 empty] | WLDFR | HFTD - Transmission - Zone 1 - 230 kV or Higher | Red Flag Warning - Catastrophic Fires | 2025 | 0 | 0 | 0 | 0 | 14664.6376 | 233.2301 | 8896.516 | 5534.8915 | 0 | 0 | 0 | 843.2942 | 2.1087e-06 |  | 0 | 0 | 0 | 0 | 0 | 0 | 0 | 0 | 0 | 0 | 0.0017782 | 0.0017782 | [40 empty] | All EPR in 2020WLDFRSafety | WLDFR | HFTD - Distribution - Tier 3 - 1QU CoRE ¦ 1QU LoRE | Red Flag Warning - Catastrophic Fires | 2021 | Safety | 5338.1784 | 68.3395 | 2021 | Control | 0.053 | 3 | 0 | esc | 0.055966 | 298.7576 | 0.055966 | 298.7576 | 0 | 0 | 0 | 0
[79 empty] | WLDFR | HFTD - Transmission - Zone 1 - 230 kV or Higher | Red Flag Warning - Destructive Fires | 2020 | 0 | 0 | 0 | 0 | 8807.9522 | 222.2294 | 8585.7228 | 0 | 514.4532 | 0 | 0 | 0 | 3.0124e-07 |  | 0 | 0.00015497 | 0.00015497 | 0 | 0 | 0 | 0 | 0 | 0 | 0 | 0 | 0 | [40 empty] | All EPR in 2020WLDFRElectric Reliability | WLDFR | HFTD - Distribution - Tier 3 - 1QU CoRE ¦ 1QU LoRE | Red Flag Warning - Catastrophic Fires | 2022 | Electric Reliability | 222.2294 | 68.3395 | 2022 | Control | 0.1325 | 3 | 0 | esc | 0.15274 | 33.9428 | 0.15274 | 33.9428 | 0.15274 | 33.9428 | 0 | 0
[79 empty] | WLDFR | HFTD - Transmission - Zone 1 - 230 kV or Higher | Red Flag Warning - Destructive Fires | 2021 | 0 | 0 | 0 | 0 | 8807.9522 | 222.2294 | 8585.7228 | 0 | 514.4532 | 514.4532 | 0 | 0 | 3.0124e-07 |  | 0 | 0.00015497 | 0.00015497 | 0 | 0.00015497 | 0.00015497 | 0 | 0 | 0 | 0 | 0 | 0 | [40 empty] | All EPR in 2020WLDFRFinancial | WLDFR | HFTD - Distribution - Tier 3 - 1QU CoRE ¦ 1QU LoRE | Red Flag Warning - Catastrophic Fires | 2022 | Financial | 8585.7228 | 68.3395 | 2022 | Control | 0.053 | 3 | 0 | esc | 0.055966 | 480.5104 | 0.055966 | 480.5104 | 0.055966 | 480.5104 | 0 | 0
[79 empty] | WLDFR | HFTD - Transmission - Zone 1 - 230 kV or Higher | Red Flag Warning - Destructive Fires | 2022 | 0 | 0 | 0 | 0 | 8807.9522 | 222.2294 | 8585.7228 | 0 | 514.4532 | 514.4532 | 514.4532 | 0 | 3.0124e-07 |  | 0 | 0.00015497 | 0.00015497 | 0 | 0.00015497 | 0.00015497 | 0 | 0.00015497 | 0.00015497 | 0 | 0 | 0 | [40 empty] | All EPR in 2020WLDFRSafety | WLDFR | HFTD - Distribution - Tier 3 - 1QU CoRE ¦ 1QU LoRE | Red Flag Warning - Catastrophic Fires | 2022 | Safety | 5338.1784 | 68.3395 | 2022 | Control | 0.053 | 3 | 0 | esc | 0.055966 | 298.7576 | 0.055966 | 298.7576 | 0.055966 | 298.7576 | 0 | 0
[79 empty] | WLDFR | HFTD - Transmission - Zone 1 - 230 kV or Higher | Red Flag Warning - Destructive Fires | 2023 | 0 | 0 | 0 | 0 | 9129.7461 | 233.2301 | 8896.516 | 0 | 0 | 533.5273 | 533.5273 | 533.5273 | 3.0124e-07 |  | 0 | 0 | 0 | 0 | 0.00016072 | 0.00016072 | 0 | 0.00016072 | 0.00016072 | 0 | 0.00016072 | 0.00016072 | [40 empty] | All EPR in 2020WLDFRElectric Reliability | WLDFR | HFTD - Distribution - Tier 3 - 1QU CoRE ¦ 1QU LoRE | Red Flag Warning - Catastrophic Fires | 2023 | Electric Reliability | 233.2301 | 68.3395 | 2023 | Control | 0.1325 | 3 | 0 | esc | 0 | 0 | 0.15274 | 35.623 | 0.15274 | 35.623 | 0.15274 | 35.623
[79 empty] | WLDFR | HFTD - Transmission - Zone 1 - 230 kV or Higher | Red Flag Warning - Destructive Fires | 2024 | 0 | 0 | 0 | 0 | 9129.7461 | 233.2301 | 8896.516 | 0 | 0 | 0 | 533.5273 | 533.5273 | 3.0124e-07 |  | 0 | 0 | 0 | 0 | 0 | 0 | 0 | 0.00016072 | 0.00016072 | 0 | 0.00016072 | 0.00016072 | [40 empty] | All EPR in 2020WLDFRFinancial | WLDFR | HFTD - Distribution - Tier 3 - 1QU CoRE ¦ 1QU LoRE | Red Flag Warning - Catastrophic Fires | 2023 | Financial | 8896.516 | 68.3395 | 2023 | Control | 0.053 | 3 | 0 | esc | 0 | 0 | 0.055966 | 497.9043 | 0.055966 | 497.9043 | 0.055966 | 497.9043
[79 empty] | WLDFR | HFTD - Transmission - Zone 1 - 230 kV or Higher | Red Flag Warning - Destructive Fires | 2025 | 0 | 0 | 0 | 0 | 9129.7461 | 233.2301 | 8896.516 | 0 | 0 | 0 | 0 | 533.5273 | 3.0124e-07 |  | 0 | 0 | 0 | 0 | 0 | 0 | 0 | 0 | 0 | 0 | 0.00016072 | 0.00016072 | [40 empty] | All EPR in 2020WLDFRSafety | WLDFR | HFTD - Distribution - Tier 3 - 1QU CoRE ¦ 1QU LoRE | Red Flag Warning - Catastrophic Fires | 2023 | Safety | 5534.8915 | 68.3395 | 2023 | Control | 0.053 | 3 | 0 | esc | 0 | 0 | 0.055966 | 309.7669 | 0.055966 | 309.7669 | 0.055966 | 309.7669
[79 empty] | WLDFR | HFTD - Transmission - Zone 1 - 230 kV or Higher | Red Flag Warning - Large Fires | 2020 | 0 | 0 | 0 | 0 | 5.2406 | 0.69642 | 2.942 | 1.6022 | 0.36069 | 0 | 0 | 0 | 1.8074e-06 |  | 0 | 6.5192e-07 | 6.5192e-07 | 0 | 0 | 0 | 0 | 0 | 0 | 0 | 0 | 0 | [40 empty] | All EPR in 2020WLDFRElectric Reliability | WLDFR | HFTD - Distribution - Tier 3 - 1QU CoRE ¦ 1QU LoRE | Red Flag Warning - Catastrophic Fires | 2024 | Electric Reliability | 233.2301 | 68.3395 | 2024 | Control | 0.1325 | 3 | 0 | esc | 0 | 0 | 0 | 0 | 0.15274 | 35.623 | 0.15274 | 35.623
[79 empty] | WLDFR | HFTD - Transmission - Zone 1 - 230 kV or Higher | Red Flag Warning - Large Fires | 2021 | 0 | 0 | 0 | 0 | 5.2406 | 0.69642 | 2.942 | 1.6022 | 0.36069 | 0.36069 | 0 | 0 | 1.8074e-06 |  | 0 | 6.5192e-07 | 6.5192e-07 | 0 | 6.5192e-07 | 6.5192e-07 | 0 | 0 | 0 | 0 | 0 | 0 | [40 empty] | All EPR in 2020WLDFRFinancial | WLDFR | HFTD - Distribution - Tier 3 - 1QU CoRE ¦ 1QU LoRE | Red Flag Warning - Catastrophic Fires | 2024 | Financial | 8896.516 | 68.3395 | 2024 | Control | 0.053 | 3 | 0 | esc | 0 | 0 | 0 | 0 | 0.055966 | 497.9043 | 0.055966 | 497.9043
[79 empty] | WLDFR | HFTD - Transmission - Zone 1 - 230 kV or Higher | Red Flag Warning - Large Fires | 2022 | 0 | 0 | 0 | 0 | 5.2406 | 0.69642 | 2.942 | 1.6022 | 0.36069 | 0.36069 | 0.36069 | 0 | 1.8074e-06 |  | 0 | 6.5192e-07 | 6.5192e-07 | 0 | 6.5192e-07 | 6.5192e-07 | 0 | 6.5192e-07 | 6.5192e-07 | 0 | 0 | 0 | [40 empty] | All EPR in 2020WLDFRSafety | WLDFR | HFTD - Distribution - Tier 3 - 1QU CoRE ¦ 1QU LoRE | Red Flag Warning - Catastrophic Fires | 2024 | Safety | 5534.8915 | 68.3395 | 2024 | Control | 0.053 | 3 | 0 | esc | 0 | 0 | 0 | 0 | 0.055966 | 309.7669 | 0.055966 | 309.7669
[79 empty] | WLDFR | HFTD - Transmission - Zone 1 - 230 kV or Higher | Red Flag Warning - Large Fires | 2023 | 0 | 0 | 0 | 0 | 5.475 | 0.71896 | 3.0715 | 1.6846 | 0 | 0.37599 | 0.37599 | 0.37599 | 1.8074e-06 |  | 0 | 0 | 0 | 0 | 6.7958e-07 | 6.7958e-07 | 0 | 6.7958e-07 | 6.7958e-07 | 0 | 6.7958e-07 | 6.7958e-07 | [40 empty] | All EPR in 2020WLDFRElectric Reliability | WLDFR | HFTD - Distribution - Tier 3 - 1QU CoRE ¦ 1QU LoRE | Red Flag Warning - Catastrophic Fires | 2025 | Electric Reliability | 233.2301 | 68.3395 | 2025 | Control | 0.1325 | 3 | 0 | esc | 0 | 0 | 0 | 0 | 0 | 0 | 0.15274 | 35.623
[79 empty] | WLDFR | HFTD - Transmission - Zone 1 - 230 kV or Higher | Red Flag Warning - Large Fires | 2024 | 0 | 0 | 0 | 0 | 5.475 | 0.71896 | 3.0715 | 1.6846 | 0 | 0 | 0.37599 | 0.37599 | 1.8074e-06 |  | 0 | 0 | 0 | 0 | 0 | 0 | 0 | 6.7958e-07 | 6.7958e-07 | 0 | 6.7958e-07 | 6.7958e-07 | [40 empty] | All EPR in 2020WLDFRFinancial | WLDFR | HFTD - Distribution - Tier 3 - 1QU CoRE ¦ 1QU LoRE | Red Flag Warning - Catastrophic Fires | 2025 | Financial | 8896.516 | 68.3395 | 2025 | Control | 0.053 | 3 | 0 | esc | 0 | 0 | 0 | 0 | 0 | 0 | 0.055966 | 497.9043
[79 empty] | WLDFR | HFTD - Transmission - Zone 1 - 230 kV or Higher | Red Flag Warning - Large Fires | 2025 | 0 | 0 | 0 | 0 | 5.475 | 0.71896 | 3.0715 | 1.6846 | 0 | 0 | 0 | 0.37599 | 1.8074e-06 |  | 0 | 0 | 0 | 0 | 0 | 0 | 0 | 0 | 0 | 0 | 6.7958e-07 | 6.7958e-07 | [40 empty] | All EPR in 2020WLDFRSafety | WLDFR | HFTD - Distribution - Tier 3 - 1QU CoRE ¦ 1QU LoRE | Red Flag Warning - Catastrophic Fires | 2025 | Safety | 5534.8915 | 68.3395 | 2025 | Control | 0.053 | 3 | 0 | esc | 0 | 0 | 0 | 0 | 0 | 0 | 0.055966 | 309.7669
[79 empty] | WLDFR | HFTD - Transmission - Zone 1 - 230 kV or Higher | Red Flag Warning - Small Fires | 2020 | 0 | 0 | 0 | 0 | 0.077901 | 0.036425 | 0.0015809 | 0.039895 | 0.0078847 | 0 | 0 | 0 | 2.4836e-05 |  | 0 | 1.9582e-07 | 1.9582e-07 | 0 | 0 | 0 | 0 | 0 | 0 | 0 | 0 | 0 | [40 empty] | All EPR in 2020WLDFRElectric Reliability | WLDFR | HFTD - Distribution - Tier 3 - 1QU CoRE ¦ 1QU LoRE | Red Flag Warning - Destructive Fires | 2021 | Electric Reliability | 222.2294 | 68.3395 | 2021 | Control | 0.1325 | 3 | 0 | esc | 0.15274 | 33.9428 | 0.15274 | 33.9428 | 0 | 0 | 0 | 0
[79 empty] | WLDFR | HFTD - Transmission - Zone 1 - 230 kV or Higher | Red Flag Warning - Small Fires | 2021 | 0 | 0 | 0 | 0 | 0.077901 | 0.036425 | 0.0015809 | 0.039895 | 0.0078847 | 0.0078847 | 0 | 0 | 2.4836e-05 |  | 0 | 1.9582e-07 | 1.9582e-07 | 0 | 1.9582e-07 | 1.9582e-07 | 0 | 0 | 0 | 0 | 0 | 0 | [40 empty] | All EPR in 2020WLDFRFinancial | WLDFR | HFTD - Distribution - Tier 3 - 1QU CoRE ¦ 1QU LoRE | Red Flag Warning - Destructive Fires | 2021 | Financial | 8585.7228 | 68.3395 | 2021 | Control | 0.053 | 3 | 0 | esc | 0.055966 | 480.5104 | 0.055966 | 480.5104 | 0 | 0 | 0 | 0
[79 empty] | WLDFR | HFTD - Transmission - Zone 1 - 230 kV or Higher | Red Flag Warning - Small Fires | 2022 | 0 | 0 | 0 | 0 | 0.077901 | 0.036425 | 0.0015809 | 0.039895 | 0.0078847 | 0.0078847 | 0.0078847 | 0 | 2.4836e-05 |  | 0 | 1.9582e-07 | 1.9582e-07 | 0 | 1.9582e-07 | 1.9582e-07 | 0 | 1.9582e-07 | 1.9582e-07 | 0 | 0 | 0 | [40 empty] | All EPR in 2020WLDFRElectric Reliability | WLDFR | HFTD - Distribution - Tier 3 - 1QU CoRE ¦ 1QU LoRE | Red Flag Warning - Destructive Fires | 2022 | Electric Reliability | 222.2294 | 68.3395 | 2022 | Control | 0.1325 | 3 | 0 | esc | 0.15274 | 33.9428 | 0.15274 | 33.9428 | 0.15274 | 33.9428 | 0 | 0
[79 empty] | WLDFR | HFTD - Transmission - Zone 1 - 230 kV or Higher | Red Flag Warning - Small Fires | 2023 | 0 | 0 | 0 | 0 | 0.080408 | 0.03759 | 0.0016314 | 0.041187 | 0 | 0.0081378 | 0.0081378 | 0.0081378 | 2.4836e-05 |  | 0 | 0 | 0 | 0 | 2.0211e-07 | 2.0211e-07 | 0 | 2.0211e-07 | 2.0211e-07 | 0 | 2.0211e-07 | 2.0211e-07 | [40 empty] | All EPR in 2020WLDFRFinancial | WLDFR | HFTD - Distribution - Tier 3 - 1QU CoRE ¦ 1QU LoRE | Red Flag Warning - Destructive Fires | 2022 | Financial | 8585.7228 | 68.3395 | 2022 | Control | 0.053 | 3 | 0 | esc | 0.055966 | 480.5104 | 0.055966 | 480.5104 | 0.055966 | 480.5104 | 0 | 0
[79 empty] | WLDFR | HFTD - Transmission - Zone 1 - 230 kV or Higher | Red Flag Warning - Small Fires | 2024 | 0 | 0 | 0 | 0 | 0.080408 | 0.03759 | 0.0016314 | 0.041187 | 0 | 0 | 0.0081378 | 0.0081378 | 2.4836e-05 |  | 0 | 0 | 0 | 0 | 0 | 0 | 0 | 2.0211e-07 | 2.0211e-07 | 0 | 2.0211e-07 | 2.0211e-07 | [40 empty] | All EPR in 2020WLDFRElectric Reliability | WLDFR | HFTD - Distribution - Tier 3 - 1QU CoRE ¦ 1QU LoRE | Red Flag Warning - Destructive Fires | 2023 | Electric Reliability | 233.2301 | 68.3395 | 2023 | Control | 0.1325 | 3 | 0 | esc | 0 | 0 | 0.15274 | 35.623 | 0.15274 | 35.623 | 0.15274 | 35.623
[79 empty] | WLDFR | HFTD - Transmission - Zone 1 - 230 kV or Higher | Red Flag Warning - Small Fires | 2025 | 0 | 0 | 0 | 0 | 0.080408 | 0.03759 | 0.0016314 | 0.041187 | 0 | 0 | 0 | 0.0081378 | 2.4836e-05 |  | 0 | 0 | 0 | 0 | 0 | 0 | 0 | 0 | 0 | 0 | 2.0211e-07 | 2.0211e-07 | [40 empty] | All EPR in 2020WLDFRFinancial | WLDFR | HFTD - Distribution - Tier 3 - 1QU CoRE ¦ 1QU LoRE | Red Flag Warning - Destructive Fires | 2023 | Financial | 8896.516 | 68.3395 | 2023 | Control | 0.053 | 3 | 0 | esc | 0 | 0 | 0.055966 | 497.9043 | 0.055966 | 497.9043 | 0.055966 | 497.9043
[79 empty] | WLDFR | HFTD - Transmission - Zone 1 - 60/70 kV | Non-Red Flag Warning - Catastrophic Fires | 2020 | 0 | 0 | 0 | 0 | 14146.1306 | 222.2294 | 8585.7228 | 5338.1784 | 813.2108 | 0 | 0 | 0 | 1.6867e-06 |  | 0 | 0.0013716 | 0.0013716 | 0 | 0 | 0 | 0 | 0 | 0 | 0 | 0 | 0 | [40 empty] | All EPR in 2020WLDFRElectric Reliability | WLDFR | HFTD - Distribution - Tier 3 - 1QU CoRE ¦ 1QU LoRE | Red Flag Warning - Destructive Fires | 2024 | Electric Reliability | 233.2301 | 68.3395 | 2024 | Control | 0.1325 | 3 | 0 | esc | 0 | 0 | 0 | 0 | 0.15274 | 35.623 | 0.15274 | 35.623
[79 empty] | WLDFR | HFTD - Transmission - Zone 1 - 60/70 kV | Non-Red Flag Warning - Catastrophic Fires | 2021 | 0 | 0 | 0 | 0 | 14146.1306 | 222.2294 | 8585.7228 | 5338.1784 | 813.2108 | 813.2108 | 0 | 0 | 1.6867e-06 |  | 0 | 0.0013716 | 0.0013716 | 0 | 0.0013716 | 0.0013716 | 0 | 0 | 0 | 0 | 0 | 0 | [40 empty] | All EPR in 2020WLDFRFinancial | WLDFR | HFTD - Distribution - Tier 3 - 1QU CoRE ¦ 1QU LoRE | Red Flag Warning - Destructive Fires | 2024 | Financial | 8896.516 | 68.3395 | 2024 | Control | 0.053 | 3 | 0 | esc | 0 | 0 | 0 | 0 | 0.055966 | 497.9043 | 0.055966 | 497.9043
[79 empty] | WLDFR | HFTD - Transmission - Zone 1 - 60/70 kV | Non-Red Flag Warning - Catastrophic Fires | 2022 | 0 | 0 | 0 | 0 | 14146.1306 | 222.2294 | 8585.7228 | 5338.1784 | 813.2108 | 813.2108 | 813.2108 | 0 | 1.6867e-06 |  | 0 | 0.0013716 | 0.0013716 | 0 | 0.0013716 | 0.0013716 | 0 | 0.0013716 | 0.0013716 | 0 | 0 | 0 | [40 empty] | All EPR in 2020WLDFRElectric Reliability | WLDFR | HFTD - Distribution - Tier 3 - 1QU CoRE ¦ 1QU LoRE | Red Flag Warning - Destructive Fires | 2025 | Electric Reliability | 233.2301 | 68.3395 | 2025 | Control | 0.1325 | 3 | 0 | esc | 0 | 0 | 0 | 0 | 0 | 0 | 0.15274 | 35.623
[79 empty] | WLDFR | HFTD - Transmission - Zone 1 - 60/70 kV | Non-Red Flag Warning - Catastrophic Fires | 2023 | 0 | 0 | 0 | 0 | 14664.6376 | 233.2301 | 8896.516 | 5534.8915 | 0 | 843.2942 | 843.2942 | 843.2942 | 1.6867e-06 |  | 0 | 0 | 0 | 0 | 0.0014224 | 0.0014224 | 0 | 0.0014224 | 0.0014224 | 0 | 0.0014224 | 0.0014224 | [40 empty] | All EPR in 2020WLDFRFinancial | WLDFR | HFTD - Distribution - Tier 3 - 1QU CoRE ¦ 1QU LoRE | Red Flag Warning - Destructive Fires | 2025 | Financial | 8896.516 | 68.3395 | 2025 | Control | 0.053 | 3 | 0 | esc | 0 | 0 | 0 | 0 | 0 | 0 | 0.055966 | 497.9043
[79 empty] | WLDFR | HFTD - Transmission - Zone 1 - 60/70 kV | Non-Red Flag Warning - Catastrophic Fires | 2024 | 0 | 0 | 0 | 0 | 14664.6376 | 233.2301 | 8896.516 | 5534.8915 | 0 | 0 | 843.2942 | 843.2942 | 1.6867e-06 |  | 0 | 0 | 0 | 0 | 0 | 0 | 0 | 0.0014224 | 0.0014224 | 0 | 0.0014224 | 0.0014224 | [40 empty] | All EPR in 2020WLDFRElectric Reliability | WLDFR | HFTD - Distribution - Tier 3 - 1QU CoRE ¦ 1QU LoRE | Red Flag Warning - Large Fires | 2021 | Electric Reliability | 0.69642 | 68.3395 | 2021 | Control | 0.1325 | 3 | 0 | esc | 0.15274 | 0.10637 | 0.15274 | 0.10637 | 0 | 0 | 0 | 0
[79 empty] | WLDFR | HFTD - Transmission - Zone 1 - 60/70 kV | Non-Red Flag Warning - Catastrophic Fires | 2025 | 0 | 0 | 0 | 0 | 14664.6376 | 233.2301 | 8896.516 | 5534.8915 | 0 | 0 | 0 | 843.2942 | 1.6867e-06 |  | 0 | 0 | 0 | 0 | 0 | 0 | 0 | 0 | 0 | 0 | 0.0014224 | 0.0014224 | [40 empty] | All EPR in 2020WLDFRFinancial | WLDFR | HFTD - Distribution - Tier 3 - 1QU CoRE ¦ 1QU LoRE | Red Flag Warning - Large Fires | 2021 | Financial | 2.942 | 68.3395 | 2021 | Control | 0.053 | 3 | 0 | esc | 0.055966 | 0.16465 | 0.055966 | 0.16465 | 0 | 0 | 0 | 0
[79 empty] | WLDFR | HFTD - Transmission - Zone 1 - 60/70 kV | Non-Red Flag Warning - Destructive Fires | 2020 | 0 | 0 | 0 | 0 | 8807.9522 | 222.2294 | 8585.7228 | 0 | 514.4532 | 0 | 0 | 0 | 1.6867e-06 |  | 0 | 0.00086772 | 0.00086772 | 0 | 0 | 0 | 0 | 0 | 0 | 0 | 0 | 0 | [40 empty] | All EPR in 2020WLDFRSafety | WLDFR | HFTD - Distribution - Tier 3 - 1QU CoRE ¦ 1QU LoRE | Red Flag Warning - Large Fires | 2021 | Safety | 1.6022 | 68.3395 | 2021 | Control | 0.053 | 3 | 0 | esc | 0.055966 | 0.089668 | 0.055966 | 0.089668 | 0 | 0 | 0 | 0
[79 empty] | WLDFR | HFTD - Transmission - Zone 1 - 60/70 kV | Non-Red Flag Warning - Destructive Fires | 2021 | 0 | 0 | 0 | 0 | 8807.9522 | 222.2294 | 8585.7228 | 0 | 514.4532 | 514.4532 | 0 | 0 | 1.6867e-06 |  | 0 | 0.00086772 | 0.00086772 | 0 | 0.00086772 | 0.00086772 | 0 | 0 | 0 | 0 | 0 | 0 | [40 empty] | All EPR in 2020WLDFRElectric Reliability | WLDFR | HFTD - Distribution - Tier 3 - 1QU CoRE ¦ 1QU LoRE | Red Flag Warning - Large Fires | 2022 | Electric Reliability | 0.69642 | 68.3395 | 2022 | Control | 0.1325 | 3 | 0 | esc | 0.15274 | 0.10637 | 0.15274 | 0.10637 | 0.15274 | 0.10637 | 0 | 0
[79 empty] | WLDFR | HFTD - Transmission - Zone 1 - 60/70 kV | Non-Red Flag Warning - Destructive Fires | 2022 | 0 | 0 | 0 | 0 | 8807.9522 | 222.2294 | 8585.7228 | 0 | 514.4532 | 514.4532 | 514.4532 | 0 | 1.6867e-06 |  | 0 | 0.00086772 | 0.00086772 | 0 | 0.00086772 | 0.00086772 | 0 | 0.00086772 | 0.00086772 | 0 | 0 | 0 | [40 empty] | All EPR in 2020WLDFRFinancial | WLDFR | HFTD - Distribution - Tier 3 - 1QU CoRE ¦ 1QU LoRE | Red Flag Warning - Large Fires | 2022 | Financial | 2.942 | 68.3395 | 2022 | Control | 0.053 | 3 | 0 | esc | 0.055966 | 0.16465 | 0.055966 | 0.16465 | 0.055966 | 0.16465 | 0 | 0
[79 empty] | WLDFR | HFTD - Transmission - Zone 1 - 60/70 kV | Non-Red Flag Warning - Destructive Fires | 2023 | 0 | 0 | 0 | 0 | 9129.7461 | 233.2301 | 8896.516 | 0 | 0 | 533.5273 | 533.5273 | 533.5273 | 1.6867e-06 |  | 0 | 0 | 0 | 0 | 0.00089989 | 0.00089989 | 0 | 0.00089989 | 0.00089989 | 0 | 0.00089989 | 0.00089989 | [40 empty] | All EPR in 2020WLDFRSafety | WLDFR | HFTD - Distribution - Tier 3 - 1QU CoRE ¦ 1QU LoRE | Red Flag Warning - Large Fires | 2022 | Safety | 1.6022 | 68.3395 | 2022 | Control | 0.053 | 3 | 0 | esc | 0.055966 | 0.089668 | 0.055966 | 0.089668 | 0.055966 | 0.089668 | 0 | 0
[79 empty] | WLDFR | HFTD - Transmission - Zone 1 - 60/70 kV | Non-Red Flag Warning - Destructive Fires | 2024 | 0 | 0 | 0 | 0 | 9129.7461 | 233.2301 | 8896.516 | 0 | 0 | 0 | 533.5273 | 533.5273 | 1.6867e-06 |  | 0 | 0 | 0 | 0 | 0 | 0 | 0 | 0.00089989 | 0.00089989 | 0 | 0.00089989 | 0.00089989 | [40 empty] | All EPR in 2020WLDFRElectric Reliability | WLDFR | HFTD - Distribution - Tier 3 - 1QU CoRE ¦ 1QU LoRE | Red Flag Warning - Large Fires | 2023 | Electric Reliability | 0.71896 | 68.3395 | 2023 | Control | 0.1325 | 3 | 0 | esc | 0 | 0 | 0.15274 | 0.10981 | 0.15274 | 0.10981 | 0.15274 | 0.10981
[79 empty] | WLDFR | HFTD - Transmission - Zone 1 - 60/70 kV | Non-Red Flag Warning - Destructive Fires | 2025 | 0 | 0 | 0 | 0 | 9129.7461 | 233.2301 | 8896.516 | 0 | 0 | 0 | 0 | 533.5273 | 1.6867e-06 |  | 0 | 0 | 0 | 0 | 0 | 0 | 0 | 0 | 0 | 0 | 0.00089989 | 0.00089989 | [40 empty] | All EPR in 2020WLDFRFinancial | WLDFR | HFTD - Distribution - Tier 3 - 1QU CoRE ¦ 1QU LoRE | Red Flag Warning - Large Fires | 2023 | Financial | 3.0715 | 68.3395 | 2023 | Control | 0.053 | 3 | 0 | esc | 0 | 0 | 0.055966 | 0.1719 | 0.055966 | 0.1719 | 0.055966 | 0.1719
[79 empty] | WLDFR | HFTD - Transmission - Zone 1 - 60/70 kV | Non-Red Flag Warning - Large Fires | 2020 | 0 | 0 | 0 | 0 | 5.2406 | 0.69642 | 2.942 | 1.6022 | 0.36069 | 0 | 0 | 0 | 1.518e-05 |  | 0 | 5.4753e-06 | 5.4753e-06 | 0 | 0 | 0 | 0 | 0 | 0 | 0 | 0 | 0 | [40 empty] | All EPR in 2020WLDFRSafety | WLDFR | HFTD - Distribution - Tier 3 - 1QU CoRE ¦ 1QU LoRE | Red Flag Warning - Large Fires | 2023 | Safety | 1.6846 | 68.3395 | 2023 | Control | 0.053 | 3 | 0 | esc | 0 | 0 | 0.055966 | 0.094279 | 0.055966 | 0.094279 | 0.055966 | 0.094279
[79 empty] | WLDFR | HFTD - Transmission - Zone 1 - 60/70 kV | Non-Red Flag Warning - Large Fires | 2021 | 0 | 0 | 0 | 0 | 5.2406 | 0.69642 | 2.942 | 1.6022 | 0.36069 | 0.36069 | 0 | 0 | 1.518e-05 |  | 0 | 5.4753e-06 | 5.4753e-06 | 0 | 5.4753e-06 | 5.4753e-06 | 0 | 0 | 0 | 0 | 0 | 0 | [40 empty] | All EPR in 2020WLDFRElectric Reliability | WLDFR | HFTD - Distribution - Tier 3 - 1QU CoRE ¦ 1QU LoRE | Red Flag Warning - Large Fires | 2024 | Electric Reliability | 0.71896 | 68.3395 | 2024 | Control | 0.1325 | 3 | 0 | esc | 0 | 0 | 0 | 0 | 0.15274 | 0.10981 | 0.15274 | 0.10981
[79 empty] | WLDFR | HFTD - Transmission - Zone 1 - 60/70 kV | Non-Red Flag Warning - Large Fires | 2022 | 0 | 0 | 0 | 0 | 5.2406 | 0.69642 | 2.942 | 1.6022 | 0.36069 | 0.36069 | 0.36069 | 0 | 1.518e-05 |  | 0 | 5.4753e-06 | 5.4753e-06 | 0 | 5.4753e-06 | 5.4753e-06 | 0 | 5.4753e-06 | 5.4753e-06 | 0 | 0 | 0 | [40 empty] | All EPR in 2020WLDFRFinancial | WLDFR | HFTD - Distribution - Tier 3 - 1QU CoRE ¦ 1QU LoRE | Red Flag Warning - Large Fires | 2024 | Financial | 3.0715 | 68.3395 | 2024 | Control | 0.053 | 3 | 0 | esc | 0 | 0 | 0 | 0 | 0.055966 | 0.1719 | 0.055966 | 0.1719
[79 empty] | WLDFR | HFTD - Transmission - Zone 1 - 60/70 kV | Non-Red Flag Warning - Large Fires | 2023 | 0 | 0 | 0 | 0 | 5.475 | 0.71896 | 3.0715 | 1.6846 | 0 | 0.37599 | 0.37599 | 0.37599 | 1.518e-05 |  | 0 | 0 | 0 | 0 | 5.7076e-06 | 5.7076e-06 | 0 | 5.7076e-06 | 5.7076e-06 | 0 | 5.7076e-06 | 5.7076e-06 | [40 empty] | All EPR in 2020WLDFRSafety | WLDFR | HFTD - Distribution - Tier 3 - 1QU CoRE ¦ 1QU LoRE | Red Flag Warning - Large Fires | 2024 | Safety | 1.6846 | 68.3395 | 2024 | Control | 0.053 | 3 | 0 | esc | 0 | 0 | 0 | 0 | 0.055966 | 0.094279 | 0.055966 | 0.094279
[79 empty] | WLDFR | HFTD - Transmission - Zone 1 - 60/70 kV | Non-Red Flag Warning - Large Fires | 2024 | 0 | 0 | 0 | 0 | 5.475 | 0.71896 | 3.0715 | 1.6846 | 0 | 0 | 0.37599 | 0.37599 | 1.518e-05 |  | 0 | 0 | 0 | 0 | 0 | 0 | 0 | 5.7076e-06 | 5.7076e-06 | 0 | 5.7076e-06 | 5.7076e-06 | [40 empty] | All EPR in 2020WLDFRElectric Reliability | WLDFR | HFTD - Distribution - Tier 3 - 1QU CoRE ¦ 1QU LoRE | Red Flag Warning - Large Fires | 2025 | Electric Reliability | 0.71896 | 68.3395 | 2025 | Control | 0.1325 | 3 | 0 | esc | 0 | 0 | 0 | 0 | 0 | 0 | 0.15274 | 0.10981
[79 empty] | WLDFR | HFTD - Transmission - Zone 1 - 60/70 kV | Non-Red Flag Warning - Large Fires | 2025 | 0 | 0 | 0 | 0 | 5.475 | 0.71896 | 3.0715 | 1.6846 | 0 | 0 | 0 | 0.37599 | 1.518e-05 |  | 0 | 0 | 0 | 0 | 0 | 0 | 0 | 0 | 0 | 0 | 5.7076e-06 | 5.7076e-06 | [40 empty] | All EPR in 2020WLDFRFinancial | WLDFR | HFTD - Distribution - Tier 3 - 1QU CoRE ¦ 1QU LoRE | Red Flag Warning - Large Fires | 2025 | Financial | 3.0715 | 68.3395 | 2025 | Control | 0.053 | 3 | 0 | esc | 0 | 0 | 0 | 0 | 0 | 0 | 0.055966 | 0.1719
[79 empty] | WLDFR | HFTD - Transmission - Zone 1 - 60/70 kV | Non-Red Flag Warning - Small Fires | 2020 | 0 | 0 | 0 | 0 | 0.077901 | 0.036425 | 0.0015809 | 0.039895 | 0.0078847 | 0 | 0 | 0 | 0.0026068 |  | 0 | 2.0554e-05 | 2.0554e-05 | 0 | 0 | 0 | 0 | 0 | 0 | 0 | 0 | 0 | [40 empty] | All EPR in 2020WLDFRSafety | WLDFR | HFTD - Distribution - Tier 3 - 1QU CoRE ¦ 1QU LoRE | Red Flag Warning - Large Fires | 2025 | Safety | 1.6846 | 68.3395 | 2025 | Control | 0.053 | 3 | 0 | esc | 0 | 0 | 0 | 0 | 0 | 0 | 0.055966 | 0.094279
[79 empty] | WLDFR | HFTD - Transmission - Zone 1 - 60/70 kV | Non-Red Flag Warning - Small Fires | 2021 | 0 | 0 | 0 | 0 | 0.077901 | 0.036425 | 0.0015809 | 0.039895 | 0.0078847 | 0.0078847 | 0 | 0 | 0.0026068 |  | 0 | 2.0554e-05 | 2.0554e-05 | 0 | 2.0554e-05 | 2.0554e-05 | 0 | 0 | 0 | 0 | 0 | 0 | [40 empty] | All EPR in 2020WLDFRElectric Reliability | WLDFR | HFTD - Distribution - Tier 3 - 1QU CoRE ¦ 1QU LoRE | Red Flag Warning - Small Fires | 2021 | Electric Reliability | 0.036425 | 68.3395 | 2021 | Control | 0.1325 | 3 | 0 | esc | 0.15274 | 0.0055635 | 0.15274 | 0.0055635 | 0 | 0 | 0 | 0
[79 empty] | WLDFR | HFTD - Transmission - Zone 1 - 60/70 kV | Non-Red Flag Warning - Small Fires | 2022 | 0 | 0 | 0 | 0 | 0.077901 | 0.036425 | 0.0015809 | 0.039895 | 0.0078847 | 0.0078847 | 0.0078847 | 0 | 0.0026068 |  | 0 | 2.0554e-05 | 2.0554e-05 | 0 | 2.0554e-05 | 2.0554e-05 | 0 | 2.0554e-05 | 2.0554e-05 | 0 | 0 | 0 | [40 empty] | All EPR in 2020WLDFRFinancial | WLDFR | HFTD - Distribution - Tier 3 - 1QU CoRE ¦ 1QU LoRE | Red Flag Warning - Small Fires | 2021 | Financial | 0.0015809 | 68.3395 | 2021 | Control | 0.053 | 3 | 0 | esc | 0.055966 | 8.8475e-05 | 0.055966 | 8.8475e-05 | 0 | 0 | 0 | 0
[79 empty] | WLDFR | HFTD - Transmission - Zone 1 - 60/70 kV | Non-Red Flag Warning - Small Fires | 2023 | 0 | 0 | 0 | 0 | 0.080408 | 0.03759 | 0.0016314 | 0.041187 | 0 | 0.0081378 | 0.0081378 | 0.0081378 | 0.0026068 |  | 0 | 0 | 0 | 0 | 2.1213e-05 | 2.1213e-05 | 0 | 2.1213e-05 | 2.1213e-05 | 0 | 2.1213e-05 | 2.1213e-05 | [40 empty] | All EPR in 2020WLDFRSafety | WLDFR | HFTD - Distribution - Tier 3 - 1QU CoRE ¦ 1QU LoRE | Red Flag Warning - Small Fires | 2021 | Safety | 0.039895 | 68.3395 | 2021 | Control | 0.053 | 3 | 0 | esc | 0.055966 | 0.0022328 | 0.055966 | 0.0022328 | 0 | 0 | 0 | 0
[79 empty] | WLDFR | HFTD - Transmission - Zone 1 - 60/70 kV | Non-Red Flag Warning - Small Fires | 2024 | 0 | 0 | 0 | 0 | 0.080408 | 0.03759 | 0.0016314 | 0.041187 | 0 | 0 | 0.0081378 | 0.0081378 | 0.0026068 |  | 0 | 0 | 0 | 0 | 0 | 0 | 0 | 2.1213e-05 | 2.1213e-05 | 0 | 2.1213e-05 | 2.1213e-05 | [40 empty] | All EPR in 2020WLDFRElectric Reliability | WLDFR | HFTD - Distribution - Tier 3 - 1QU CoRE ¦ 1QU LoRE | Red Flag Warning - Small Fires | 2022 | Electric Reliability | 0.036425 | 68.3395 | 2022 | Control | 0.1325 | 3 | 0 | esc | 0.15274 | 0.0055635 | 0.15274 | 0.0055635 | 0.15274 | 0.0055635 | 0 | 0
[79 empty] | WLDFR | HFTD - Transmission - Zone 1 - 60/70 kV | Non-Red Flag Warning - Small Fires | 2025 | 0 | 0 | 0 | 0 | 0.080408 | 0.03759 | 0.0016314 | 0.041187 | 0 | 0 | 0 | 0.0081378 | 0.0026068 |  | 0 | 0 | 0 | 0 | 0 | 0 | 0 | 0 | 0 | 0 | 2.1213e-05 | 2.1213e-05 | [40 empty] | All EPR in 2020WLDFRFinancial | WLDFR | HFTD - Distribution - Tier 3 - 1QU CoRE ¦ 1QU LoRE | Red Flag Warning - Small Fires | 2022 | Financial | 0.0015809 | 68.3395 | 2022 | Control | 0.053 | 3 | 0 | esc | 0.055966 | 8.8475e-05 | 0.055966 | 8.8475e-05 | 0.055966 | 8.8475e-05 | 0 | 0
[79 empty] | WLDFR | HFTD - Transmission - Zone 1 - 60/70 kV | Red Flag Warning - Catastrophic Fires | 2020 | 0 | 0 | 0 | 0 | 14146.1306 | 222.2294 | 8585.7228 | 5338.1784 | 813.2108 | 0 | 0 | 0 | 1.1319e-05 |  | 0 | 0.0092044 | 0.0092044 | 0 | 0 | 0 | 0 | 0 | 0 | 0 | 0 | 0 | [40 empty] | All EPR in 2020WLDFRSafety | WLDFR | HFTD - Distribution - Tier 3 - 1QU CoRE ¦ 1QU LoRE | Red Flag Warning - Small Fires | 2022 | Safety | 0.039895 | 68.3395 | 2022 | Control | 0.053 | 3 | 0 | esc | 0.055966 | 0.0022328 | 0.055966 | 0.0022328 | 0.055966 | 0.0022328 | 0 | 0
[79 empty] | WLDFR | HFTD - Transmission - Zone 1 - 60/70 kV | Red Flag Warning - Catastrophic Fires | 2021 | 0 | 0 | 0 | 0 | 14146.1306 | 222.2294 | 8585.7228 | 5338.1784 | 813.2108 | 813.2108 | 0 | 0 | 1.1319e-05 |  | 0 | 0.0092044 | 0.0092044 | 0 | 0.0092044 | 0.0092044 | 0 | 0 | 0 | 0 | 0 | 0 | [40 empty] | All EPR in 2020WLDFRElectric Reliability | WLDFR | HFTD - Distribution - Tier 3 - 1QU CoRE ¦ 1QU LoRE | Red Flag Warning - Small Fires | 2023 | Electric Reliability | 0.03759 | 68.3395 | 2023 | Control | 0.1325 | 3 | 0 | esc | 0 | 0 | 0.15274 | 0.0057414 | 0.15274 | 0.0057414 | 0.15274 | 0.0057414
[79 empty] | WLDFR | HFTD - Transmission - Zone 1 - 60/70 kV | Red Flag Warning - Catastrophic Fires | 2022 | 0 | 0 | 0 | 0 | 14146.1306 | 222.2294 | 8585.7228 | 5338.1784 | 813.2108 | 813.2108 | 813.2108 | 0 | 1.1319e-05 |  | 0 | 0.0092044 | 0.0092044 | 0 | 0.0092044 | 0.0092044 | 0 | 0.0092044 | 0.0092044 | 0 | 0 | 0 | [40 empty] | All EPR in 2020WLDFRFinancial | WLDFR | HFTD - Distribution - Tier 3 - 1QU CoRE ¦ 1QU LoRE | Red Flag Warning - Small Fires | 2023 | Financial | 0.0016314 | 68.3395 | 2023 | Control | 0.053 | 3 | 0 | esc | 0 | 0 | 0.055966 | 9.1305e-05 | 0.055966 | 9.1305e-05 | 0.055966 | 9.1305e-05
[79 empty] | WLDFR | HFTD - Transmission - Zone 1 - 60/70 kV | Red Flag Warning - Catastrophic Fires | 2023 | 0 | 0 | 0 | 0 | 14664.6376 | 233.2301 | 8896.516 | 5534.8915 | 0 | 843.2942 | 843.2942 | 843.2942 | 1.1319e-05 |  | 0 | 0 | 0 | 0 | 0.0095449 | 0.0095449 | 0 | 0.0095449 | 0.0095449 | 0 | 0.0095449 | 0.0095449 | [40 empty] | All EPR in 2020WLDFRSafety | WLDFR | HFTD - Distribution - Tier 3 - 1QU CoRE ¦ 1QU LoRE | Red Flag Warning - Small Fires | 2023 | Safety | 0.041187 | 68.3395 | 2023 | Control | 0.053 | 3 | 0 | esc | 0 | 0 | 0.055966 | 0.0023051 | 0.055966 | 0.0023051 | 0.055966 | 0.0023051
[79 empty] | WLDFR | HFTD - Transmission - Zone 1 - 60/70 kV | Red Flag Warning - Catastrophic Fires | 2024 | 0 | 0 | 0 | 0 | 14664.6376 | 233.2301 | 8896.516 | 5534.8915 | 0 | 0 | 843.2942 | 843.2942 | 1.1319e-05 |  | 0 | 0 | 0 | 0 | 0 | 0 | 0 | 0.0095449 | 0.0095449 | 0 | 0.0095449 | 0.0095449 | [40 empty] | All EPR in 2020WLDFRElectric Reliability | WLDFR | HFTD - Distribution - Tier 3 - 1QU CoRE ¦ 1QU LoRE | Red Flag Warning - Small Fires | 2024 | Electric Reliability | 0.03759 | 68.3395 | 2024 | Control | 0.1325 | 3 | 0 | esc | 0 | 0 | 0 | 0 | 0.15274 | 0.0057414 | 0.15274 | 0.0057414
[79 empty] | WLDFR | HFTD - Transmission - Zone 1 - 60/70 kV | Red Flag Warning - Catastrophic Fires | 2025 | 0 | 0 | 0 | 0 | 14664.6376 | 233.2301 | 8896.516 | 5534.8915 | 0 | 0 | 0 | 843.2942 | 1.1319e-05 |  | 0 | 0 | 0 | 0 | 0 | 0 | 0 | 0 | 0 | 0 | 0.0095449 | 0.0095449 | [40 empty] | All EPR in 2020WLDFRFinancial | WLDFR | HFTD - Distribution - Tier 3 - 1QU CoRE ¦ 1QU LoRE | Red Flag Warning - Small Fires | 2024 | Financial | 0.0016314 | 68.3395 | 2024 | Control | 0.053 | 3 | 0 | esc | 0 | 0 | 0 | 0 | 0.055966 | 9.1305e-05 | 0.055966 | 9.1305e-05
[79 empty] | WLDFR | HFTD - Transmission - Zone 1 - 60/70 kV | Red Flag Warning - Destructive Fires | 2020 | 0 | 0 | 0 | 0 | 8807.9522 | 222.2294 | 8585.7228 | 0 | 514.4532 | 0 | 0 | 0 | 1.6169e-06 |  | 0 | 0.00083184 | 0.00083184 | 0 | 0 | 0 | 0 | 0 | 0 | 0 | 0 | 0 | [40 empty] | All EPR in 2020WLDFRSafety | WLDFR | HFTD - Distribution - Tier 3 - 1QU CoRE ¦ 1QU LoRE | Red Flag Warning - Small Fires | 2024 | Safety | 0.041187 | 68.3395 | 2024 | Control | 0.053 | 3 | 0 | esc | 0 | 0 | 0 | 0 | 0.055966 | 0.0023051 | 0.055966 | 0.0023051
[79 empty] | WLDFR | HFTD - Transmission - Zone 1 - 60/70 kV | Red Flag Warning - Destructive Fires | 2021 | 0 | 0 | 0 | 0 | 8807.9522 | 222.2294 | 8585.7228 | 0 | 514.4532 | 514.4532 | 0 | 0 | 1.6169e-06 |  | 0 | 0.00083184 | 0.00083184 | 0 | 0.00083184 | 0.00083184 | 0 | 0 | 0 | 0 | 0 | 0 | [40 empty] | All EPR in 2020WLDFRElectric Reliability | WLDFR | HFTD - Distribution - Tier 3 - 1QU CoRE ¦ 1QU LoRE | Red Flag Warning - Small Fires | 2025 | Electric Reliability | 0.03759 | 68.3395 | 2025 | Control | 0.1325 | 3 | 0 | esc | 0 | 0 | 0 | 0 | 0 | 0 | 0.15274 | 0.0057414
[79 empty] | WLDFR | HFTD - Transmission - Zone 1 - 60/70 kV | Red Flag Warning - Destructive Fires | 2022 | 0 | 0 | 0 | 0 | 8807.9522 | 222.2294 | 8585.7228 | 0 | 514.4532 | 514.4532 | 514.4532 | 0 | 1.6169e-06 |  | 0 | 0.00083184 | 0.00083184 | 0 | 0.00083184 | 0.00083184 | 0 | 0.00083184 | 0.00083184 | 0 | 0 | 0 | [40 empty] | All EPR in 2020WLDFRFinancial | WLDFR | HFTD - Distribution - Tier 3 - 1QU CoRE ¦ 1QU LoRE | Red Flag Warning - Small Fires | 2025 | Financial | 0.0016314 | 68.3395 | 2025 | Control | 0.053 | 3 | 0 | esc | 0 | 0 | 0 | 0 | 0 | 0 | 0.055966 | 9.1305e-05
[79 empty] | WLDFR | HFTD - Transmission - Zone 1 - 60/70 kV | Red Flag Warning - Destructive Fires | 2023 | 0 | 0 | 0 | 0 | 9129.7461 | 233.2301 | 8896.516 | 0 | 0 | 533.5273 | 533.5273 | 533.5273 | 1.6169e-06 |  | 0 | 0 | 0 | 0 | 0.00086268 | 0.00086268 | 0 | 0.00086268 | 0.00086268 | 0 | 0.00086268 | 0.00086268 | [40 empty] | All EPR in 2020WLDFRSafety | WLDFR | HFTD - Distribution - Tier 3 - 1QU CoRE ¦ 1QU LoRE | Red Flag Warning - Small Fires | 2025 | Safety | 0.041187 | 68.3395 | 2025 | Control | 0.053 | 3 | 0 | esc | 0 | 0 | 0 | 0 | 0 | 0 | 0.055966 | 0.0023051
[79 empty] | WLDFR | HFTD - Transmission - Zone 1 - 60/70 kV | Red Flag Warning - Destructive Fires | 2024 | 0 | 0 | 0 | 0 | 9129.7461 | 233.2301 | 8896.516 | 0 | 0 | 0 | 533.5273 | 533.5273 | 1.6169e-06 |  | 0 | 0 | 0 | 0 | 0 | 0 | 0 | 0.00086268 | 0.00086268 | 0 | 0.00086268 | 0.00086268 | [40 empty] | All EPR in 2020WLDFRElectric Reliability | WLDFR | HFTD - Distribution - Tier 3 - 1QU CoRE ¦ 1QU LoRE | Seismic - Non-Red Flag Warning - Catastrophic Fires | 2021 | Electric Reliability | 409.2237 | 68.3395 | 2021 | Control | 0.1325 | 3 | 0 | esc | 0.15274 | 62.5039 | 0.15274 | 62.5039 | 0 | 0 | 0 | 0
[79 empty] | WLDFR | HFTD - Transmission - Zone 1 - 60/70 kV | Red Flag Warning - Destructive Fires | 2025 | 0 | 0 | 0 | 0 | 9129.7461 | 233.2301 | 8896.516 | 0 | 0 | 0 | 0 | 533.5273 | 1.6169e-06 |  | 0 | 0 | 0 | 0 | 0 | 0 | 0 | 0 | 0 | 0 | 0.00086268 | 0.00086268 | [40 empty] | All EPR in 2020WLDFRFinancial | WLDFR | HFTD - Distribution - Tier 3 - 1QU CoRE ¦ 1QU LoRE | Seismic - Non-Red Flag Warning - Catastrophic Fires | 2021 | Financial | 13469.0878 | 68.3395 | 2021 | Control | 0.053 | 3 | 0 | esc | 0.055966 | 753.8138 | 0.055966 | 753.8138 | 0 | 0 | 0 | 0
[79 empty] | WLDFR | HFTD - Transmission - Zone 1 - 60/70 kV | Red Flag Warning - Large Fires | 2020 | 0 | 0 | 0 | 0 | 5.2406 | 0.69642 | 2.942 | 1.6022 | 0.36069 | 0 | 0 | 0 | 9.7016e-06 |  | 0 | 3.4993e-06 | 3.4993e-06 | 0 | 0 | 0 | 0 | 0 | 0 | 0 | 0 | 0 | [40 empty] | All EPR in 2020WLDFRSafety | WLDFR | HFTD - Distribution - Tier 3 - 1QU CoRE ¦ 1QU LoRE | Seismic - Non-Red Flag Warning - Catastrophic Fires | 2021 | Safety | 7205.5313 | 68.3395 | 2021 | Control | 0.053 | 3 | 0 | esc | 0.055966 | 403.2663 | 0.055966 | 403.2663 | 0 | 0 | 0 | 0
[79 empty] | WLDFR | HFTD - Transmission - Zone 1 - 60/70 kV | Red Flag Warning - Large Fires | 2021 | 0 | 0 | 0 | 0 | 5.2406 | 0.69642 | 2.942 | 1.6022 | 0.36069 | 0.36069 | 0 | 0 | 9.7016e-06 |  | 0 | 3.4993e-06 | 3.4993e-06 | 0 | 3.4993e-06 | 3.4993e-06 | 0 | 0 | 0 | 0 | 0 | 0 | [40 empty] | All EPR in 2020WLDFRElectric Reliability | WLDFR | HFTD - Distribution - Tier 3 - 1QU CoRE ¦ 1QU LoRE | Seismic - Non-Red Flag Warning - Catastrophic Fires | 2022 | Electric Reliability | 409.2237 | 68.3395 | 2022 | Control | 0.1325 | 3 | 0 | esc | 0.15274 | 62.5039 | 0.15274 | 62.5039 | 0.15274 | 62.5039 | 0 | 0
[79 empty] | WLDFR | HFTD - Transmission - Zone 1 - 60/70 kV | Red Flag Warning - Large Fires | 2022 | 0 | 0 | 0 | 0 | 5.2406 | 0.69642 | 2.942 | 1.6022 | 0.36069 | 0.36069 | 0.36069 | 0 | 9.7016e-06 |  | 0 | 3.4993e-06 | 3.4993e-06 | 0 | 3.4993e-06 | 3.4993e-06 | 0 | 3.4993e-06 | 3.4993e-06 | 0 | 0 | 0 | [40 empty] | All EPR in 2020WLDFRFinancial | WLDFR | HFTD - Distribution - Tier 3 - 1QU CoRE ¦ 1QU LoRE | Seismic - Non-Red Flag Warning - Catastrophic Fires | 2022 | Financial | 13469.0878 | 68.3395 | 2022 | Control | 0.053 | 3 | 0 | esc | 0.055966 | 753.8138 | 0.055966 | 753.8138 | 0.055966 | 753.8138 | 0 | 0
[79 empty] | WLDFR | HFTD - Transmission - Zone 1 - 60/70 kV | Red Flag Warning - Large Fires | 2023 | 0 | 0 | 0 | 0 | 5.475 | 0.71896 | 3.0715 | 1.6846 | 0 | 0.37599 | 0.37599 | 0.37599 | 9.7016e-06 |  | 0 | 0 | 0 | 0 | 3.6477e-06 | 3.6477e-06 | 0 | 3.6477e-06 | 3.6477e-06 | 0 | 3.6477e-06 | 3.6477e-06 | [40 empty] | All EPR in 2020WLDFRSafety | WLDFR | HFTD - Distribution - Tier 3 - 1QU CoRE ¦ 1QU LoRE | Seismic - Non-Red Flag Warning - Catastrophic Fires | 2022 | Safety | 7205.5313 | 68.3395 | 2022 | Control | 0.053 | 3 | 0 | esc | 0.055966 | 403.2663 | 0.055966 | 403.2663 | 0.055966 | 403.2663 | 0 | 0
[79 empty] | WLDFR | HFTD - Transmission - Zone 1 - 60/70 kV | Red Flag Warning - Large Fires | 2024 | 0 | 0 | 0 | 0 | 5.475 | 0.71896 | 3.0715 | 1.6846 | 0 | 0 | 0.37599 | 0.37599 | 9.7016e-06 |  | 0 | 0 | 0 | 0 | 0 | 0 | 0 | 3.6477e-06 | 3.6477e-06 | 0 | 3.6477e-06 | 3.6477e-06 | [40 empty] | All EPR in 2020WLDFRElectric Reliability | WLDFR | HFTD - Distribution - Tier 3 - 1QU CoRE ¦ 1QU LoRE | Seismic - Non-Red Flag Warning - Catastrophic Fires | 2023 | Electric Reliability | 428.6023 | 68.3395 | 2023 | Control | 0.1325 | 3 | 0 | esc | 0 | 0 | 0.15274 | 65.4638 | 0.15274 | 65.4638 | 0.15274 | 65.4638
[79 empty] | WLDFR | HFTD - Transmission - Zone 1 - 60/70 kV | Red Flag Warning - Large Fires | 2025 | 0 | 0 | 0 | 0 | 5.475 | 0.71896 | 3.0715 | 1.6846 | 0 | 0 | 0 | 0.37599 | 9.7016e-06 |  | 0 | 0 | 0 | 0 | 0 | 0 | 0 | 0 | 0 | 0 | 3.6477e-06 | 3.6477e-06 | [40 empty] | All EPR in 2020WLDFRFinancial | WLDFR | HFTD - Distribution - Tier 3 - 1QU CoRE ¦ 1QU LoRE | Seismic - Non-Red Flag Warning - Catastrophic Fires | 2023 | Financial | 13939.561 | 68.3395 | 2023 | Control | 0.053 | 3 | 0 | esc | 0 | 0 | 0.055966 | 780.1444 | 0.055966 | 780.1444 | 0.055966 | 780.1444
[79 empty] | WLDFR | HFTD - Transmission - Zone 1 - 60/70 kV | Red Flag Warning - Small Fires | 2020 | 0 | 0 | 0 | 0 | 0.077901 | 0.036425 | 0.0015809 | 0.039895 | 0.0078847 | 0 | 0 | 0 | 0.00013331 |  | 0 | 1.0511e-06 | 1.0511e-06 | 0 | 0 | 0 | 0 | 0 | 0 | 0 | 0 | 0 | [40 empty] | All EPR in 2020WLDFRSafety | WLDFR | HFTD - Distribution - Tier 3 - 1QU CoRE ¦ 1QU LoRE | Seismic - Non-Red Flag Warning - Catastrophic Fires | 2023 | Safety | 7467.8148 | 68.3395 | 2023 | Control | 0.053 | 3 | 0 | esc | 0 | 0 | 0.055966 | 417.9453 | 0.055966 | 417.9453 | 0.055966 | 417.9453
[79 empty] | WLDFR | HFTD - Transmission - Zone 1 - 60/70 kV | Red Flag Warning - Small Fires | 2021 | 0 | 0 | 0 | 0 | 0.077901 | 0.036425 | 0.0015809 | 0.039895 | 0.0078847 | 0.0078847 | 0 | 0 | 0.00013331 |  | 0 | 1.0511e-06 | 1.0511e-06 | 0 | 1.0511e-06 | 1.0511e-06 | 0 | 0 | 0 | 0 | 0 | 0 | [40 empty] | All EPR in 2020WLDFRElectric Reliability | WLDFR | HFTD - Distribution - Tier 3 - 1QU CoRE ¦ 1QU LoRE | Seismic - Non-Red Flag Warning - Catastrophic Fires | 2024 | Electric Reliability | 428.6023 | 68.3395 | 2024 | Control | 0.1325 | 3 | 0 | esc | 0 | 0 | 0 | 0 | 0.15274 | 65.4638 | 0.15274 | 65.4638
[79 empty] | WLDFR | HFTD - Transmission - Zone 1 - 60/70 kV | Red Flag Warning - Small Fires | 2022 | 0 | 0 | 0 | 0 | 0.077901 | 0.036425 | 0.0015809 | 0.039895 | 0.0078847 | 0.0078847 | 0.0078847 | 0 | 0.00013331 |  | 0 | 1.0511e-06 | 1.0511e-06 | 0 | 1.0511e-06 | 1.0511e-06 | 0 | 1.0511e-06 | 1.0511e-06 | 0 | 0 | 0 | [40 empty] | All EPR in 2020WLDFRFinancial | WLDFR | HFTD - Distribution - Tier 3 - 1QU CoRE ¦ 1QU LoRE | Seismic - Non-Red Flag Warning - Catastrophic Fires | 2024 | Financial | 13939.561 | 68.3395 | 2024 | Control | 0.053 | 3 | 0 | esc | 0 | 0 | 0 | 0 | 0.055966 | 780.1444 | 0.055966 | 780.1444
[79 empty] | WLDFR | HFTD - Transmission - Zone 1 - 60/70 kV | Red Flag Warning - Small Fires | 2023 | 0 | 0 | 0 | 0 | 0.080408 | 0.03759 | 0.0016314 | 0.041187 | 0 | 0.0081378 | 0.0081378 | 0.0081378 | 0.00013331 |  | 0 | 0 | 0 | 0 | 1.0848e-06 | 1.0848e-06 | 0 | 1.0848e-06 | 1.0848e-06 | 0 | 1.0848e-06 | 1.0848e-06 | [40 empty] | All EPR in 2020WLDFRSafety | WLDFR | HFTD - Distribution - Tier 3 - 1QU CoRE ¦ 1QU LoRE | Seismic - Non-Red Flag Warning - Catastrophic Fires | 2024 | Safety | 7467.8148 | 68.3395 | 2024 | Control | 0.053 | 3 | 0 | esc | 0 | 0 | 0 | 0 | 0.055966 | 417.9453 | 0.055966 | 417.9453
[79 empty] | WLDFR | HFTD - Transmission - Zone 1 - 60/70 kV | Red Flag Warning - Small Fires | 2024 | 0 | 0 | 0 | 0 | 0.080408 | 0.03759 | 0.0016314 | 0.041187 | 0 | 0 | 0.0081378 | 0.0081378 | 0.00013331 |  | 0 | 0 | 0 | 0 | 0 | 0 | 0 | 1.0848e-06 | 1.0848e-06 | 0 | 1.0848e-06 | 1.0848e-06 | [40 empty] | All EPR in 2020WLDFRElectric Reliability | WLDFR | HFTD - Distribution - Tier 3 - 1QU CoRE ¦ 1QU LoRE | Seismic - Non-Red Flag Warning - Catastrophic Fires | 2025 | Electric Reliability | 428.6023 | 68.3395 | 2025 | Control | 0.1325 | 3 | 0 | esc | 0 | 0 | 0 | 0 | 0 | 0 | 0.15274 | 65.4638
[79 empty] | WLDFR | HFTD - Transmission - Zone 1 - 60/70 kV | Red Flag Warning - Small Fires | 2025 | 0 | 0 | 0 | 0 | 0.080408 | 0.03759 | 0.0016314 | 0.041187 | 0 | 0 | 0 | 0.0081378 | 0.00013331 |  | 0 | 0 | 0 | 0 | 0 | 0 | 0 | 0 | 0 | 0 | 1.0848e-06 | 1.0848e-06 | [40 empty] | All EPR in 2020WLDFRFinancial | WLDFR | HFTD - Distribution - Tier 3 - 1QU CoRE ¦ 1QU LoRE | Seismic - Non-Red Flag Warning - Catastrophic Fires | 2025 | Financial | 13939.561 | 68.3395 | 2025 | Control | 0.053 | 3 | 0 | esc | 0 | 0 | 0 | 0 | 0 | 0 | 0.055966 | 780.1444
[149 empty] | All EPR in 2020WLDFRSafety | WLDFR | HFTD - Distribution - Tier 3 - 1QU CoRE ¦ 1QU LoRE | Seismic - Non-Red Flag Warning - Catastrophic Fires | 2025 | Safety | 7467.8148 | 68.3395 | 2025 | Control | 0.053 | 3 | 0 | esc | 0 | 0 | 0 | 0 | 0 | 0 | 0.055966 | 417.9453
[149 empty] | All EPR in 2020WLDFRElectric Reliability | WLDFR | HFTD - Distribution - Tier 3 - 1QU CoRE ¦ 1QU LoRE | Seismic - Red Flag Warning - Catastrophic Fires | 2021 | Electric Reliability | 409.2237 | 68.3395 | 2021 | Control | 0.1325 | 3 | 0 | esc | 0.15274 | 62.5039 | 0.15274 | 62.5039 | 0 | 0 | 0 | 0
[149 empty] | All EPR in 2020WLDFRFinancial | WLDFR | HFTD - Distribution - Tier 3 - 1QU CoRE ¦ 1QU LoRE | Seismic - Red Flag Warning - Catastrophic Fires | 2021 | Financial | 13469.0878 | 68.3395 | 2021 | Control | 0.053 | 3 | 0 | esc | 0.055966 | 753.8138 | 0.055966 | 753.8138 | 0 | 0 | 0 | 0
[149 empty] | All EPR in 2020WLDFRSafety | WLDFR | HFTD - Distribution - Tier 3 - 1QU CoRE ¦ 1QU LoRE | Seismic - Red Flag Warning - Catastrophic Fires | 2021 | Safety | 7205.5313 | 68.3395 | 2021 | Control | 0.053 | 3 | 0 | esc | 0.055966 | 403.2663 | 0.055966 | 403.2663 | 0 | 0 | 0 | 0
[149 empty] | All EPR in 2020WLDFRElectric Reliability | WLDFR | HFTD - Distribution - Tier 3 - 1QU CoRE ¦ 1QU LoRE | Seismic - Red Flag Warning - Catastrophic Fires | 2022 | Electric Reliability | 409.2237 | 68.3395 | 2022 | Control | 0.1325 | 3 | 0 | esc | 0.15274 | 62.5039 | 0.15274 | 62.5039 | 0.15274 | 62.5039 | 0 | 0
[149 empty] | All EPR in 2020WLDFRFinancial | WLDFR | HFTD - Distribution - Tier 3 - 1QU CoRE ¦ 1QU LoRE | Seismic - Red Flag Warning - Catastrophic Fires | 2022 | Financial | 13469.0878 | 68.3395 | 2022 | Control | 0.053 | 3 | 0 | esc | 0.055966 | 753.8138 | 0.055966 | 753.8138 | 0.055966 | 753.8138 | 0 | 0
[149 empty] | All EPR in 2020WLDFRSafety | WLDFR | HFTD - Distribution - Tier 3 - 1QU CoRE ¦ 1QU LoRE | Seismic - Red Flag Warning - Catastrophic Fires | 2022 | Safety | 7205.5313 | 68.3395 | 2022 | Control | 0.053 | 3 | 0 | esc | 0.055966 | 403.2663 | 0.055966 | 403.2663 | 0.055966 | 403.2663 | 0 | 0
[149 empty] | All EPR in 2020WLDFRElectric Reliability | WLDFR | HFTD - Distribution - Tier 3 - 1QU CoRE ¦ 1QU LoRE | Seismic - Red Flag Warning - Catastrophic Fires | 2023 | Electric Reliability | 428.6023 | 68.3395 | 2023 | Control | 0.1325 | 3 | 0 | esc | 0 | 0 | 0.15274 | 65.4638 | 0.15274 | 65.4638 | 0.15274 | 65.4638
[149 empty] | All EPR in 2020WLDFRFinancial | WLDFR | HFTD - Distribution - Tier 3 - 1QU CoRE ¦ 1QU LoRE | Seismic - Red Flag Warning - Catastrophic Fires | 2023 | Financial | 13939.561 | 68.3395 | 2023 | Control | 0.053 | 3 | 0 | esc | 0 | 0 | 0.055966 | 780.1444 | 0.055966 | 780.1444 | 0.055966 | 780.1444
[149 empty] | All EPR in 2020WLDFRSafety | WLDFR | HFTD - Distribution - Tier 3 - 1QU CoRE ¦ 1QU LoRE | Seismic - Red Flag Warning - Catastrophic Fires | 2023 | Safety | 7467.8148 | 68.3395 | 2023 | Control | 0.053 | 3 | 0 | esc | 0 | 0 | 0.055966 | 417.9453 | 0.055966 | 417.9453 | 0.055966 | 417.9453
[149 empty] | All EPR in 2020WLDFRElectric Reliability | WLDFR | HFTD - Distribution - Tier 3 - 1QU CoRE ¦ 1QU LoRE | Seismic - Red Flag Warning - Catastrophic Fires | 2024 | Electric Reliability | 428.6023 | 68.3395 | 2024 | Control | 0.1325 | 3 | 0 | esc | 0 | 0 | 0 | 0 | 0.15274 | 65.4638 | 0.15274 | 65.4638
[149 empty] | All EPR in 2020WLDFRFinancial | WLDFR | HFTD - Distribution - Tier 3 - 1QU CoRE ¦ 1QU LoRE | Seismic - Red Flag Warning - Catastrophic Fires | 2024 | Financial | 13939.561 | 68.3395 | 2024 | Control | 0.053 | 3 | 0 | esc | 0 | 0 | 0 | 0 | 0.055966 | 780.1444 | 0.055966 | 780.1444
[149 empty] | All EPR in 2020WLDFRSafety | WLDFR | HFTD - Distribution - Tier 3 - 1QU CoRE ¦ 1QU LoRE | Seismic - Red Flag Warning - Catastrophic Fires | 2024 | Safety | 7467.8148 | 68.3395 | 2024 | Control | 0.053 | 3 | 0 | esc | 0 | 0 | 0 | 0 | 0.055966 | 417.9453 | 0.055966 | 417.9453
[149 empty] | All EPR in 2020WLDFRElectric Reliability | WLDFR | HFTD - Distribution - Tier 3 - 1QU CoRE ¦ 1QU LoRE | Seismic - Red Flag Warning - Catastrophic Fires | 2025 | Electric Reliability | 428.6023 | 68.3395 | 2025 | Control | 0.1325 | 3 | 0 | esc | 0 | 0 | 0 | 0 | 0 | 0 | 0.15274 | 65.4638
[149 empty] | All EPR in 2020WLDFRFinancial | WLDFR | HFTD - Distribution - Tier 3 - 1QU CoRE ¦ 1QU LoRE | Seismic - Red Flag Warning - Catastrophic Fires | 2025 | Financial | 13939.561 | 68.3395 | 2025 | Control | 0.053 | 3 | 0 | esc | 0 | 0 | 0 | 0 | 0 | 0 | 0.055966 | 780.1444
[149 empty] | All EPR in 2020WLDFRSafety | WLDFR | HFTD - Distribution - Tier 3 - 1QU CoRE ¦ 1QU LoRE | Seismic - Red Flag Warning - Catastrophic Fires | 2025 | Safety | 7467.8148 | 68.3395 | 2025 | Control | 0.053 | 3 | 0 | esc | 0 | 0 | 0 | 0 | 0 | 0 | 0.055966 | 417.9453
[149 empty] | All EPR in 2020WLDFRElectric Reliability | WLDFR | HFTD - Distribution - Tier 3 - 1QU CoRE ¦ 2QU LoRE | Non-Red Flag Warning - Catastrophic Fires | 2021 | Electric Reliability | 222.2294 | 145.2608 | 2021 | Control | 0.1325 | 3 | 0 | esc | 0.15274 | 33.9428 | 0.15274 | 33.9428 | 0 | 0 | 0 | 0
[149 empty] | All EPR in 2020WLDFRFinancial | WLDFR | HFTD - Distribution - Tier 3 - 1QU CoRE ¦ 2QU LoRE | Non-Red Flag Warning - Catastrophic Fires | 2021 | Financial | 8585.7228 | 145.2608 | 2021 | Control | 0.053 | 3 | 0 | esc | 0.055966 | 480.5104 | 0.055966 | 480.5104 | 0 | 0 | 0 | 0
[149 empty] | All EPR in 2020WLDFRSafety | WLDFR | HFTD - Distribution - Tier 3 - 1QU CoRE ¦ 2QU LoRE | Non-Red Flag Warning - Catastrophic Fires | 2021 | Safety | 5338.1784 | 145.2608 | 2021 | Control | 0.053 | 3 | 0 | esc | 0.055966 | 298.7576 | 0.055966 | 298.7576 | 0 | 0 | 0 | 0
[149 empty] | All EPR in 2020WLDFRElectric Reliability | WLDFR | HFTD - Distribution - Tier 3 - 1QU CoRE ¦ 2QU LoRE | Non-Red Flag Warning - Catastrophic Fires | 2022 | Electric Reliability | 222.2294 | 145.2608 | 2022 | Control | 0.1325 | 3 | 0 | esc | 0.15274 | 33.9428 | 0.15274 | 33.9428 | 0.15274 | 33.9428 | 0 | 0
[149 empty] | All EPR in 2020WLDFRFinancial | WLDFR | HFTD - Distribution - Tier 3 - 1QU CoRE ¦ 2QU LoRE | Non-Red Flag Warning - Catastrophic Fires | 2022 | Financial | 8585.7228 | 145.2608 | 2022 | Control | 0.053 | 3 | 0 | esc | 0.055966 | 480.5104 | 0.055966 | 480.5104 | 0.055966 | 480.5104 | 0 | 0
[149 empty] | All EPR in 2020WLDFRSafety | WLDFR | HFTD - Distribution - Tier 3 - 1QU CoRE ¦ 2QU LoRE | Non-Red Flag Warning - Catastrophic Fires | 2022 | Safety | 5338.1784 | 145.2608 | 2022 | Control | 0.053 | 3 | 0 | esc | 0.055966 | 298.7576 | 0.055966 | 298.7576 | 0.055966 | 298.7576 | 0 | 0
[149 empty] | All EPR in 2020WLDFRElectric Reliability | WLDFR | HFTD - Distribution - Tier 3 - 1QU CoRE ¦ 2QU LoRE | Non-Red Flag Warning - Catastrophic Fires | 2023 | Electric Reliability | 233.2301 | 145.2608 | 2023 | Control | 0.1325 | 3 | 0 | esc | 0 | 0 | 0.15274 | 35.623 | 0.15274 | 35.623 | 0.15274 | 35.623
[149 empty] | All EPR in 2020WLDFRFinancial | WLDFR | HFTD - Distribution - Tier 3 - 1QU CoRE ¦ 2QU LoRE | Non-Red Flag Warning - Catastrophic Fires | 2023 | Financial | 8896.516 | 145.2608 | 2023 | Control | 0.053 | 3 | 0 | esc | 0 | 0 | 0.055966 | 497.9043 | 0.055966 | 497.9043 | 0.055966 | 497.9043
[149 empty] | All EPR in 2020WLDFRSafety | WLDFR | HFTD - Distribution - Tier 3 - 1QU CoRE ¦ 2QU LoRE | Non-Red Flag Warning - Catastrophic Fires | 2023 | Safety | 5534.8915 | 145.2608 | 2023 | Control | 0.053 | 3 | 0 | esc | 0 | 0 | 0.055966 | 309.7669 | 0.055966 | 309.7669 | 0.055966 | 309.7669
[149 empty] | All EPR in 2020WLDFRElectric Reliability | WLDFR | HFTD - Distribution - Tier 3 - 1QU CoRE ¦ 2QU LoRE | Non-Red Flag Warning - Catastrophic Fires | 2024 | Electric Reliability | 233.2301 | 145.2608 | 2024 | Control | 0.1325 | 3 | 0 | esc | 0 | 0 | 0 | 0 | 0.15274 | 35.623 | 0.15274 | 35.623
[149 empty] | All EPR in 2020WLDFRFinancial | WLDFR | HFTD - Distribution - Tier 3 - 1QU CoRE ¦ 2QU LoRE | Non-Red Flag Warning - Catastrophic Fires | 2024 | Financial | 8896.516 | 145.2608 | 2024 | Control | 0.053 | 3 | 0 | esc | 0 | 0 | 0 | 0 | 0.055966 | 497.9043 | 0.055966 | 497.9043
[149 empty] | All EPR in 2020WLDFRSafety | WLDFR | HFTD - Distribution - Tier 3 - 1QU CoRE ¦ 2QU LoRE | Non-Red Flag Warning - Catastrophic Fires | 2024 | Safety | 5534.8915 | 145.2608 | 2024 | Control | 0.053 | 3 | 0 | esc | 0 | 0 | 0 | 0 | 0.055966 | 309.7669 | 0.055966 | 309.7669
[149 empty] | All EPR in 2020WLDFRElectric Reliability | WLDFR | HFTD - Distribution - Tier 3 - 1QU CoRE ¦ 2QU LoRE | Non-Red Flag Warning - Catastrophic Fires | 2025 | Electric Reliability | 233.2301 | 145.2608 | 2025 | Control | 0.1325 | 3 | 0 | esc | 0 | 0 | 0 | 0 | 0 | 0 | 0.15274 | 35.623
[149 empty] | All EPR in 2020WLDFRFinancial | WLDFR | HFTD - Distribution - Tier 3 - 1QU CoRE ¦ 2QU LoRE | Non-Red Flag Warning - Catastrophic Fires | 2025 | Financial | 8896.516 | 145.2608 | 2025 | Control | 0.053 | 3 | 0 | esc | 0 | 0 | 0 | 0 | 0 | 0 | 0.055966 | 497.9043
[149 empty] | All EPR in 2020WLDFRSafety | WLDFR | HFTD - Distribution - Tier 3 - 1QU CoRE ¦ 2QU LoRE | Non-Red Flag Warning - Catastrophic Fires | 2025 | Safety | 5534.8915 | 145.2608 | 2025 | Control | 0.053 | 3 | 0 | esc | 0 | 0 | 0 | 0 | 0 | 0 | 0.055966 | 309.7669
[149 empty] | All EPR in 2020WLDFRElectric Reliability | WLDFR | HFTD - Distribution - Tier 3 - 1QU CoRE ¦ 2QU LoRE | Non-Red Flag Warning - Destructive Fires | 2021 | Electric Reliability | 222.2294 | 145.2608 | 2021 | Control | 0.1325 | 3 | 0 | esc | 0.15274 | 33.9428 | 0.15274 | 33.9428 | 0 | 0 | 0 | 0
[149 empty] | All EPR in 2020WLDFRFinancial | WLDFR | HFTD - Distribution - Tier 3 - 1QU CoRE ¦ 2QU LoRE | Non-Red Flag Warning - Destructive Fires | 2021 | Financial | 8585.7228 | 145.2608 | 2021 | Control | 0.053 | 3 | 0 | esc | 0.055966 | 480.5104 | 0.055966 | 480.5104 | 0 | 0 | 0 | 0
[149 empty] | All EPR in 2020WLDFRElectric Reliability | WLDFR | HFTD - Distribution - Tier 3 - 1QU CoRE ¦ 2QU LoRE | Non-Red Flag Warning - Destructive Fires | 2022 | Electric Reliability | 222.2294 | 145.2608 | 2022 | Control | 0.1325 | 3 | 0 | esc | 0.15274 | 33.9428 | 0.15274 | 33.9428 | 0.15274 | 33.9428 | 0 | 0
[149 empty] | All EPR in 2020WLDFRFinancial | WLDFR | HFTD - Distribution - Tier 3 - 1QU CoRE ¦ 2QU LoRE | Non-Red Flag Warning - Destructive Fires | 2022 | Financial | 8585.7228 | 145.2608 | 2022 | Control | 0.053 | 3 | 0 | esc | 0.055966 | 480.5104 | 0.055966 | 480.5104 | 0.055966 | 480.5104 | 0 | 0
[149 empty] | All EPR in 2020WLDFRElectric Reliability | WLDFR | HFTD - Distribution - Tier 3 - 1QU CoRE ¦ 2QU LoRE | Non-Red Flag Warning - Destructive Fires | 2023 | Electric Reliability | 233.2301 | 145.2608 | 2023 | Control | 0.1325 | 3 | 0 | esc | 0 | 0 | 0.15274 | 35.623 | 0.15274 | 35.623 | 0.15274 | 35.623
[149 empty] | All EPR in 2020WLDFRFinancial | WLDFR | HFTD - Distribution - Tier 3 - 1QU CoRE ¦ 2QU LoRE | Non-Red Flag Warning - Destructive Fires | 2023 | Financial | 8896.516 | 145.2608 | 2023 | Control | 0.053 | 3 | 0 | esc | 0 | 0 | 0.055966 | 497.9043 | 0.055966 | 497.9043 | 0.055966 | 497.9043
[149 empty] | All EPR in 2020WLDFRElectric Reliability | WLDFR | HFTD - Distribution - Tier 3 - 1QU CoRE ¦ 2QU LoRE | Non-Red Flag Warning - Destructive Fires | 2024 | Electric Reliability | 233.2301 | 145.2608 | 2024 | Control | 0.1325 | 3 | 0 | esc | 0 | 0 | 0 | 0 | 0.15274 | 35.623 | 0.15274 | 35.623
[149 empty] | All EPR in 2020WLDFRFinancial | WLDFR | HFTD - Distribution - Tier 3 - 1QU CoRE ¦ 2QU LoRE | Non-Red Flag Warning - Destructive Fires | 2024 | Financial | 8896.516 | 145.2608 | 2024 | Control | 0.053 | 3 | 0 | esc | 0 | 0 | 0 | 0 | 0.055966 | 497.9043 | 0.055966 | 497.9043
[149 empty] | All EPR in 2020WLDFRElectric Reliability | WLDFR | HFTD - Distribution - Tier 3 - 1QU CoRE ¦ 2QU LoRE | Non-Red Flag Warning - Destructive Fires | 2025 | Electric Reliability | 233.2301 | 145.2608 | 2025 | Control | 0.1325 | 3 | 0 | esc | 0 | 0 | 0 | 0 | 0 | 0 | 0.15274 | 35.623
[149 empty] | All EPR in 2020WLDFRFinancial | WLDFR | HFTD - Distribution - Tier 3 - 1QU CoRE ¦ 2QU LoRE | Non-Red Flag Warning - Destructive Fires | 2025 | Financial | 8896.516 | 145.2608 | 2025 | Control | 0.053 | 3 | 0 | esc | 0 | 0 | 0 | 0 | 0 | 0 | 0.055966 | 497.9043
[149 empty] | All EPR in 2020WLDFRElectric Reliability | WLDFR | HFTD - Distribution - Tier 3 - 1QU CoRE ¦ 2QU LoRE | Non-Red Flag Warning - Large Fires | 2021 | Electric Reliability | 0.69642 | 145.2608 | 2021 | Control | 0.1325 | 3 | 0 | esc | 0.15274 | 0.10637 | 0.15274 | 0.10637 | 0 | 0 | 0 | 0
[149 empty] | All EPR in 2020WLDFRFinancial | WLDFR | HFTD - Distribution - Tier 3 - 1QU CoRE ¦ 2QU LoRE | Non-Red Flag Warning - Large Fires | 2021 | Financial | 2.942 | 145.2608 | 2021 | Control | 0.053 | 3 | 0 | esc | 0.055966 | 0.16465 | 0.055966 | 0.16465 | 0 | 0 | 0 | 0
[149 empty] | All EPR in 2020WLDFRSafety | WLDFR | HFTD - Distribution - Tier 3 - 1QU CoRE ¦ 2QU LoRE | Non-Red Flag Warning - Large Fires | 2021 | Safety | 1.6022 | 145.2608 | 2021 | Control | 0.053 | 3 | 0 | esc | 0.055966 | 0.089668 | 0.055966 | 0.089668 | 0 | 0 | 0 | 0
[149 empty] | All EPR in 2020WLDFRElectric Reliability | WLDFR | HFTD - Distribution - Tier 3 - 1QU CoRE ¦ 2QU LoRE | Non-Red Flag Warning - Large Fires | 2022 | Electric Reliability | 0.69642 | 145.2608 | 2022 | Control | 0.1325 | 3 | 0 | esc | 0.15274 | 0.10637 | 0.15274 | 0.10637 | 0.15274 | 0.10637 | 0 | 0
[149 empty] | All EPR in 2020WLDFRFinancial | WLDFR | HFTD - Distribution - Tier 3 - 1QU CoRE ¦ 2QU LoRE | Non-Red Flag Warning - Large Fires | 2022 | Financial | 2.942 | 145.2608 | 2022 | Control | 0.053 | 3 | 0 | esc | 0.055966 | 0.16465 | 0.055966 | 0.16465 | 0.055966 | 0.16465 | 0 | 0
[149 empty] | All EPR in 2020WLDFRSafety | WLDFR | HFTD - Distribution - Tier 3 - 1QU CoRE ¦ 2QU LoRE | Non-Red Flag Warning - Large Fires | 2022 | Safety | 1.6022 | 145.2608 | 2022 | Control | 0.053 | 3 | 0 | esc | 0.055966 | 0.089668 | 0.055966 | 0.089668 | 0.055966 | 0.089668 | 0 | 0
[149 empty] | All EPR in 2020WLDFRElectric Reliability | WLDFR | HFTD - Distribution - Tier 3 - 1QU CoRE ¦ 2QU LoRE | Non-Red Flag Warning - Large Fires | 2023 | Electric Reliability | 0.71896 | 145.2608 | 2023 | Control | 0.1325 | 3 | 0 | esc | 0 | 0 | 0.15274 | 0.10981 | 0.15274 | 0.10981 | 0.15274 | 0.10981
[149 empty] | All EPR in 2020WLDFRFinancial | WLDFR | HFTD - Distribution - Tier 3 - 1QU CoRE ¦ 2QU LoRE | Non-Red Flag Warning - Large Fires | 2023 | Financial | 3.0715 | 145.2608 | 2023 | Control | 0.053 | 3 | 0 | esc | 0 | 0 | 0.055966 | 0.1719 | 0.055966 | 0.1719 | 0.055966 | 0.1719
[149 empty] | All EPR in 2020WLDFRSafety | WLDFR | HFTD - Distribution - Tier 3 - 1QU CoRE ¦ 2QU LoRE | Non-Red Flag Warning - Large Fires | 2023 | Safety | 1.6846 | 145.2608 | 2023 | Control | 0.053 | 3 | 0 | esc | 0 | 0 | 0.055966 | 0.094279 | 0.055966 | 0.094279 | 0.055966 | 0.094279
[149 empty] | All EPR in 2020WLDFRElectric Reliability | WLDFR | HFTD - Distribution - Tier 3 - 1QU CoRE ¦ 2QU LoRE | Non-Red Flag Warning - Large Fires | 2024 | Electric Reliability | 0.71896 | 145.2608 | 2024 | Control | 0.1325 | 3 | 0 | esc | 0 | 0 | 0 | 0 | 0.15274 | 0.10981 | 0.15274 | 0.10981
[149 empty] | All EPR in 2020WLDFRFinancial | WLDFR | HFTD - Distribution - Tier 3 - 1QU CoRE ¦ 2QU LoRE | Non-Red Flag Warning - Large Fires | 2024 | Financial | 3.0715 | 145.2608 | 2024 | Control | 0.053 | 3 | 0 | esc | 0 | 0 | 0 | 0 | 0.055966 | 0.1719 | 0.055966 | 0.1719
[149 empty] | All EPR in 2020WLDFRSafety | WLDFR | HFTD - Distribution - Tier 3 - 1QU CoRE ¦ 2QU LoRE | Non-Red Flag Warning - Large Fires | 2024 | Safety | 1.6846 | 145.2608 | 2024 | Control | 0.053 | 3 | 0 | esc | 0 | 0 | 0 | 0 | 0.055966 | 0.094279 | 0.055966 | 0.094279
[149 empty] | All EPR in 2020WLDFRElectric Reliability | WLDFR | HFTD - Distribution - Tier 3 - 1QU CoRE ¦ 2QU LoRE | Non-Red Flag Warning - Large Fires | 2025 | Electric Reliability | 0.71896 | 145.2608 | 2025 | Control | 0.1325 | 3 | 0 | esc | 0 | 0 | 0 | 0 | 0 | 0 | 0.15274 | 0.10981
[149 empty] | All EPR in 2020WLDFRFinancial | WLDFR | HFTD - Distribution - Tier 3 - 1QU CoRE ¦ 2QU LoRE | Non-Red Flag Warning - Large Fires | 2025 | Financial | 3.0715 | 145.2608 | 2025 | Control | 0.053 | 3 | 0 | esc | 0 | 0 | 0 | 0 | 0 | 0 | 0.055966 | 0.1719
[149 empty] | All EPR in 2020WLDFRSafety | WLDFR | HFTD - Distribution - Tier 3 - 1QU CoRE ¦ 2QU LoRE | Non-Red Flag Warning - Large Fires | 2025 | Safety | 1.6846 | 145.2608 | 2025 | Control | 0.053 | 3 | 0 | esc | 0 | 0 | 0 | 0 | 0 | 0 | 0.055966 | 0.094279
[149 empty] | All EPR in 2020WLDFRElectric Reliability | WLDFR | HFTD - Distribution - Tier 3 - 1QU CoRE ¦ 2QU LoRE | Non-Red Flag Warning - Small Fires | 2021 | Electric Reliability | 0.036425 | 145.2608 | 2021 | Control | 0.1325 | 3 | 0 | esc | 0.15274 | 0.0055635 | 0.15274 | 0.0055635 | 0 | 0 | 0 | 0
[149 empty] | All EPR in 2020WLDFRFinancial | WLDFR | HFTD - Distribution - Tier 3 - 1QU CoRE ¦ 2QU LoRE | Non-Red Flag Warning - Small Fires | 2021 | Financial | 0.0015809 | 145.2608 | 2021 | Control | 0.053 | 3 | 0 | esc | 0.055966 | 8.8475e-05 | 0.055966 | 8.8475e-05 | 0 | 0 | 0 | 0
[149 empty] | All EPR in 2020WLDFRSafety | WLDFR | HFTD - Distribution - Tier 3 - 1QU CoRE ¦ 2QU LoRE | Non-Red Flag Warning - Small Fires | 2021 | Safety | 0.039895 | 145.2608 | 2021 | Control | 0.053 | 3 | 0 | esc | 0.055966 | 0.0022328 | 0.055966 | 0.0022328 | 0 | 0 | 0 | 0
[149 empty] | All EPR in 2020WLDFRElectric Reliability | WLDFR | HFTD - Distribution - Tier 3 - 1QU CoRE ¦ 2QU LoRE | Non-Red Flag Warning - Small Fires | 2022 | Electric Reliability | 0.036425 | 145.2608 | 2022 | Control | 0.1325 | 3 | 0 | esc | 0.15274 | 0.0055635 | 0.15274 | 0.0055635 | 0.15274 | 0.0055635 | 0 | 0
[149 empty] | All EPR in 2020WLDFRFinancial | WLDFR | HFTD - Distribution - Tier 3 - 1QU CoRE ¦ 2QU LoRE | Non-Red Flag Warning - Small Fires | 2022 | Financial | 0.0015809 | 145.2608 | 2022 | Control | 0.053 | 3 | 0 | esc | 0.055966 | 8.8475e-05 | 0.055966 | 8.8475e-05 | 0.055966 | 8.8475e-05 | 0 | 0
[149 empty] | All EPR in 2020WLDFRSafety | WLDFR | HFTD - Distribution - Tier 3 - 1QU CoRE ¦ 2QU LoRE | Non-Red Flag Warning - Small Fires | 2022 | Safety | 0.039895 | 145.2608 | 2022 | Control | 0.053 | 3 | 0 | esc | 0.055966 | 0.0022328 | 0.055966 | 0.0022328 | 0.055966 | 0.0022328 | 0 | 0
[149 empty] | All EPR in 2020WLDFRElectric Reliability | WLDFR | HFTD - Distribution - Tier 3 - 1QU CoRE ¦ 2QU LoRE | Non-Red Flag Warning - Small Fires | 2023 | Electric Reliability | 0.03759 | 145.2608 | 2023 | Control | 0.1325 | 3 | 0 | esc | 0 | 0 | 0.15274 | 0.0057414 | 0.15274 | 0.0057414 | 0.15274 | 0.0057414
[149 empty] | All EPR in 2020WLDFRFinancial | WLDFR | HFTD - Distribution - Tier 3 - 1QU CoRE ¦ 2QU LoRE | Non-Red Flag Warning - Small Fires | 2023 | Financial | 0.0016314 | 145.2608 | 2023 | Control | 0.053 | 3 | 0 | esc | 0 | 0 | 0.055966 | 9.1305e-05 | 0.055966 | 9.1305e-05 | 0.055966 | 9.1305e-05
[149 empty] | All EPR in 2020WLDFRSafety | WLDFR | HFTD - Distribution - Tier 3 - 1QU CoRE ¦ 2QU LoRE | Non-Red Flag Warning - Small Fires | 2023 | Safety | 0.041187 | 145.2608 | 2023 | Control | 0.053 | 3 | 0 | esc | 0 | 0 | 0.055966 | 0.0023051 | 0.055966 | 0.0023051 | 0.055966 | 0.0023051
[149 empty] | All EPR in 2020WLDFRElectric Reliability | WLDFR | HFTD - Distribution - Tier 3 - 1QU CoRE ¦ 2QU LoRE | Non-Red Flag Warning - Small Fires | 2024 | Electric Reliability | 0.03759 | 145.2608 | 2024 | Control | 0.1325 | 3 | 0 | esc | 0 | 0 | 0 | 0 | 0.15274 | 0.0057414 | 0.15274 | 0.0057414
[149 empty] | All EPR in 2020WLDFRFinancial | WLDFR | HFTD - Distribution - Tier 3 - 1QU CoRE ¦ 2QU LoRE | Non-Red Flag Warning - Small Fires | 2024 | Financial | 0.0016314 | 145.2608 | 2024 | Control | 0.053 | 3 | 0 | esc | 0 | 0 | 0 | 0 | 0.055966 | 9.1305e-05 | 0.055966 | 9.1305e-05
[149 empty] | All EPR in 2020WLDFRSafety | WLDFR | HFTD - Distribution - Tier 3 - 1QU CoRE ¦ 2QU LoRE | Non-Red Flag Warning - Small Fires | 2024 | Safety | 0.041187 | 145.2608 | 2024 | Control | 0.053 | 3 | 0 | esc | 0 | 0 | 0 | 0 | 0.055966 | 0.0023051 | 0.055966 | 0.0023051
[149 empty] | All EPR in 2020WLDFRElectric Reliability | WLDFR | HFTD - Distribution - Tier 3 - 1QU CoRE ¦ 2QU LoRE | Non-Red Flag Warning - Small Fires | 2025 | Electric Reliability | 0.03759 | 145.2608 | 2025 | Control | 0.1325 | 3 | 0 | esc | 0 | 0 | 0 | 0 | 0 | 0 | 0.15274 | 0.0057414
[149 empty] | All EPR in 2020WLDFRFinancial | WLDFR | HFTD - Distribution - Tier 3 - 1QU CoRE ¦ 2QU LoRE | Non-Red Flag Warning - Small Fires | 2025 | Financial | 0.0016314 | 145.2608 | 2025 | Control | 0.053 | 3 | 0 | esc | 0 | 0 | 0 | 0 | 0 | 0 | 0.055966 | 9.1305e-05
[149 empty] | All EPR in 2020WLDFRSafety | WLDFR | HFTD - Distribution - Tier 3 - 1QU CoRE ¦ 2QU LoRE | Non-Red Flag Warning - Small Fires | 2025 | Safety | 0.041187 | 145.2608 | 2025 | Control | 0.053 | 3 | 0 | esc | 0 | 0 | 0 | 0 | 0 | 0 | 0.055966 | 0.0023051
[149 empty] | All EPR in 2020WLDFRElectric Reliability | WLDFR | HFTD - Distribution - Tier 3 - 1QU CoRE ¦ 2QU LoRE | Red Flag Warning - Catastrophic Fires | 2021 | Electric Reliability | 222.2294 | 145.2608 | 2021 | Control | 0.1325 | 3 | 0 | esc | 0.15274 | 33.9428 | 0.15274 | 33.9428 | 0 | 0 | 0 | 0
[149 empty] | All EPR in 2020WLDFRFinancial | WLDFR | HFTD - Distribution - Tier 3 - 1QU CoRE ¦ 2QU LoRE | Red Flag Warning - Catastrophic Fires | 2021 | Financial | 8585.7228 | 145.2608 | 2021 | Control | 0.053 | 3 | 0 | esc | 0.055966 | 480.5104 | 0.055966 | 480.5104 | 0 | 0 | 0 | 0
[149 empty] | All EPR in 2020WLDFRSafety | WLDFR | HFTD - Distribution - Tier 3 - 1QU CoRE ¦ 2QU LoRE | Red Flag Warning - Catastrophic Fires | 2021 | Safety | 5338.1784 | 145.2608 | 2021 | Control | 0.053 | 3 | 0 | esc | 0.055966 | 298.7576 | 0.055966 | 298.7576 | 0 | 0 | 0 | 0
[149 empty] | All EPR in 2020WLDFRElectric Reliability | WLDFR | HFTD - Distribution - Tier 3 - 1QU CoRE ¦ 2QU LoRE | Red Flag Warning - Catastrophic Fires | 2022 | Electric Reliability | 222.2294 | 145.2608 | 2022 | Control | 0.1325 | 3 | 0 | esc | 0.15274 | 33.9428 | 0.15274 | 33.9428 | 0.15274 | 33.9428 | 0 | 0
[149 empty] | All EPR in 2020WLDFRFinancial | WLDFR | HFTD - Distribution - Tier 3 - 1QU CoRE ¦ 2QU LoRE | Red Flag Warning - Catastrophic Fires | 2022 | Financial | 8585.7228 | 145.2608 | 2022 | Control | 0.053 | 3 | 0 | esc | 0.055966 | 480.5104 | 0.055966 | 480.5104 | 0.055966 | 480.5104 | 0 | 0
[149 empty] | All EPR in 2020WLDFRSafety | WLDFR | HFTD - Distribution - Tier 3 - 1QU CoRE ¦ 2QU LoRE | Red Flag Warning - Catastrophic Fires | 2022 | Safety | 5338.1784 | 145.2608 | 2022 | Control | 0.053 | 3 | 0 | esc | 0.055966 | 298.7576 | 0.055966 | 298.7576 | 0.055966 | 298.7576 | 0 | 0
[149 empty] | All EPR in 2020WLDFRElectric Reliability | WLDFR | HFTD - Distribution - Tier 3 - 1QU CoRE ¦ 2QU LoRE | Red Flag Warning - Catastrophic Fires | 2023 | Electric Reliability | 233.2301 | 145.2608 | 2023 | Control | 0.1325 | 3 | 0 | esc | 0 | 0 | 0.15274 | 35.623 | 0.15274 | 35.623 | 0.15274 | 35.623
[149 empty] | All EPR in 2020WLDFRFinancial | WLDFR | HFTD - Distribution - Tier 3 - 1QU CoRE ¦ 2QU LoRE | Red Flag Warning - Catastrophic Fires | 2023 | Financial | 8896.516 | 145.2608 | 2023 | Control | 0.053 | 3 | 0 | esc | 0 | 0 | 0.055966 | 497.9043 | 0.055966 | 497.9043 | 0.055966 | 497.9043
[149 empty] | All EPR in 2020WLDFRSafety | WLDFR | HFTD - Distribution - Tier 3 - 1QU CoRE ¦ 2QU LoRE | Red Flag Warning - Catastrophic Fires | 2023 | Safety | 5534.8915 | 145.2608 | 2023 | Control | 0.053 | 3 | 0 | esc | 0 | 0 | 0.055966 | 309.7669 | 0.055966 | 309.7669 | 0.055966 | 309.7669
[149 empty] | All EPR in 2020WLDFRElectric Reliability | WLDFR | HFTD - Distribution - Tier 3 - 1QU CoRE ¦ 2QU LoRE | Red Flag Warning - Catastrophic Fires | 2024 | Electric Reliability | 233.2301 | 145.2608 | 2024 | Control | 0.1325 | 3 | 0 | esc | 0 | 0 | 0 | 0 | 0.15274 | 35.623 | 0.15274 | 35.623
[149 empty] | All EPR in 2020WLDFRFinancial | WLDFR | HFTD - Distribution - Tier 3 - 1QU CoRE ¦ 2QU LoRE | Red Flag Warning - Catastrophic Fires | 2024 | Financial | 8896.516 | 145.2608 | 2024 | Control | 0.053 | 3 | 0 | esc | 0 | 0 | 0 | 0 | 0.055966 | 497.9043 | 0.055966 | 497.9043
[149 empty] | All EPR in 2020WLDFRSafety | WLDFR | HFTD - Distribution - Tier 3 - 1QU CoRE ¦ 2QU LoRE | Red Flag Warning - Catastrophic Fires | 2024 | Safety | 5534.8915 | 145.2608 | 2024 | Control | 0.053 | 3 | 0 | esc | 0 | 0 | 0 | 0 | 0.055966 | 309.7669 | 0.055966 | 309.7669
[149 empty] | All EPR in 2020WLDFRElectric Reliability | WLDFR | HFTD - Distribution - Tier 3 - 1QU CoRE ¦ 2QU LoRE | Red Flag Warning - Catastrophic Fires | 2025 | Electric Reliability | 233.2301 | 145.2608 | 2025 | Control | 0.1325 | 3 | 0 | esc | 0 | 0 | 0 | 0 | 0 | 0 | 0.15274 | 35.623
[149 empty] | All EPR in 2020WLDFRFinancial | WLDFR | HFTD - Distribution - Tier 3 - 1QU CoRE ¦ 2QU LoRE | Red Flag Warning - Catastrophic Fires | 2025 | Financial | 8896.516 | 145.2608 | 2025 | Control | 0.053 | 3 | 0 | esc | 0 | 0 | 0 | 0 | 0 | 0 | 0.055966 | 497.9043
[149 empty] | All EPR in 2020WLDFRSafety | WLDFR | HFTD - Distribution - Tier 3 - 1QU CoRE ¦ 2QU LoRE | Red Flag Warning - Catastrophic Fires | 2025 | Safety | 5534.8915 | 145.2608 | 2025 | Control | 0.053 | 3 | 0 | esc | 0 | 0 | 0 | 0 | 0 | 0 | 0.055966 | 309.7669
[149 empty] | All EPR in 2020WLDFRElectric Reliability | WLDFR | HFTD - Distribution - Tier 3 - 1QU CoRE ¦ 2QU LoRE | Red Flag Warning - Destructive Fires | 2021 | Electric Reliability | 222.2294 | 145.2608 | 2021 | Control | 0.1325 | 3 | 0 | esc | 0.15274 | 33.9428 | 0.15274 | 33.9428 | 0 | 0 | 0 | 0
[149 empty] | All EPR in 2020WLDFRFinancial | WLDFR | HFTD - Distribution - Tier 3 - 1QU CoRE ¦ 2QU LoRE | Red Flag Warning - Destructive Fires | 2021 | Financial | 8585.7228 | 145.2608 | 2021 | Control | 0.053 | 3 | 0 | esc | 0.055966 | 480.5104 | 0.055966 | 480.5104 | 0 | 0 | 0 | 0
[149 empty] | All EPR in 2020WLDFRElectric Reliability | WLDFR | HFTD - Distribution - Tier 3 - 1QU CoRE ¦ 2QU LoRE | Red Flag Warning - Destructive Fires | 2022 | Electric Reliability | 222.2294 | 145.2608 | 2022 | Control | 0.1325 | 3 | 0 | esc | 0.15274 | 33.9428 | 0.15274 | 33.9428 | 0.15274 | 33.9428 | 0 | 0
[149 empty] | All EPR in 2020WLDFRFinancial | WLDFR | HFTD - Distribution - Tier 3 - 1QU CoRE ¦ 2QU LoRE | Red Flag Warning - Destructive Fires | 2022 | Financial | 8585.7228 | 145.2608 | 2022 | Control | 0.053 | 3 | 0 | esc | 0.055966 | 480.5104 | 0.055966 | 480.5104 | 0.055966 | 480.5104 | 0 | 0
[149 empty] | All EPR in 2020WLDFRElectric Reliability | WLDFR | HFTD - Distribution - Tier 3 - 1QU CoRE ¦ 2QU LoRE | Red Flag Warning - Destructive Fires | 2023 | Electric Reliability | 233.2301 | 145.2608 | 2023 | Control | 0.1325 | 3 | 0 | esc | 0 | 0 | 0.15274 | 35.623 | 0.15274 | 35.623 | 0.15274 | 35.623
[149 empty] | All EPR in 2020WLDFRFinancial | WLDFR | HFTD - Distribution - Tier 3 - 1QU CoRE ¦ 2QU LoRE | Red Flag Warning - Destructive Fires | 2023 | Financial | 8896.516 | 145.2608 | 2023 | Control | 0.053 | 3 | 0 | esc | 0 | 0 | 0.055966 | 497.9043 | 0.055966 | 497.9043 | 0.055966 | 497.9043
[149 empty] | All EPR in 2020WLDFRElectric Reliability | WLDFR | HFTD - Distribution - Tier 3 - 1QU CoRE ¦ 2QU LoRE | Red Flag Warning - Destructive Fires | 2024 | Electric Reliability | 233.2301 | 145.2608 | 2024 | Control | 0.1325 | 3 | 0 | esc | 0 | 0 | 0 | 0 | 0.15274 | 35.623 | 0.15274 | 35.623
[149 empty] | All EPR in 2020WLDFRFinancial | WLDFR | HFTD - Distribution - Tier 3 - 1QU CoRE ¦ 2QU LoRE | Red Flag Warning - Destructive Fires | 2024 | Financial | 8896.516 | 145.2608 | 2024 | Control | 0.053 | 3 | 0 | esc | 0 | 0 | 0 | 0 | 0.055966 | 497.9043 | 0.055966 | 497.9043
[149 empty] | All EPR in 2020WLDFRElectric Reliability | WLDFR | HFTD - Distribution - Tier 3 - 1QU CoRE ¦ 2QU LoRE | Red Flag Warning - Destructive Fires | 2025 | Electric Reliability | 233.2301 | 145.2608 | 2025 | Control | 0.1325 | 3 | 0 | esc | 0 | 0 | 0 | 0 | 0 | 0 | 0.15274 | 35.623
[149 empty] | All EPR in 2020WLDFRFinancial | WLDFR | HFTD - Distribution - Tier 3 - 1QU CoRE ¦ 2QU LoRE | Red Flag Warning - Destructive Fires | 2025 | Financial | 8896.516 | 145.2608 | 2025 | Control | 0.053 | 3 | 0 | esc | 0 | 0 | 0 | 0 | 0 | 0 | 0.055966 | 497.9043
[149 empty] | All EPR in 2020WLDFRElectric Reliability | WLDFR | HFTD - Distribution - Tier 3 - 1QU CoRE ¦ 2QU LoRE | Red Flag Warning - Large Fires | 2021 | Electric Reliability | 0.69642 | 145.2608 | 2021 | Control | 0.1325 | 3 | 0 | esc | 0.15274 | 0.10637 | 0.15274 | 0.10637 | 0 | 0 | 0 | 0
[149 empty] | All EPR in 2020WLDFRFinancial | WLDFR | HFTD - Distribution - Tier 3 - 1QU CoRE ¦ 2QU LoRE | Red Flag Warning - Large Fires | 2021 | Financial | 2.942 | 145.2608 | 2021 | Control | 0.053 | 3 | 0 | esc | 0.055966 | 0.16465 | 0.055966 | 0.16465 | 0 | 0 | 0 | 0
[149 empty] | All EPR in 2020WLDFRSafety | WLDFR | HFTD - Distribution - Tier 3 - 1QU CoRE ¦ 2QU LoRE | Red Flag Warning - Large Fires | 2021 | Safety | 1.6022 | 145.2608 | 2021 | Control | 0.053 | 3 | 0 | esc | 0.055966 | 0.089668 | 0.055966 | 0.089668 | 0 | 0 | 0 | 0
[149 empty] | All EPR in 2020WLDFRElectric Reliability | WLDFR | HFTD - Distribution - Tier 3 - 1QU CoRE ¦ 2QU LoRE | Red Flag Warning - Large Fires | 2022 | Electric Reliability | 0.69642 | 145.2608 | 2022 | Control | 0.1325 | 3 | 0 | esc | 0.15274 | 0.10637 | 0.15274 | 0.10637 | 0.15274 | 0.10637 | 0 | 0
[149 empty] | All EPR in 2020WLDFRFinancial | WLDFR | HFTD - Distribution - Tier 3 - 1QU CoRE ¦ 2QU LoRE | Red Flag Warning - Large Fires | 2022 | Financial | 2.942 | 145.2608 | 2022 | Control | 0.053 | 3 | 0 | esc | 0.055966 | 0.16465 | 0.055966 | 0.16465 | 0.055966 | 0.16465 | 0 | 0
[149 empty] | All EPR in 2020WLDFRSafety | WLDFR | HFTD - Distribution - Tier 3 - 1QU CoRE ¦ 2QU LoRE | Red Flag Warning - Large Fires | 2022 | Safety | 1.6022 | 145.2608 | 2022 | Control | 0.053 | 3 | 0 | esc | 0.055966 | 0.089668 | 0.055966 | 0.089668 | 0.055966 | 0.089668 | 0 | 0
[149 empty] | All EPR in 2020WLDFRElectric Reliability | WLDFR | HFTD - Distribution - Tier 3 - 1QU CoRE ¦ 2QU LoRE | Red Flag Warning - Large Fires | 2023 | Electric Reliability | 0.71896 | 145.2608 | 2023 | Control | 0.1325 | 3 | 0 | esc | 0 | 0 | 0.15274 | 0.10981 | 0.15274 | 0.10981 | 0.15274 | 0.10981
[149 empty] | All EPR in 2020WLDFRFinancial | WLDFR | HFTD - Distribution - Tier 3 - 1QU CoRE ¦ 2QU LoRE | Red Flag Warning - Large Fires | 2023 | Financial | 3.0715 | 145.2608 | 2023 | Control | 0.053 | 3 | 0 | esc | 0 | 0 | 0.055966 | 0.1719 | 0.055966 | 0.1719 | 0.055966 | 0.1719
[149 empty] | All EPR in 2020WLDFRSafety | WLDFR | HFTD - Distribution - Tier 3 - 1QU CoRE ¦ 2QU LoRE | Red Flag Warning - Large Fires | 2023 | Safety | 1.6846 | 145.2608 | 2023 | Control | 0.053 | 3 | 0 | esc | 0 | 0 | 0.055966 | 0.094279 | 0.055966 | 0.094279 | 0.055966 | 0.094279
[149 empty] | All EPR in 2020WLDFRElectric Reliability | WLDFR | HFTD - Distribution - Tier 3 - 1QU CoRE ¦ 2QU LoRE | Red Flag Warning - Large Fires | 2024 | Electric Reliability | 0.71896 | 145.2608 | 2024 | Control | 0.1325 | 3 | 0 | esc | 0 | 0 | 0 | 0 | 0.15274 | 0.10981 | 0.15274 | 0.10981
[149 empty] | All EPR in 2020WLDFRFinancial | WLDFR | HFTD - Distribution - Tier 3 - 1QU CoRE ¦ 2QU LoRE | Red Flag Warning - Large Fires | 2024 | Financial | 3.0715 | 145.2608 | 2024 | Control | 0.053 | 3 | 0 | esc | 0 | 0 | 0 | 0 | 0.055966 | 0.1719 | 0.055966 | 0.1719
[149 empty] | All EPR in 2020WLDFRSafety | WLDFR | HFTD - Distribution - Tier 3 - 1QU CoRE ¦ 2QU LoRE | Red Flag Warning - Large Fires | 2024 | Safety | 1.6846 | 145.2608 | 2024 | Control | 0.053 | 3 | 0 | esc | 0 | 0 | 0 | 0 | 0.055966 | 0.094279 | 0.055966 | 0.094279
[149 empty] | All EPR in 2020WLDFRElectric Reliability | WLDFR | HFTD - Distribution - Tier 3 - 1QU CoRE ¦ 2QU LoRE | Red Flag Warning - Large Fires | 2025 | Electric Reliability | 0.71896 | 145.2608 | 2025 | Control | 0.1325 | 3 | 0 | esc | 0 | 0 | 0 | 0 | 0 | 0 | 0.15274 | 0.10981
[149 empty] | All EPR in 2020WLDFRFinancial | WLDFR | HFTD - Distribution - Tier 3 - 1QU CoRE ¦ 2QU LoRE | Red Flag Warning - Large Fires | 2025 | Financial | 3.0715 | 145.2608 | 2025 | Control | 0.053 | 3 | 0 | esc | 0 | 0 | 0 | 0 | 0 | 0 | 0.055966 | 0.1719
[149 empty] | All EPR in 2020WLDFRSafety | WLDFR | HFTD - Distribution - Tier 3 - 1QU CoRE ¦ 2QU LoRE | Red Flag Warning - Large Fires | 2025 | Safety | 1.6846 | 145.2608 | 2025 | Control | 0.053 | 3 | 0 | esc | 0 | 0 | 0 | 0 | 0 | 0 | 0.055966 | 0.094279
[149 empty] | All EPR in 2020WLDFRElectric Reliability | WLDFR | HFTD - Distribution - Tier 3 - 1QU CoRE ¦ 2QU LoRE | Red Flag Warning - Small Fires | 2021 | Electric Reliability | 0.036425 | 145.2608 | 2021 | Control | 0.1325 | 3 | 0 | esc | 0.15274 | 0.0055635 | 0.15274 | 0.0055635 | 0 | 0 | 0 | 0
[149 empty] | All EPR in 2020WLDFRFinancial | WLDFR | HFTD - Distribution - Tier 3 - 1QU CoRE ¦ 2QU LoRE | Red Flag Warning - Small Fires | 2021 | Financial | 0.0015809 | 145.2608 | 2021 | Control | 0.053 | 3 | 0 | esc | 0.055966 | 8.8475e-05 | 0.055966 | 8.8475e-05 | 0 | 0 | 0 | 0
[149 empty] | All EPR in 2020WLDFRSafety | WLDFR | HFTD - Distribution - Tier 3 - 1QU CoRE ¦ 2QU LoRE | Red Flag Warning - Small Fires | 2021 | Safety | 0.039895 | 145.2608 | 2021 | Control | 0.053 | 3 | 0 | esc | 0.055966 | 0.0022328 | 0.055966 | 0.0022328 | 0 | 0 | 0 | 0
[149 empty] | All EPR in 2020WLDFRElectric Reliability | WLDFR | HFTD - Distribution - Tier 3 - 1QU CoRE ¦ 2QU LoRE | Red Flag Warning - Small Fires | 2022 | Electric Reliability | 0.036425 | 145.2608 | 2022 | Control | 0.1325 | 3 | 0 | esc | 0.15274 | 0.0055635 | 0.15274 | 0.0055635 | 0.15274 | 0.0055635 | 0 | 0
[149 empty] | All EPR in 2020WLDFRFinancial | WLDFR | HFTD - Distribution - Tier 3 - 1QU CoRE ¦ 2QU LoRE | Red Flag Warning - Small Fires | 2022 | Financial | 0.0015809 | 145.2608 | 2022 | Control | 0.053 | 3 | 0 | esc | 0.055966 | 8.8475e-05 | 0.055966 | 8.8475e-05 | 0.055966 | 8.8475e-05 | 0 | 0
[149 empty] | All EPR in 2020WLDFRSafety | WLDFR | HFTD - Distribution - Tier 3 - 1QU CoRE ¦ 2QU LoRE | Red Flag Warning - Small Fires | 2022 | Safety | 0.039895 | 145.2608 | 2022 | Control | 0.053 | 3 | 0 | esc | 0.055966 | 0.0022328 | 0.055966 | 0.0022328 | 0.055966 | 0.0022328 | 0 | 0
[149 empty] | All EPR in 2020WLDFRElectric Reliability | WLDFR | HFTD - Distribution - Tier 3 - 1QU CoRE ¦ 2QU LoRE | Red Flag Warning - Small Fires | 2023 | Electric Reliability | 0.03759 | 145.2608 | 2023 | Control | 0.1325 | 3 | 0 | esc | 0 | 0 | 0.15274 | 0.0057414 | 0.15274 | 0.0057414 | 0.15274 | 0.0057414
[149 empty] | All EPR in 2020WLDFRFinancial | WLDFR | HFTD - Distribution - Tier 3 - 1QU CoRE ¦ 2QU LoRE | Red Flag Warning - Small Fires | 2023 | Financial | 0.0016314 | 145.2608 | 2023 | Control | 0.053 | 3 | 0 | esc | 0 | 0 | 0.055966 | 9.1305e-05 | 0.055966 | 9.1305e-05 | 0.055966 | 9.1305e-05
[149 empty] | All EPR in 2020WLDFRSafety | WLDFR | HFTD - Distribution - Tier 3 - 1QU CoRE ¦ 2QU LoRE | Red Flag Warning - Small Fires | 2023 | Safety | 0.041187 | 145.2608 | 2023 | Control | 0.053 | 3 | 0 | esc | 0 | 0 | 0.055966 | 0.0023051 | 0.055966 | 0.0023051 | 0.055966 | 0.0023051
[149 empty] | All EPR in 2020WLDFRElectric Reliability | WLDFR | HFTD - Distribution - Tier 3 - 1QU CoRE ¦ 2QU LoRE | Red Flag Warning - Small Fires | 2024 | Electric Reliability | 0.03759 | 145.2608 | 2024 | Control | 0.1325 | 3 | 0 | esc | 0 | 0 | 0 | 0 | 0.15274 | 0.0057414 | 0.15274 | 0.0057414
[149 empty] | All EPR in 2020WLDFRFinancial | WLDFR | HFTD - Distribution - Tier 3 - 1QU CoRE ¦ 2QU LoRE | Red Flag Warning - Small Fires | 2024 | Financial | 0.0016314 | 145.2608 | 2024 | Control | 0.053 | 3 | 0 | esc | 0 | 0 | 0 | 0 | 0.055966 | 9.1305e-05 | 0.055966 | 9.1305e-05
[149 empty] | All EPR in 2020WLDFRSafety | WLDFR | HFTD - Distribution - Tier 3 - 1QU CoRE ¦ 2QU LoRE | Red Flag Warning - Small Fires | 2024 | Safety | 0.041187 | 145.2608 | 2024 | Control | 0.053 | 3 | 0 | esc | 0 | 0 | 0 | 0 | 0.055966 | 0.0023051 | 0.055966 | 0.0023051
[149 empty] | All EPR in 2020WLDFRElectric Reliability | WLDFR | HFTD - Distribution - Tier 3 - 1QU CoRE ¦ 2QU LoRE | Red Flag Warning - Small Fires | 2025 | Electric Reliability | 0.03759 | 145.2608 | 2025 | Control | 0.1325 | 3 | 0 | esc | 0 | 0 | 0 | 0 | 0 | 0 | 0.15274 | 0.0057414
[149 empty] | All EPR in 2020WLDFRFinancial | WLDFR | HFTD - Distribution - Tier 3 - 1QU CoRE ¦ 2QU LoRE | Red Flag Warning - Small Fires | 2025 | Financial | 0.0016314 | 145.2608 | 2025 | Control | 0.053 | 3 | 0 | esc | 0 | 0 | 0 | 0 | 0 | 0 | 0.055966 | 9.1305e-05
[149 empty] | All EPR in 2020WLDFRSafety | WLDFR | HFTD - Distribution - Tier 3 - 1QU CoRE ¦ 2QU LoRE | Red Flag Warning - Small Fires | 2025 | Safety | 0.041187 | 145.2608 | 2025 | Control | 0.053 | 3 | 0 | esc | 0 | 0 | 0 | 0 | 0 | 0 | 0.055966 | 0.0023051
[149 empty] | All EPR in 2020WLDFRElectric Reliability | WLDFR | HFTD - Distribution - Tier 3 - 1QU CoRE ¦ 2QU LoRE | Seismic - Non-Red Flag Warning - Catastrophic Fires | 2021 | Electric Reliability | 409.2237 | 145.2608 | 2021 | Control | 0.1325 | 3 | 0 | esc | 0.15274 | 62.5039 | 0.15274 | 62.5039 | 0 | 0 | 0 | 0
[149 empty] | All EPR in 2020WLDFRFinancial | WLDFR | HFTD - Distribution - Tier 3 - 1QU CoRE ¦ 2QU LoRE | Seismic - Non-Red Flag Warning - Catastrophic Fires | 2021 | Financial | 13469.0878 | 145.2608 | 2021 | Control | 0.053 | 3 | 0 | esc | 0.055966 | 753.8138 | 0.055966 | 753.8138 | 0 | 0 | 0 | 0
[149 empty] | All EPR in 2020WLDFRSafety | WLDFR | HFTD - Distribution - Tier 3 - 1QU CoRE ¦ 2QU LoRE | Seismic - Non-Red Flag Warning - Catastrophic Fires | 2021 | Safety | 7205.5313 | 145.2608 | 2021 | Control | 0.053 | 3 | 0 | esc | 0.055966 | 403.2663 | 0.055966 | 403.2663 | 0 | 0 | 0 | 0
[149 empty] | All EPR in 2020WLDFRElectric Reliability | WLDFR | HFTD - Distribution - Tier 3 - 1QU CoRE ¦ 2QU LoRE | Seismic - Non-Red Flag Warning - Catastrophic Fires | 2022 | Electric Reliability | 409.2237 | 145.2608 | 2022 | Control | 0.1325 | 3 | 0 | esc | 0.15274 | 62.5039 | 0.15274 | 62.5039 | 0.15274 | 62.5039 | 0 | 0
[149 empty] | All EPR in 2020WLDFRFinancial | WLDFR | HFTD - Distribution - Tier 3 - 1QU CoRE ¦ 2QU LoRE | Seismic - Non-Red Flag Warning - Catastrophic Fires | 2022 | Financial | 13469.0878 | 145.2608 | 2022 | Control | 0.053 | 3 | 0 | esc | 0.055966 | 753.8138 | 0.055966 | 753.8138 | 0.055966 | 753.8138 | 0 | 0
[149 empty] | All EPR in 2020WLDFRSafety | WLDFR | HFTD - Distribution - Tier 3 - 1QU CoRE ¦ 2QU LoRE | Seismic - Non-Red Flag Warning - Catastrophic Fires | 2022 | Safety | 7205.5313 | 145.2608 | 2022 | Control | 0.053 | 3 | 0 | esc | 0.055966 | 403.2663 | 0.055966 | 403.2663 | 0.055966 | 403.2663 | 0 | 0
[149 empty] | All EPR in 2020WLDFRElectric Reliability | WLDFR | HFTD - Distribution - Tier 3 - 1QU CoRE ¦ 2QU LoRE | Seismic - Non-Red Flag Warning - Catastrophic Fires | 2023 | Electric Reliability | 428.6023 | 145.2608 | 2023 | Control | 0.1325 | 3 | 0 | esc | 0 | 0 | 0.15274 | 65.4638 | 0.15274 | 65.4638 | 0.15274 | 65.4638
[149 empty] | All EPR in 2020WLDFRFinancial | WLDFR | HFTD - Distribution - Tier 3 - 1QU CoRE ¦ 2QU LoRE | Seismic - Non-Red Flag Warning - Catastrophic Fires | 2023 | Financial | 13939.561 | 145.2608 | 2023 | Control | 0.053 | 3 | 0 | esc | 0 | 0 | 0.055966 | 780.1444 | 0.055966 | 780.1444 | 0.055966 | 780.1444
[149 empty] | All EPR in 2020WLDFRSafety | WLDFR | HFTD - Distribution - Tier 3 - 1QU CoRE ¦ 2QU LoRE | Seismic - Non-Red Flag Warning - Catastrophic Fires | 2023 | Safety | 7467.8148 | 145.2608 | 2023 | Control | 0.053 | 3 | 0 | esc | 0 | 0 | 0.055966 | 417.9453 | 0.055966 | 417.9453 | 0.055966 | 417.9453
[149 empty] | All EPR in 2020WLDFRElectric Reliability | WLDFR | HFTD - Distribution - Tier 3 - 1QU CoRE ¦ 2QU LoRE | Seismic - Non-Red Flag Warning - Catastrophic Fires | 2024 | Electric Reliability | 428.6023 | 145.2608 | 2024 | Control | 0.1325 | 3 | 0 | esc | 0 | 0 | 0 | 0 | 0.15274 | 65.4638 | 0.15274 | 65.4638
[149 empty] | All EPR in 2020WLDFRFinancial | WLDFR | HFTD - Distribution - Tier 3 - 1QU CoRE ¦ 2QU LoRE | Seismic - Non-Red Flag Warning - Catastrophic Fires | 2024 | Financial | 13939.561 | 145.2608 | 2024 | Control | 0.053 | 3 | 0 | esc | 0 | 0 | 0 | 0 | 0.055966 | 780.1444 | 0.055966 | 780.1444
[149 empty] | All EPR in 2020WLDFRSafety | WLDFR | HFTD - Distribution - Tier 3 - 1QU CoRE ¦ 2QU LoRE | Seismic - Non-Red Flag Warning - Catastrophic Fires | 2024 | Safety | 7467.8148 | 145.2608 | 2024 | Control | 0.053 | 3 | 0 | esc | 0 | 0 | 0 | 0 | 0.055966 | 417.9453 | 0.055966 | 417.9453
[149 empty] | All EPR in 2020WLDFRElectric Reliability | WLDFR | HFTD - Distribution - Tier 3 - 1QU CoRE ¦ 2QU LoRE | Seismic - Non-Red Flag Warning - Catastrophic Fires | 2025 | Electric Reliability | 428.6023 | 145.2608 | 2025 | Control | 0.1325 | 3 | 0 | esc | 0 | 0 | 0 | 0 | 0 | 0 | 0.15274 | 65.4638
[149 empty] | All EPR in 2020WLDFRFinancial | WLDFR | HFTD - Distribution - Tier 3 - 1QU CoRE ¦ 2QU LoRE | Seismic - Non-Red Flag Warning - Catastrophic Fires | 2025 | Financial | 13939.561 | 145.2608 | 2025 | Control | 0.053 | 3 | 0 | esc | 0 | 0 | 0 | 0 | 0 | 0 | 0.055966 | 780.1444
[149 empty] | All EPR in 2020WLDFRSafety | WLDFR | HFTD - Distribution - Tier 3 - 1QU CoRE ¦ 2QU LoRE | Seismic - Non-Red Flag Warning - Catastrophic Fires | 2025 | Safety | 7467.8148 | 145.2608 | 2025 | Control | 0.053 | 3 | 0 | esc | 0 | 0 | 0 | 0 | 0 | 0 | 0.055966 | 417.9453
[149 empty] | All EPR in 2020WLDFRElectric Reliability | WLDFR | HFTD - Distribution - Tier 3 - 1QU CoRE ¦ 2QU LoRE | Seismic - Red Flag Warning - Catastrophic Fires | 2021 | Electric Reliability | 409.2237 | 145.2608 | 2021 | Control | 0.1325 | 3 | 0 | esc | 0.15274 | 62.5039 | 0.15274 | 62.5039 | 0 | 0 | 0 | 0
[149 empty] | All EPR in 2020WLDFRFinancial | WLDFR | HFTD - Distribution - Tier 3 - 1QU CoRE ¦ 2QU LoRE | Seismic - Red Flag Warning - Catastrophic Fires | 2021 | Financial | 13469.0878 | 145.2608 | 2021 | Control | 0.053 | 3 | 0 | esc | 0.055966 | 753.8138 | 0.055966 | 753.8138 | 0 | 0 | 0 | 0
[149 empty] | All EPR in 2020WLDFRSafety | WLDFR | HFTD - Distribution - Tier 3 - 1QU CoRE ¦ 2QU LoRE | Seismic - Red Flag Warning - Catastrophic Fires | 2021 | Safety | 7205.5313 | 145.2608 | 2021 | Control | 0.053 | 3 | 0 | esc | 0.055966 | 403.2663 | 0.055966 | 403.2663 | 0 | 0 | 0 | 0
[149 empty] | All EPR in 2020WLDFRElectric Reliability | WLDFR | HFTD - Distribution - Tier 3 - 1QU CoRE ¦ 2QU LoRE | Seismic - Red Flag Warning - Catastrophic Fires | 2022 | Electric Reliability | 409.2237 | 145.2608 | 2022 | Control | 0.1325 | 3 | 0 | esc | 0.15274 | 62.5039 | 0.15274 | 62.5039 | 0.15274 | 62.5039 | 0 | 0
[149 empty] | All EPR in 2020WLDFRFinancial | WLDFR | HFTD - Distribution - Tier 3 - 1QU CoRE ¦ 2QU LoRE | Seismic - Red Flag Warning - Catastrophic Fires | 2022 | Financial | 13469.0878 | 145.2608 | 2022 | Control | 0.053 | 3 | 0 | esc | 0.055966 | 753.8138 | 0.055966 | 753.8138 | 0.055966 | 753.8138 | 0 | 0
[149 empty] | All EPR in 2020WLDFRSafety | WLDFR | HFTD - Distribution - Tier 3 - 1QU CoRE ¦ 2QU LoRE | Seismic - Red Flag Warning - Catastrophic Fires | 2022 | Safety | 7205.5313 | 145.2608 | 2022 | Control | 0.053 | 3 | 0 | esc | 0.055966 | 403.2663 | 0.055966 | 403.2663 | 0.055966 | 403.2663 | 0 | 0
[149 empty] | All EPR in 2020WLDFRElectric Reliability | WLDFR | HFTD - Distribution - Tier 3 - 1QU CoRE ¦ 2QU LoRE | Seismic - Red Flag Warning - Catastrophic Fires | 2023 | Electric Reliability | 428.6023 | 145.2608 | 2023 | Control | 0.1325 | 3 | 0 | esc | 0 | 0 | 0.15274 | 65.4638 | 0.15274 | 65.4638 | 0.15274 | 65.4638
[149 empty] | All EPR in 2020WLDFRFinancial | WLDFR | HFTD - Distribution - Tier 3 - 1QU CoRE ¦ 2QU LoRE | Seismic - Red Flag Warning - Catastrophic Fires | 2023 | Financial | 13939.561 | 145.2608 | 2023 | Control | 0.053 | 3 | 0 | esc | 0 | 0 | 0.055966 | 780.1444 | 0.055966 | 780.1444 | 0.055966 | 780.1444
[149 empty] | All EPR in 2020WLDFRSafety | WLDFR | HFTD - Distribution - Tier 3 - 1QU CoRE ¦ 2QU LoRE | Seismic - Red Flag Warning - Catastrophic Fires | 2023 | Safety | 7467.8148 | 145.2608 | 2023 | Control | 0.053 | 3 | 0 | esc | 0 | 0 | 0.055966 | 417.9453 | 0.055966 | 417.9453 | 0.055966 | 417.9453
[149 empty] | All EPR in 2020WLDFRElectric Reliability | WLDFR | HFTD - Distribution - Tier 3 - 1QU CoRE ¦ 2QU LoRE | Seismic - Red Flag Warning - Catastrophic Fires | 2024 | Electric Reliability | 428.6023 | 145.2608 | 2024 | Control | 0.1325 | 3 | 0 | esc | 0 | 0 | 0 | 0 | 0.15274 | 65.4638 | 0.15274 | 65.4638
[149 empty] | All EPR in 2020WLDFRFinancial | WLDFR | HFTD - Distribution - Tier 3 - 1QU CoRE ¦ 2QU LoRE | Seismic - Red Flag Warning - Catastrophic Fires | 2024 | Financial | 13939.561 | 145.2608 | 2024 | Control | 0.053 | 3 | 0 | esc | 0 | 0 | 0 | 0 | 0.055966 | 780.1444 | 0.055966 | 780.1444
[149 empty] | All EPR in 2020WLDFRSafety | WLDFR | HFTD - Distribution - Tier 3 - 1QU CoRE ¦ 2QU LoRE | Seismic - Red Flag Warning - Catastrophic Fires | 2024 | Safety | 7467.8148 | 145.2608 | 2024 | Control | 0.053 | 3 | 0 | esc | 0 | 0 | 0 | 0 | 0.055966 | 417.9453 | 0.055966 | 417.9453
[149 empty] | All EPR in 2020WLDFRElectric Reliability | WLDFR | HFTD - Distribution - Tier 3 - 1QU CoRE ¦ 2QU LoRE | Seismic - Red Flag Warning - Catastrophic Fires | 2025 | Electric Reliability | 428.6023 | 145.2608 | 2025 | Control | 0.1325 | 3 | 0 | esc | 0 | 0 | 0 | 0 | 0 | 0 | 0.15274 | 65.4638
[149 empty] | All EPR in 2020WLDFRFinancial | WLDFR | HFTD - Distribution - Tier 3 - 1QU CoRE ¦ 2QU LoRE | Seismic - Red Flag Warning - Catastrophic Fires | 2025 | Financial | 13939.561 | 145.2608 | 2025 | Control | 0.053 | 3 | 0 | esc | 0 | 0 | 0 | 0 | 0 | 0 | 0.055966 | 780.1444
[149 empty] | All EPR in 2020WLDFRSafety | WLDFR | HFTD - Distribution - Tier 3 - 1QU CoRE ¦ 2QU LoRE | Seismic - Red Flag Warning - Catastrophic Fires | 2025 | Safety | 7467.8148 | 145.2608 | 2025 | Control | 0.053 | 3 | 0 | esc | 0 | 0 | 0 | 0 | 0 | 0 | 0.055966 | 417.9453
[149 empty] | All EPR in 2020WLDFRElectric Reliability | WLDFR | HFTD - Distribution - Tier 3 - 1QU CoRE ¦ 3QU LoRE | Non-Red Flag Warning - Catastrophic Fires | 2021 | Electric Reliability | 222.2294 | 57.5921 | 2021 | Control | 0.1325 | 3 | 0 | esc | 0.15274 | 33.9428 | 0.15274 | 33.9428 | 0 | 0 | 0 | 0
[149 empty] | All EPR in 2020WLDFRFinancial | WLDFR | HFTD - Distribution - Tier 3 - 1QU CoRE ¦ 3QU LoRE | Non-Red Flag Warning - Catastrophic Fires | 2021 | Financial | 8585.7228 | 57.5921 | 2021 | Control | 0.053 | 3 | 0 | esc | 0.055966 | 480.5104 | 0.055966 | 480.5104 | 0 | 0 | 0 | 0
[149 empty] | All EPR in 2020WLDFRSafety | WLDFR | HFTD - Distribution - Tier 3 - 1QU CoRE ¦ 3QU LoRE | Non-Red Flag Warning - Catastrophic Fires | 2021 | Safety | 5338.1784 | 57.5921 | 2021 | Control | 0.053 | 3 | 0 | esc | 0.055966 | 298.7576 | 0.055966 | 298.7576 | 0 | 0 | 0 | 0
[149 empty] | All EPR in 2020WLDFRElectric Reliability | WLDFR | HFTD - Distribution - Tier 3 - 1QU CoRE ¦ 3QU LoRE | Non-Red Flag Warning - Catastrophic Fires | 2022 | Electric Reliability | 222.2294 | 57.5921 | 2022 | Control | 0.1325 | 3 | 0 | esc | 0.15274 | 33.9428 | 0.15274 | 33.9428 | 0.15274 | 33.9428 | 0 | 0
[149 empty] | All EPR in 2020WLDFRFinancial | WLDFR | HFTD - Distribution - Tier 3 - 1QU CoRE ¦ 3QU LoRE | Non-Red Flag Warning - Catastrophic Fires | 2022 | Financial | 8585.7228 | 57.5921 | 2022 | Control | 0.053 | 3 | 0 | esc | 0.055966 | 480.5104 | 0.055966 | 480.5104 | 0.055966 | 480.5104 | 0 | 0
[149 empty] | All EPR in 2020WLDFRSafety | WLDFR | HFTD - Distribution - Tier 3 - 1QU CoRE ¦ 3QU LoRE | Non-Red Flag Warning - Catastrophic Fires | 2022 | Safety | 5338.1784 | 57.5921 | 2022 | Control | 0.053 | 3 | 0 | esc | 0.055966 | 298.7576 | 0.055966 | 298.7576 | 0.055966 | 298.7576 | 0 | 0
[149 empty] | All EPR in 2020WLDFRElectric Reliability | WLDFR | HFTD - Distribution - Tier 3 - 1QU CoRE ¦ 3QU LoRE | Non-Red Flag Warning - Catastrophic Fires | 2023 | Electric Reliability | 233.2301 | 57.5921 | 2023 | Control | 0.1325 | 3 | 0 | esc | 0 | 0 | 0.15274 | 35.623 | 0.15274 | 35.623 | 0.15274 | 35.623
[149 empty] | All EPR in 2020WLDFRFinancial | WLDFR | HFTD - Distribution - Tier 3 - 1QU CoRE ¦ 3QU LoRE | Non-Red Flag Warning - Catastrophic Fires | 2023 | Financial | 8896.516 | 57.5921 | 2023 | Control | 0.053 | 3 | 0 | esc | 0 | 0 | 0.055966 | 497.9043 | 0.055966 | 497.9043 | 0.055966 | 497.9043
[149 empty] | All EPR in 2020WLDFRSafety | WLDFR | HFTD - Distribution - Tier 3 - 1QU CoRE ¦ 3QU LoRE | Non-Red Flag Warning - Catastrophic Fires | 2023 | Safety | 5534.8915 | 57.5921 | 2023 | Control | 0.053 | 3 | 0 | esc | 0 | 0 | 0.055966 | 309.7669 | 0.055966 | 309.7669 | 0.055966 | 309.7669
[149 empty] | All EPR in 2020WLDFRElectric Reliability | WLDFR | HFTD - Distribution - Tier 3 - 1QU CoRE ¦ 3QU LoRE | Non-Red Flag Warning - Catastrophic Fires | 2024 | Electric Reliability | 233.2301 | 57.5921 | 2024 | Control | 0.1325 | 3 | 0 | esc | 0 | 0 | 0 | 0 | 0.15274 | 35.623 | 0.15274 | 35.623
[149 empty] | All EPR in 2020WLDFRFinancial | WLDFR | HFTD - Distribution - Tier 3 - 1QU CoRE ¦ 3QU LoRE | Non-Red Flag Warning - Catastrophic Fires | 2024 | Financial | 8896.516 | 57.5921 | 2024 | Control | 0.053 | 3 | 0 | esc | 0 | 0 | 0 | 0 | 0.055966 | 497.9043 | 0.055966 | 497.9043
[149 empty] | All EPR in 2020WLDFRSafety | WLDFR | HFTD - Distribution - Tier 3 - 1QU CoRE ¦ 3QU LoRE | Non-Red Flag Warning - Catastrophic Fires | 2024 | Safety | 5534.8915 | 57.5921 | 2024 | Control | 0.053 | 3 | 0 | esc | 0 | 0 | 0 | 0 | 0.055966 | 309.7669 | 0.055966 | 309.7669
[149 empty] | All EPR in 2020WLDFRElectric Reliability | WLDFR | HFTD - Distribution - Tier 3 - 1QU CoRE ¦ 3QU LoRE | Non-Red Flag Warning - Catastrophic Fires | 2025 | Electric Reliability | 233.2301 | 57.5921 | 2025 | Control | 0.1325 | 3 | 0 | esc | 0 | 0 | 0 | 0 | 0 | 0 | 0.15274 | 35.623
[149 empty] | All EPR in 2020WLDFRFinancial | WLDFR | HFTD - Distribution - Tier 3 - 1QU CoRE ¦ 3QU LoRE | Non-Red Flag Warning - Catastrophic Fires | 2025 | Financial | 8896.516 | 57.5921 | 2025 | Control | 0.053 | 3 | 0 | esc | 0 | 0 | 0 | 0 | 0 | 0 | 0.055966 | 497.9043
[149 empty] | All EPR in 2020WLDFRSafety | WLDFR | HFTD - Distribution - Tier 3 - 1QU CoRE ¦ 3QU LoRE | Non-Red Flag Warning - Catastrophic Fires | 2025 | Safety | 5534.8915 | 57.5921 | 2025 | Control | 0.053 | 3 | 0 | esc | 0 | 0 | 0 | 0 | 0 | 0 | 0.055966 | 309.7669
[149 empty] | All EPR in 2020WLDFRElectric Reliability | WLDFR | HFTD - Distribution - Tier 3 - 1QU CoRE ¦ 3QU LoRE | Non-Red Flag Warning - Destructive Fires | 2021 | Electric Reliability | 222.2294 | 57.5921 | 2021 | Control | 0.1325 | 3 | 0 | esc | 0.15274 | 33.9428 | 0.15274 | 33.9428 | 0 | 0 | 0 | 0
[149 empty] | All EPR in 2020WLDFRFinancial | WLDFR | HFTD - Distribution - Tier 3 - 1QU CoRE ¦ 3QU LoRE | Non-Red Flag Warning - Destructive Fires | 2021 | Financial | 8585.7228 | 57.5921 | 2021 | Control | 0.053 | 3 | 0 | esc | 0.055966 | 480.5104 | 0.055966 | 480.5104 | 0 | 0 | 0 | 0
[149 empty] | All EPR in 2020WLDFRElectric Reliability | WLDFR | HFTD - Distribution - Tier 3 - 1QU CoRE ¦ 3QU LoRE | Non-Red Flag Warning - Destructive Fires | 2022 | Electric Reliability | 222.2294 | 57.5921 | 2022 | Control | 0.1325 | 3 | 0 | esc | 0.15274 | 33.9428 | 0.15274 | 33.9428 | 0.15274 | 33.9428 | 0 | 0
[149 empty] | All EPR in 2020WLDFRFinancial | WLDFR | HFTD - Distribution - Tier 3 - 1QU CoRE ¦ 3QU LoRE | Non-Red Flag Warning - Destructive Fires | 2022 | Financial | 8585.7228 | 57.5921 | 2022 | Control | 0.053 | 3 | 0 | esc | 0.055966 | 480.5104 | 0.055966 | 480.5104 | 0.055966 | 480.5104 | 0 | 0
[149 empty] | All EPR in 2020WLDFRElectric Reliability | WLDFR | HFTD - Distribution - Tier 3 - 1QU CoRE ¦ 3QU LoRE | Non-Red Flag Warning - Destructive Fires | 2023 | Electric Reliability | 233.2301 | 57.5921 | 2023 | Control | 0.1325 | 3 | 0 | esc | 0 | 0 | 0.15274 | 35.623 | 0.15274 | 35.623 | 0.15274 | 35.623
[149 empty] | All EPR in 2020WLDFRFinancial | WLDFR | HFTD - Distribution - Tier 3 - 1QU CoRE ¦ 3QU LoRE | Non-Red Flag Warning - Destructive Fires | 2023 | Financial | 8896.516 | 57.5921 | 2023 | Control | 0.053 | 3 | 0 | esc | 0 | 0 | 0.055966 | 497.9043 | 0.055966 | 497.9043 | 0.055966 | 497.9043
[149 empty] | All EPR in 2020WLDFRElectric Reliability | WLDFR | HFTD - Distribution - Tier 3 - 1QU CoRE ¦ 3QU LoRE | Non-Red Flag Warning - Destructive Fires | 2024 | Electric Reliability | 233.2301 | 57.5921 | 2024 | Control | 0.1325 | 3 | 0 | esc | 0 | 0 | 0 | 0 | 0.15274 | 35.623 | 0.15274 | 35.623
[149 empty] | All EPR in 2020WLDFRFinancial | WLDFR | HFTD - Distribution - Tier 3 - 1QU CoRE ¦ 3QU LoRE | Non-Red Flag Warning - Destructive Fires | 2024 | Financial | 8896.516 | 57.5921 | 2024 | Control | 0.053 | 3 | 0 | esc | 0 | 0 | 0 | 0 | 0.055966 | 497.9043 | 0.055966 | 497.9043
[149 empty] | All EPR in 2020WLDFRElectric Reliability | WLDFR | HFTD - Distribution - Tier 3 - 1QU CoRE ¦ 3QU LoRE | Non-Red Flag Warning - Destructive Fires | 2025 | Electric Reliability | 233.2301 | 57.5921 | 2025 | Control | 0.1325 | 3 | 0 | esc | 0 | 0 | 0 | 0 | 0 | 0 | 0.15274 | 35.623
[149 empty] | All EPR in 2020WLDFRFinancial | WLDFR | HFTD - Distribution - Tier 3 - 1QU CoRE ¦ 3QU LoRE | Non-Red Flag Warning - Destructive Fires | 2025 | Financial | 8896.516 | 57.5921 | 2025 | Control | 0.053 | 3 | 0 | esc | 0 | 0 | 0 | 0 | 0 | 0 | 0.055966 | 497.9043
[149 empty] | All EPR in 2020WLDFRElectric Reliability | WLDFR | HFTD - Distribution - Tier 3 - 1QU CoRE ¦ 3QU LoRE | Non-Red Flag Warning - Large Fires | 2021 | Electric Reliability | 0.69642 | 57.5921 | 2021 | Control | 0.1325 | 3 | 0 | esc | 0.15274 | 0.10637 | 0.15274 | 0.10637 | 0 | 0 | 0 | 0
[149 empty] | All EPR in 2020WLDFRFinancial | WLDFR | HFTD - Distribution - Tier 3 - 1QU CoRE ¦ 3QU LoRE | Non-Red Flag Warning - Large Fires | 2021 | Financial | 2.942 | 57.5921 | 2021 | Control | 0.053 | 3 | 0 | esc | 0.055966 | 0.16465 | 0.055966 | 0.16465 | 0 | 0 | 0 | 0
[149 empty] | All EPR in 2020WLDFRSafety | WLDFR | HFTD - Distribution - Tier 3 - 1QU CoRE ¦ 3QU LoRE | Non-Red Flag Warning - Large Fires | 2021 | Safety | 1.6022 | 57.5921 | 2021 | Control | 0.053 | 3 | 0 | esc | 0.055966 | 0.089668 | 0.055966 | 0.089668 | 0 | 0 | 0 | 0
[149 empty] | All EPR in 2020WLDFRElectric Reliability | WLDFR | HFTD - Distribution - Tier 3 - 1QU CoRE ¦ 3QU LoRE | Non-Red Flag Warning - Large Fires | 2022 | Electric Reliability | 0.69642 | 57.5921 | 2022 | Control | 0.1325 | 3 | 0 | esc | 0.15274 | 0.10637 | 0.15274 | 0.10637 | 0.15274 | 0.10637 | 0 | 0
[149 empty] | All EPR in 2020WLDFRFinancial | WLDFR | HFTD - Distribution - Tier 3 - 1QU CoRE ¦ 3QU LoRE | Non-Red Flag Warning - Large Fires | 2022 | Financial | 2.942 | 57.5921 | 2022 | Control | 0.053 | 3 | 0 | esc | 0.055966 | 0.16465 | 0.055966 | 0.16465 | 0.055966 | 0.16465 | 0 | 0
[149 empty] | All EPR in 2020WLDFRSafety | WLDFR | HFTD - Distribution - Tier 3 - 1QU CoRE ¦ 3QU LoRE | Non-Red Flag Warning - Large Fires | 2022 | Safety | 1.6022 | 57.5921 | 2022 | Control | 0.053 | 3 | 0 | esc | 0.055966 | 0.089668 | 0.055966 | 0.089668 | 0.055966 | 0.089668 | 0 | 0
[149 empty] | All EPR in 2020WLDFRElectric Reliability | WLDFR | HFTD - Distribution - Tier 3 - 1QU CoRE ¦ 3QU LoRE | Non-Red Flag Warning - Large Fires | 2023 | Electric Reliability | 0.71896 | 57.5921 | 2023 | Control | 0.1325 | 3 | 0 | esc | 0 | 0 | 0.15274 | 0.10981 | 0.15274 | 0.10981 | 0.15274 | 0.10981
[149 empty] | All EPR in 2020WLDFRFinancial | WLDFR | HFTD - Distribution - Tier 3 - 1QU CoRE ¦ 3QU LoRE | Non-Red Flag Warning - Large Fires | 2023 | Financial | 3.0715 | 57.5921 | 2023 | Control | 0.053 | 3 | 0 | esc | 0 | 0 | 0.055966 | 0.1719 | 0.055966 | 0.1719 | 0.055966 | 0.1719
[149 empty] | All EPR in 2020WLDFRSafety | WLDFR | HFTD - Distribution - Tier 3 - 1QU CoRE ¦ 3QU LoRE | Non-Red Flag Warning - Large Fires | 2023 | Safety | 1.6846 | 57.5921 | 2023 | Control | 0.053 | 3 | 0 | esc | 0 | 0 | 0.055966 | 0.094279 | 0.055966 | 0.094279 | 0.055966 | 0.094279
[149 empty] | All EPR in 2020WLDFRElectric Reliability | WLDFR | HFTD - Distribution - Tier 3 - 1QU CoRE ¦ 3QU LoRE | Non-Red Flag Warning - Large Fires | 2024 | Electric Reliability | 0.71896 | 57.5921 | 2024 | Control | 0.1325 | 3 | 0 | esc | 0 | 0 | 0 | 0 | 0.15274 | 0.10981 | 0.15274 | 0.10981
[149 empty] | All EPR in 2020WLDFRFinancial | WLDFR | HFTD - Distribution - Tier 3 - 1QU CoRE ¦ 3QU LoRE | Non-Red Flag Warning - Large Fires | 2024 | Financial | 3.0715 | 57.5921 | 2024 | Control | 0.053 | 3 | 0 | esc | 0 | 0 | 0 | 0 | 0.055966 | 0.1719 | 0.055966 | 0.1719
[149 empty] | All EPR in 2020WLDFRSafety | WLDFR | HFTD - Distribution - Tier 3 - 1QU CoRE ¦ 3QU LoRE | Non-Red Flag Warning - Large Fires | 2024 | Safety | 1.6846 | 57.5921 | 2024 | Control | 0.053 | 3 | 0 | esc | 0 | 0 | 0 | 0 | 0.055966 | 0.094279 | 0.055966 | 0.094279
[149 empty] | All EPR in 2020WLDFRElectric Reliability | WLDFR | HFTD - Distribution - Tier 3 - 1QU CoRE ¦ 3QU LoRE | Non-Red Flag Warning - Large Fires | 2025 | Electric Reliability | 0.71896 | 57.5921 | 2025 | Control | 0.1325 | 3 | 0 | esc | 0 | 0 | 0 | 0 | 0 | 0 | 0.15274 | 0.10981
[149 empty] | All EPR in 2020WLDFRFinancial | WLDFR | HFTD - Distribution - Tier 3 - 1QU CoRE ¦ 3QU LoRE | Non-Red Flag Warning - Large Fires | 2025 | Financial | 3.0715 | 57.5921 | 2025 | Control | 0.053 | 3 | 0 | esc | 0 | 0 | 0 | 0 | 0 | 0 | 0.055966 | 0.1719
[149 empty] | All EPR in 2020WLDFRSafety | WLDFR | HFTD - Distribution - Tier 3 - 1QU CoRE ¦ 3QU LoRE | Non-Red Flag Warning - Large Fires | 2025 | Safety | 1.6846 | 57.5921 | 2025 | Control | 0.053 | 3 | 0 | esc | 0 | 0 | 0 | 0 | 0 | 0 | 0.055966 | 0.094279
[149 empty] | All EPR in 2020WLDFRElectric Reliability | WLDFR | HFTD - Distribution - Tier 3 - 1QU CoRE ¦ 3QU LoRE | Non-Red Flag Warning - Small Fires | 2021 | Electric Reliability | 0.036425 | 57.5921 | 2021 | Control | 0.1325 | 3 | 0 | esc | 0.15274 | 0.0055635 | 0.15274 | 0.0055635 | 0 | 0 | 0 | 0
[149 empty] | All EPR in 2020WLDFRFinancial | WLDFR | HFTD - Distribution - Tier 3 - 1QU CoRE ¦ 3QU LoRE | Non-Red Flag Warning - Small Fires | 2021 | Financial | 0.0015809 | 57.5921 | 2021 | Control | 0.053 | 3 | 0 | esc | 0.055966 | 8.8475e-05 | 0.055966 | 8.8475e-05 | 0 | 0 | 0 | 0
[149 empty] | All EPR in 2020WLDFRSafety | WLDFR | HFTD - Distribution - Tier 3 - 1QU CoRE ¦ 3QU LoRE | Non-Red Flag Warning - Small Fires | 2021 | Safety | 0.039895 | 57.5921 | 2021 | Control | 0.053 | 3 | 0 | esc | 0.055966 | 0.0022328 | 0.055966 | 0.0022328 | 0 | 0 | 0 | 0
[149 empty] | All EPR in 2020WLDFRElectric Reliability | WLDFR | HFTD - Distribution - Tier 3 - 1QU CoRE ¦ 3QU LoRE | Non-Red Flag Warning - Small Fires | 2022 | Electric Reliability | 0.036425 | 57.5921 | 2022 | Control | 0.1325 | 3 | 0 | esc | 0.15274 | 0.0055635 | 0.15274 | 0.0055635 | 0.15274 | 0.0055635 | 0 | 0
[149 empty] | All EPR in 2020WLDFRFinancial | WLDFR | HFTD - Distribution - Tier 3 - 1QU CoRE ¦ 3QU LoRE | Non-Red Flag Warning - Small Fires | 2022 | Financial | 0.0015809 | 57.5921 | 2022 | Control | 0.053 | 3 | 0 | esc | 0.055966 | 8.8475e-05 | 0.055966 | 8.8475e-05 | 0.055966 | 8.8475e-05 | 0 | 0
[149 empty] | All EPR in 2020WLDFRSafety | WLDFR | HFTD - Distribution - Tier 3 - 1QU CoRE ¦ 3QU LoRE | Non-Red Flag Warning - Small Fires | 2022 | Safety | 0.039895 | 57.5921 | 2022 | Control | 0.053 | 3 | 0 | esc | 0.055966 | 0.0022328 | 0.055966 | 0.0022328 | 0.055966 | 0.0022328 | 0 | 0
[149 empty] | All EPR in 2020WLDFRElectric Reliability | WLDFR | HFTD - Distribution - Tier 3 - 1QU CoRE ¦ 3QU LoRE | Non-Red Flag Warning - Small Fires | 2023 | Electric Reliability | 0.03759 | 57.5921 | 2023 | Control | 0.1325 | 3 | 0 | esc | 0 | 0 | 0.15274 | 0.0057414 | 0.15274 | 0.0057414 | 0.15274 | 0.0057414
[149 empty] | All EPR in 2020WLDFRFinancial | WLDFR | HFTD - Distribution - Tier 3 - 1QU CoRE ¦ 3QU LoRE | Non-Red Flag Warning - Small Fires | 2023 | Financial | 0.0016314 | 57.5921 | 2023 | Control | 0.053 | 3 | 0 | esc | 0 | 0 | 0.055966 | 9.1305e-05 | 0.055966 | 9.1305e-05 | 0.055966 | 9.1305e-05
[149 empty] | All EPR in 2020WLDFRSafety | WLDFR | HFTD - Distribution - Tier 3 - 1QU CoRE ¦ 3QU LoRE | Non-Red Flag Warning - Small Fires | 2023 | Safety | 0.041187 | 57.5921 | 2023 | Control | 0.053 | 3 | 0 | esc | 0 | 0 | 0.055966 | 0.0023051 | 0.055966 | 0.0023051 | 0.055966 | 0.0023051
[149 empty] | All EPR in 2020WLDFRElectric Reliability | WLDFR | HFTD - Distribution - Tier 3 - 1QU CoRE ¦ 3QU LoRE | Non-Red Flag Warning - Small Fires | 2024 | Electric Reliability | 0.03759 | 57.5921 | 2024 | Control | 0.1325 | 3 | 0 | esc | 0 | 0 | 0 | 0 | 0.15274 | 0.0057414 | 0.15274 | 0.0057414
[149 empty] | All EPR in 2020WLDFRFinancial | WLDFR | HFTD - Distribution - Tier 3 - 1QU CoRE ¦ 3QU LoRE | Non-Red Flag Warning - Small Fires | 2024 | Financial | 0.0016314 | 57.5921 | 2024 | Control | 0.053 | 3 | 0 | esc | 0 | 0 | 0 | 0 | 0.055966 | 9.1305e-05 | 0.055966 | 9.1305e-05
[149 empty] | All EPR in 2020WLDFRSafety | WLDFR | HFTD - Distribution - Tier 3 - 1QU CoRE ¦ 3QU LoRE | Non-Red Flag Warning - Small Fires | 2024 | Safety | 0.041187 | 57.5921 | 2024 | Control | 0.053 | 3 | 0 | esc | 0 | 0 | 0 | 0 | 0.055966 | 0.0023051 | 0.055966 | 0.0023051
[149 empty] | All EPR in 2020WLDFRElectric Reliability | WLDFR | HFTD - Distribution - Tier 3 - 1QU CoRE ¦ 3QU LoRE | Non-Red Flag Warning - Small Fires | 2025 | Electric Reliability | 0.03759 | 57.5921 | 2025 | Control | 0.1325 | 3 | 0 | esc | 0 | 0 | 0 | 0 | 0 | 0 | 0.15274 | 0.0057414
[149 empty] | All EPR in 2020WLDFRFinancial | WLDFR | HFTD - Distribution - Tier 3 - 1QU CoRE ¦ 3QU LoRE | Non-Red Flag Warning - Small Fires | 2025 | Financial | 0.0016314 | 57.5921 | 2025 | Control | 0.053 | 3 | 0 | esc | 0 | 0 | 0 | 0 | 0 | 0 | 0.055966 | 9.1305e-05
[149 empty] | All EPR in 2020WLDFRSafety | WLDFR | HFTD - Distribution - Tier 3 - 1QU CoRE ¦ 3QU LoRE | Non-Red Flag Warning - Small Fires | 2025 | Safety | 0.041187 | 57.5921 | 2025 | Control | 0.053 | 3 | 0 | esc | 0 | 0 | 0 | 0 | 0 | 0 | 0.055966 | 0.0023051
[149 empty] | All EPR in 2020WLDFRElectric Reliability | WLDFR | HFTD - Distribution - Tier 3 - 1QU CoRE ¦ 3QU LoRE | Red Flag Warning - Catastrophic Fires | 2021 | Electric Reliability | 222.2294 | 57.5921 | 2021 | Control | 0.1325 | 3 | 0 | esc | 0.15274 | 33.9428 | 0.15274 | 33.9428 | 0 | 0 | 0 | 0
[149 empty] | All EPR in 2020WLDFRFinancial | WLDFR | HFTD - Distribution - Tier 3 - 1QU CoRE ¦ 3QU LoRE | Red Flag Warning - Catastrophic Fires | 2021 | Financial | 8585.7228 | 57.5921 | 2021 | Control | 0.053 | 3 | 0 | esc | 0.055966 | 480.5104 | 0.055966 | 480.5104 | 0 | 0 | 0 | 0
[149 empty] | All EPR in 2020WLDFRSafety | WLDFR | HFTD - Distribution - Tier 3 - 1QU CoRE ¦ 3QU LoRE | Red Flag Warning - Catastrophic Fires | 2021 | Safety | 5338.1784 | 57.5921 | 2021 | Control | 0.053 | 3 | 0 | esc | 0.055966 | 298.7576 | 0.055966 | 298.7576 | 0 | 0 | 0 | 0
[149 empty] | All EPR in 2020WLDFRElectric Reliability | WLDFR | HFTD - Distribution - Tier 3 - 1QU CoRE ¦ 3QU LoRE | Red Flag Warning - Catastrophic Fires | 2022 | Electric Reliability | 222.2294 | 57.5921 | 2022 | Control | 0.1325 | 3 | 0 | esc | 0.15274 | 33.9428 | 0.15274 | 33.9428 | 0.15274 | 33.9428 | 0 | 0
[149 empty] | All EPR in 2020WLDFRFinancial | WLDFR | HFTD - Distribution - Tier 3 - 1QU CoRE ¦ 3QU LoRE | Red Flag Warning - Catastrophic Fires | 2022 | Financial | 8585.7228 | 57.5921 | 2022 | Control | 0.053 | 3 | 0 | esc | 0.055966 | 480.5104 | 0.055966 | 480.5104 | 0.055966 | 480.5104 | 0 | 0
[149 empty] | All EPR in 2020WLDFRSafety | WLDFR | HFTD - Distribution - Tier 3 - 1QU CoRE ¦ 3QU LoRE | Red Flag Warning - Catastrophic Fires | 2022 | Safety | 5338.1784 | 57.5921 | 2022 | Control | 0.053 | 3 | 0 | esc | 0.055966 | 298.7576 | 0.055966 | 298.7576 | 0.055966 | 298.7576 | 0 | 0
[149 empty] | All EPR in 2020WLDFRElectric Reliability | WLDFR | HFTD - Distribution - Tier 3 - 1QU CoRE ¦ 3QU LoRE | Red Flag Warning - Catastrophic Fires | 2023 | Electric Reliability | 233.2301 | 57.5921 | 2023 | Control | 0.1325 | 3 | 0 | esc | 0 | 0 | 0.15274 | 35.623 | 0.15274 | 35.623 | 0.15274 | 35.623
[149 empty] | All EPR in 2020WLDFRFinancial | WLDFR | HFTD - Distribution - Tier 3 - 1QU CoRE ¦ 3QU LoRE | Red Flag Warning - Catastrophic Fires | 2023 | Financial | 8896.516 | 57.5921 | 2023 | Control | 0.053 | 3 | 0 | esc | 0 | 0 | 0.055966 | 497.9043 | 0.055966 | 497.9043 | 0.055966 | 497.9043
[149 empty] | All EPR in 2020WLDFRSafety | WLDFR | HFTD - Distribution - Tier 3 - 1QU CoRE ¦ 3QU LoRE | Red Flag Warning - Catastrophic Fires | 2023 | Safety | 5534.8915 | 57.5921 | 2023 | Control | 0.053 | 3 | 0 | esc | 0 | 0 | 0.055966 | 309.7669 | 0.055966 | 309.7669 | 0.055966 | 309.7669
[149 empty] | All EPR in 2020WLDFRElectric Reliability | WLDFR | HFTD - Distribution - Tier 3 - 1QU CoRE ¦ 3QU LoRE | Red Flag Warning - Catastrophic Fires | 2024 | Electric Reliability | 233.2301 | 57.5921 | 2024 | Control | 0.1325 | 3 | 0 | esc | 0 | 0 | 0 | 0 | 0.15274 | 35.623 | 0.15274 | 35.623
[149 empty] | All EPR in 2020WLDFRFinancial | WLDFR | HFTD - Distribution - Tier 3 - 1QU CoRE ¦ 3QU LoRE | Red Flag Warning - Catastrophic Fires | 2024 | Financial | 8896.516 | 57.5921 | 2024 | Control | 0.053 | 3 | 0 | esc | 0 | 0 | 0 | 0 | 0.055966 | 497.9043 | 0.055966 | 497.9043
[149 empty] | All EPR in 2020WLDFRSafety | WLDFR | HFTD - Distribution - Tier 3 - 1QU CoRE ¦ 3QU LoRE | Red Flag Warning - Catastrophic Fires | 2024 | Safety | 5534.8915 | 57.5921 | 2024 | Control | 0.053 | 3 | 0 | esc | 0 | 0 | 0 | 0 | 0.055966 | 309.7669 | 0.055966 | 309.7669
[149 empty] | All EPR in 2020WLDFRElectric Reliability | WLDFR | HFTD - Distribution - Tier 3 - 1QU CoRE ¦ 3QU LoRE | Red Flag Warning - Catastrophic Fires | 2025 | Electric Reliability | 233.2301 | 57.5921 | 2025 | Control | 0.1325 | 3 | 0 | esc | 0 | 0 | 0 | 0 | 0 | 0 | 0.15274 | 35.623
[149 empty] | All EPR in 2020WLDFRFinancial | WLDFR | HFTD - Distribution - Tier 3 - 1QU CoRE ¦ 3QU LoRE | Red Flag Warning - Catastrophic Fires | 2025 | Financial | 8896.516 | 57.5921 | 2025 | Control | 0.053 | 3 | 0 | esc | 0 | 0 | 0 | 0 | 0 | 0 | 0.055966 | 497.9043
[149 empty] | All EPR in 2020WLDFRSafety | WLDFR | HFTD - Distribution - Tier 3 - 1QU CoRE ¦ 3QU LoRE | Red Flag Warning - Catastrophic Fires | 2025 | Safety | 5534.8915 | 57.5921 | 2025 | Control | 0.053 | 3 | 0 | esc | 0 | 0 | 0 | 0 | 0 | 0 | 0.055966 | 309.7669
[149 empty] | All EPR in 2020WLDFRElectric Reliability | WLDFR | HFTD - Distribution - Tier 3 - 1QU CoRE ¦ 3QU LoRE | Red Flag Warning - Destructive Fires | 2021 | Electric Reliability | 222.2294 | 57.5921 | 2021 | Control | 0.1325 | 3 | 0 | esc | 0.15274 | 33.9428 | 0.15274 | 33.9428 | 0 | 0 | 0 | 0
[149 empty] | All EPR in 2020WLDFRFinancial | WLDFR | HFTD - Distribution - Tier 3 - 1QU CoRE ¦ 3QU LoRE | Red Flag Warning - Destructive Fires | 2021 | Financial | 8585.7228 | 57.5921 | 2021 | Control | 0.053 | 3 | 0 | esc | 0.055966 | 480.5104 | 0.055966 | 480.5104 | 0 | 0 | 0 | 0
[149 empty] | All EPR in 2020WLDFRElectric Reliability | WLDFR | HFTD - Distribution - Tier 3 - 1QU CoRE ¦ 3QU LoRE | Red Flag Warning - Destructive Fires | 2022 | Electric Reliability | 222.2294 | 57.5921 | 2022 | Control | 0.1325 | 3 | 0 | esc | 0.15274 | 33.9428 | 0.15274 | 33.9428 | 0.15274 | 33.9428 | 0 | 0
[149 empty] | All EPR in 2020WLDFRFinancial | WLDFR | HFTD - Distribution - Tier 3 - 1QU CoRE ¦ 3QU LoRE | Red Flag Warning - Destructive Fires | 2022 | Financial | 8585.7228 | 57.5921 | 2022 | Control | 0.053 | 3 | 0 | esc | 0.055966 | 480.5104 | 0.055966 | 480.5104 | 0.055966 | 480.5104 | 0 | 0
[149 empty] | All EPR in 2020WLDFRElectric Reliability | WLDFR | HFTD - Distribution - Tier 3 - 1QU CoRE ¦ 3QU LoRE | Red Flag Warning - Destructive Fires | 2023 | Electric Reliability | 233.2301 | 57.5921 | 2023 | Control | 0.1325 | 3 | 0 | esc | 0 | 0 | 0.15274 | 35.623 | 0.15274 | 35.623 | 0.15274 | 35.623
[149 empty] | All EPR in 2020WLDFRFinancial | WLDFR | HFTD - Distribution - Tier 3 - 1QU CoRE ¦ 3QU LoRE | Red Flag Warning - Destructive Fires | 2023 | Financial | 8896.516 | 57.5921 | 2023 | Control | 0.053 | 3 | 0 | esc | 0 | 0 | 0.055966 | 497.9043 | 0.055966 | 497.9043 | 0.055966 | 497.9043
[149 empty] | All EPR in 2020WLDFRElectric Reliability | WLDFR | HFTD - Distribution - Tier 3 - 1QU CoRE ¦ 3QU LoRE | Red Flag Warning - Destructive Fires | 2024 | Electric Reliability | 233.2301 | 57.5921 | 2024 | Control | 0.1325 | 3 | 0 | esc | 0 | 0 | 0 | 0 | 0.15274 | 35.623 | 0.15274 | 35.623
[149 empty] | All EPR in 2020WLDFRFinancial | WLDFR | HFTD - Distribution - Tier 3 - 1QU CoRE ¦ 3QU LoRE | Red Flag Warning - Destructive Fires | 2024 | Financial | 8896.516 | 57.5921 | 2024 | Control | 0.053 | 3 | 0 | esc | 0 | 0 | 0 | 0 | 0.055966 | 497.9043 | 0.055966 | 497.9043
[149 empty] | All EPR in 2020WLDFRElectric Reliability | WLDFR | HFTD - Distribution - Tier 3 - 1QU CoRE ¦ 3QU LoRE | Red Flag Warning - Destructive Fires | 2025 | Electric Reliability | 233.2301 | 57.5921 | 2025 | Control | 0.1325 | 3 | 0 | esc | 0 | 0 | 0 | 0 | 0 | 0 | 0.15274 | 35.623
[149 empty] | All EPR in 2020WLDFRFinancial | WLDFR | HFTD - Distribution - Tier 3 - 1QU CoRE ¦ 3QU LoRE | Red Flag Warning - Destructive Fires | 2025 | Financial | 8896.516 | 57.5921 | 2025 | Control | 0.053 | 3 | 0 | esc | 0 | 0 | 0 | 0 | 0 | 0 | 0.055966 | 497.9043
[149 empty] | All EPR in 2020WLDFRElectric Reliability | WLDFR | HFTD - Distribution - Tier 3 - 1QU CoRE ¦ 3QU LoRE | Red Flag Warning - Large Fires | 2021 | Electric Reliability | 0.69642 | 57.5921 | 2021 | Control | 0.1325 | 3 | 0 | esc | 0.15274 | 0.10637 | 0.15274 | 0.10637 | 0 | 0 | 0 | 0
[149 empty] | All EPR in 2020WLDFRFinancial | WLDFR | HFTD - Distribution - Tier 3 - 1QU CoRE ¦ 3QU LoRE | Red Flag Warning - Large Fires | 2021 | Financial | 2.942 | 57.5921 | 2021 | Control | 0.053 | 3 | 0 | esc | 0.055966 | 0.16465 | 0.055966 | 0.16465 | 0 | 0 | 0 | 0
[149 empty] | All EPR in 2020WLDFRSafety | WLDFR | HFTD - Distribution - Tier 3 - 1QU CoRE ¦ 3QU LoRE | Red Flag Warning - Large Fires | 2021 | Safety | 1.6022 | 57.5921 | 2021 | Control | 0.053 | 3 | 0 | esc | 0.055966 | 0.089668 | 0.055966 | 0.089668 | 0 | 0 | 0 | 0
[149 empty] | All EPR in 2020WLDFRElectric Reliability | WLDFR | HFTD - Distribution - Tier 3 - 1QU CoRE ¦ 3QU LoRE | Red Flag Warning - Large Fires | 2022 | Electric Reliability | 0.69642 | 57.5921 | 2022 | Control | 0.1325 | 3 | 0 | esc | 0.15274 | 0.10637 | 0.15274 | 0.10637 | 0.15274 | 0.10637 | 0 | 0
[149 empty] | All EPR in 2020WLDFRFinancial | WLDFR | HFTD - Distribution - Tier 3 - 1QU CoRE ¦ 3QU LoRE | Red Flag Warning - Large Fires | 2022 | Financial | 2.942 | 57.5921 | 2022 | Control | 0.053 | 3 | 0 | esc | 0.055966 | 0.16465 | 0.055966 | 0.16465 | 0.055966 | 0.16465 | 0 | 0
[149 empty] | All EPR in 2020WLDFRSafety | WLDFR | HFTD - Distribution - Tier 3 - 1QU CoRE ¦ 3QU LoRE | Red Flag Warning - Large Fires | 2022 | Safety | 1.6022 | 57.5921 | 2022 | Control | 0.053 | 3 | 0 | esc | 0.055966 | 0.089668 | 0.055966 | 0.089668 | 0.055966 | 0.089668 | 0 | 0
[149 empty] | All EPR in 2020WLDFRElectric Reliability | WLDFR | HFTD - Distribution - Tier 3 - 1QU CoRE ¦ 3QU LoRE | Red Flag Warning - Large Fires | 2023 | Electric Reliability | 0.71896 | 57.5921 | 2023 | Control | 0.1325 | 3 | 0 | esc | 0 | 0 | 0.15274 | 0.10981 | 0.15274 | 0.10981 | 0.15274 | 0.10981
[149 empty] | All EPR in 2020WLDFRFinancial | WLDFR | HFTD - Distribution - Tier 3 - 1QU CoRE ¦ 3QU LoRE | Red Flag Warning - Large Fires | 2023 | Financial | 3.0715 | 57.5921 | 2023 | Control | 0.053 | 3 | 0 | esc | 0 | 0 | 0.055966 | 0.1719 | 0.055966 | 0.1719 | 0.055966 | 0.1719
[149 empty] | All EPR in 2020WLDFRSafety | WLDFR | HFTD - Distribution - Tier 3 - 1QU CoRE ¦ 3QU LoRE | Red Flag Warning - Large Fires | 2023 | Safety | 1.6846 | 57.5921 | 2023 | Control | 0.053 | 3 | 0 | esc | 0 | 0 | 0.055966 | 0.094279 | 0.055966 | 0.094279 | 0.055966 | 0.094279
[149 empty] | All EPR in 2020WLDFRElectric Reliability | WLDFR | HFTD - Distribution - Tier 3 - 1QU CoRE ¦ 3QU LoRE | Red Flag Warning - Large Fires | 2024 | Electric Reliability | 0.71896 | 57.5921 | 2024 | Control | 0.1325 | 3 | 0 | esc | 0 | 0 | 0 | 0 | 0.15274 | 0.10981 | 0.15274 | 0.10981
[149 empty] | All EPR in 2020WLDFRFinancial | WLDFR | HFTD - Distribution - Tier 3 - 1QU CoRE ¦ 3QU LoRE | Red Flag Warning - Large Fires | 2024 | Financial | 3.0715 | 57.5921 | 2024 | Control | 0.053 | 3 | 0 | esc | 0 | 0 | 0 | 0 | 0.055966 | 0.1719 | 0.055966 | 0.1719
[149 empty] | All EPR in 2020WLDFRSafety | WLDFR | HFTD - Distribution - Tier 3 - 1QU CoRE ¦ 3QU LoRE | Red Flag Warning - Large Fires | 2024 | Safety | 1.6846 | 57.5921 | 2024 | Control | 0.053 | 3 | 0 | esc | 0 | 0 | 0 | 0 | 0.055966 | 0.094279 | 0.055966 | 0.094279
[149 empty] | All EPR in 2020WLDFRElectric Reliability | WLDFR | HFTD - Distribution - Tier 3 - 1QU CoRE ¦ 3QU LoRE | Red Flag Warning - Large Fires | 2025 | Electric Reliability | 0.71896 | 57.5921 | 2025 | Control | 0.1325 | 3 | 0 | esc | 0 | 0 | 0 | 0 | 0 | 0 | 0.15274 | 0.10981
[149 empty] | All EPR in 2020WLDFRFinancial | WLDFR | HFTD - Distribution - Tier 3 - 1QU CoRE ¦ 3QU LoRE | Red Flag Warning - Large Fires | 2025 | Financial | 3.0715 | 57.5921 | 2025 | Control | 0.053 | 3 | 0 | esc | 0 | 0 | 0 | 0 | 0 | 0 | 0.055966 | 0.1719
[149 empty] | All EPR in 2020WLDFRSafety | WLDFR | HFTD - Distribution - Tier 3 - 1QU CoRE ¦ 3QU LoRE | Red Flag Warning - Large Fires | 2025 | Safety | 1.6846 | 57.5921 | 2025 | Control | 0.053 | 3 | 0 | esc | 0 | 0 | 0 | 0 | 0 | 0 | 0.055966 | 0.094279
[149 empty] | All EPR in 2020WLDFRElectric Reliability | WLDFR | HFTD - Distribution - Tier 3 - 1QU CoRE ¦ 3QU LoRE | Red Flag Warning - Small Fires | 2021 | Electric Reliability | 0.036425 | 57.5921 | 2021 | Control | 0.1325 | 3 | 0 | esc | 0.15274 | 0.0055635 | 0.15274 | 0.0055635 | 0 | 0 | 0 | 0
[149 empty] | All EPR in 2020WLDFRFinancial | WLDFR | HFTD - Distribution - Tier 3 - 1QU CoRE ¦ 3QU LoRE | Red Flag Warning - Small Fires | 2021 | Financial | 0.0015809 | 57.5921 | 2021 | Control | 0.053 | 3 | 0 | esc | 0.055966 | 8.8475e-05 | 0.055966 | 8.8475e-05 | 0 | 0 | 0 | 0
[149 empty] | All EPR in 2020WLDFRSafety | WLDFR | HFTD - Distribution - Tier 3 - 1QU CoRE ¦ 3QU LoRE | Red Flag Warning - Small Fires | 2021 | Safety | 0.039895 | 57.5921 | 2021 | Control | 0.053 | 3 | 0 | esc | 0.055966 | 0.0022328 | 0.055966 | 0.0022328 | 0 | 0 | 0 | 0
[149 empty] | All EPR in 2020WLDFRElectric Reliability | WLDFR | HFTD - Distribution - Tier 3 - 1QU CoRE ¦ 3QU LoRE | Red Flag Warning - Small Fires | 2022 | Electric Reliability | 0.036425 | 57.5921 | 2022 | Control | 0.1325 | 3 | 0 | esc | 0.15274 | 0.0055635 | 0.15274 | 0.0055635 | 0.15274 | 0.0055635 | 0 | 0
[149 empty] | All EPR in 2020WLDFRFinancial | WLDFR | HFTD - Distribution - Tier 3 - 1QU CoRE ¦ 3QU LoRE | Red Flag Warning - Small Fires | 2022 | Financial | 0.0015809 | 57.5921 | 2022 | Control | 0.053 | 3 | 0 | esc | 0.055966 | 8.8475e-05 | 0.055966 | 8.8475e-05 | 0.055966 | 8.8475e-05 | 0 | 0
[149 empty] | All EPR in 2020WLDFRSafety | WLDFR | HFTD - Distribution - Tier 3 - 1QU CoRE ¦ 3QU LoRE | Red Flag Warning - Small Fires | 2022 | Safety | 0.039895 | 57.5921 | 2022 | Control | 0.053 | 3 | 0 | esc | 0.055966 | 0.0022328 | 0.055966 | 0.0022328 | 0.055966 | 0.0022328 | 0 | 0
[149 empty] | All EPR in 2020WLDFRElectric Reliability | WLDFR | HFTD - Distribution - Tier 3 - 1QU CoRE ¦ 3QU LoRE | Red Flag Warning - Small Fires | 2023 | Electric Reliability | 0.03759 | 57.5921 | 2023 | Control | 0.1325 | 3 | 0 | esc | 0 | 0 | 0.15274 | 0.0057414 | 0.15274 | 0.0057414 | 0.15274 | 0.0057414
[149 empty] | All EPR in 2020WLDFRFinancial | WLDFR | HFTD - Distribution - Tier 3 - 1QU CoRE ¦ 3QU LoRE | Red Flag Warning - Small Fires | 2023 | Financial | 0.0016314 | 57.5921 | 2023 | Control | 0.053 | 3 | 0 | esc | 0 | 0 | 0.055966 | 9.1305e-05 | 0.055966 | 9.1305e-05 | 0.055966 | 9.1305e-05
[149 empty] | All EPR in 2020WLDFRSafety | WLDFR | HFTD - Distribution - Tier 3 - 1QU CoRE ¦ 3QU LoRE | Red Flag Warning - Small Fires | 2023 | Safety | 0.041187 | 57.5921 | 2023 | Control | 0.053 | 3 | 0 | esc | 0 | 0 | 0.055966 | 0.0023051 | 0.055966 | 0.0023051 | 0.055966 | 0.0023051
[149 empty] | All EPR in 2020WLDFRElectric Reliability | WLDFR | HFTD - Distribution - Tier 3 - 1QU CoRE ¦ 3QU LoRE | Red Flag Warning - Small Fires | 2024 | Electric Reliability | 0.03759 | 57.5921 | 2024 | Control | 0.1325 | 3 | 0 | esc | 0 | 0 | 0 | 0 | 0.15274 | 0.0057414 | 0.15274 | 0.0057414
[149 empty] | All EPR in 2020WLDFRFinancial | WLDFR | HFTD - Distribution - Tier 3 - 1QU CoRE ¦ 3QU LoRE | Red Flag Warning - Small Fires | 2024 | Financial | 0.0016314 | 57.5921 | 2024 | Control | 0.053 | 3 | 0 | esc | 0 | 0 | 0 | 0 | 0.055966 | 9.1305e-05 | 0.055966 | 9.1305e-05
[149 empty] | All EPR in 2020WLDFRSafety | WLDFR | HFTD - Distribution - Tier 3 - 1QU CoRE ¦ 3QU LoRE | Red Flag Warning - Small Fires | 2024 | Safety | 0.041187 | 57.5921 | 2024 | Control | 0.053 | 3 | 0 | esc | 0 | 0 | 0 | 0 | 0.055966 | 0.0023051 | 0.055966 | 0.0023051
[149 empty] | All EPR in 2020WLDFRElectric Reliability | WLDFR | HFTD - Distribution - Tier 3 - 1QU CoRE ¦ 3QU LoRE | Red Flag Warning - Small Fires | 2025 | Electric Reliability | 0.03759 | 57.5921 | 2025 | Control | 0.1325 | 3 | 0 | esc | 0 | 0 | 0 | 0 | 0 | 0 | 0.15274 | 0.0057414
[149 empty] | All EPR in 2020WLDFRFinancial | WLDFR | HFTD - Distribution - Tier 3 - 1QU CoRE ¦ 3QU LoRE | Red Flag Warning - Small Fires | 2025 | Financial | 0.0016314 | 57.5921 | 2025 | Control | 0.053 | 3 | 0 | esc | 0 | 0 | 0 | 0 | 0 | 0 | 0.055966 | 9.1305e-05
[149 empty] | All EPR in 2020WLDFRSafety | WLDFR | HFTD - Distribution - Tier 3 - 1QU CoRE ¦ 3QU LoRE | Red Flag Warning - Small Fires | 2025 | Safety | 0.041187 | 57.5921 | 2025 | Control | 0.053 | 3 | 0 | esc | 0 | 0 | 0 | 0 | 0 | 0 | 0.055966 | 0.0023051
[149 empty] | All EPR in 2020WLDFRElectric Reliability | WLDFR | HFTD - Distribution - Tier 3 - 1QU CoRE ¦ 3QU LoRE | Seismic - Non-Red Flag Warning - Catastrophic Fires | 2021 | Electric Reliability | 409.2237 | 57.5921 | 2021 | Control | 0.1325 | 3 | 0 | esc | 0.15274 | 62.5039 | 0.15274 | 62.5039 | 0 | 0 | 0 | 0
[149 empty] | All EPR in 2020WLDFRFinancial | WLDFR | HFTD - Distribution - Tier 3 - 1QU CoRE ¦ 3QU LoRE | Seismic - Non-Red Flag Warning - Catastrophic Fires | 2021 | Financial | 13469.0878 | 57.5921 | 2021 | Control | 0.053 | 3 | 0 | esc | 0.055966 | 753.8138 | 0.055966 | 753.8138 | 0 | 0 | 0 | 0
[149 empty] | All EPR in 2020WLDFRSafety | WLDFR | HFTD - Distribution - Tier 3 - 1QU CoRE ¦ 3QU LoRE | Seismic - Non-Red Flag Warning - Catastrophic Fires | 2021 | Safety | 7205.5313 | 57.5921 | 2021 | Control | 0.053 | 3 | 0 | esc | 0.055966 | 403.2663 | 0.055966 | 403.2663 | 0 | 0 | 0 | 0
[149 empty] | All EPR in 2020WLDFRElectric Reliability | WLDFR | HFTD - Distribution - Tier 3 - 1QU CoRE ¦ 3QU LoRE | Seismic - Non-Red Flag Warning - Catastrophic Fires | 2022 | Electric Reliability | 409.2237 | 57.5921 | 2022 | Control | 0.1325 | 3 | 0 | esc | 0.15274 | 62.5039 | 0.15274 | 62.5039 | 0.15274 | 62.5039 | 0 | 0
[149 empty] | All EPR in 2020WLDFRFinancial | WLDFR | HFTD - Distribution - Tier 3 - 1QU CoRE ¦ 3QU LoRE | Seismic - Non-Red Flag Warning - Catastrophic Fires | 2022 | Financial | 13469.0878 | 57.5921 | 2022 | Control | 0.053 | 3 | 0 | esc | 0.055966 | 753.8138 | 0.055966 | 753.8138 | 0.055966 | 753.8138 | 0 | 0
[149 empty] | All EPR in 2020WLDFRSafety | WLDFR | HFTD - Distribution - Tier 3 - 1QU CoRE ¦ 3QU LoRE | Seismic - Non-Red Flag Warning - Catastrophic Fires | 2022 | Safety | 7205.5313 | 57.5921 | 2022 | Control | 0.053 | 3 | 0 | esc | 0.055966 | 403.2663 | 0.055966 | 403.2663 | 0.055966 | 403.2663 | 0 | 0
[149 empty] | All EPR in 2020WLDFRElectric Reliability | WLDFR | HFTD - Distribution - Tier 3 - 1QU CoRE ¦ 3QU LoRE | Seismic - Non-Red Flag Warning - Catastrophic Fires | 2023 | Electric Reliability | 428.6023 | 57.5921 | 2023 | Control | 0.1325 | 3 | 0 | esc | 0 | 0 | 0.15274 | 65.4638 | 0.15274 | 65.4638 | 0.15274 | 65.4638
[149 empty] | All EPR in 2020WLDFRFinancial | WLDFR | HFTD - Distribution - Tier 3 - 1QU CoRE ¦ 3QU LoRE | Seismic - Non-Red Flag Warning - Catastrophic Fires | 2023 | Financial | 13939.561 | 57.5921 | 2023 | Control | 0.053 | 3 | 0 | esc | 0 | 0 | 0.055966 | 780.1444 | 0.055966 | 780.1444 | 0.055966 | 780.1444
[149 empty] | All EPR in 2020WLDFRSafety | WLDFR | HFTD - Distribution - Tier 3 - 1QU CoRE ¦ 3QU LoRE | Seismic - Non-Red Flag Warning - Catastrophic Fires | 2023 | Safety | 7467.8148 | 57.5921 | 2023 | Control | 0.053 | 3 | 0 | esc | 0 | 0 | 0.055966 | 417.9453 | 0.055966 | 417.9453 | 0.055966 | 417.9453
[149 empty] | All EPR in 2020WLDFRElectric Reliability | WLDFR | HFTD - Distribution - Tier 3 - 1QU CoRE ¦ 3QU LoRE | Seismic - Non-Red Flag Warning - Catastrophic Fires | 2024 | Electric Reliability | 428.6023 | 57.5921 | 2024 | Control | 0.1325 | 3 | 0 | esc | 0 | 0 | 0 | 0 | 0.15274 | 65.4638 | 0.15274 | 65.4638
[149 empty] | All EPR in 2020WLDFRFinancial | WLDFR | HFTD - Distribution - Tier 3 - 1QU CoRE ¦ 3QU LoRE | Seismic - Non-Red Flag Warning - Catastrophic Fires | 2024 | Financial | 13939.561 | 57.5921 | 2024 | Control | 0.053 | 3 | 0 | esc | 0 | 0 | 0 | 0 | 0.055966 | 780.1444 | 0.055966 | 780.1444
[149 empty] | All EPR in 2020WLDFRSafety | WLDFR | HFTD - Distribution - Tier 3 - 1QU CoRE ¦ 3QU LoRE | Seismic - Non-Red Flag Warning - Catastrophic Fires | 2024 | Safety | 7467.8148 | 57.5921 | 2024 | Control | 0.053 | 3 | 0 | esc | 0 | 0 | 0 | 0 | 0.055966 | 417.9453 | 0.055966 | 417.9453
[149 empty] | All EPR in 2020WLDFRElectric Reliability | WLDFR | HFTD - Distribution - Tier 3 - 1QU CoRE ¦ 3QU LoRE | Seismic - Non-Red Flag Warning - Catastrophic Fires | 2025 | Electric Reliability | 428.6023 | 57.5921 | 2025 | Control | 0.1325 | 3 | 0 | esc | 0 | 0 | 0 | 0 | 0 | 0 | 0.15274 | 65.4638
[149 empty] | All EPR in 2020WLDFRFinancial | WLDFR | HFTD - Distribution - Tier 3 - 1QU CoRE ¦ 3QU LoRE | Seismic - Non-Red Flag Warning - Catastrophic Fires | 2025 | Financial | 13939.561 | 57.5921 | 2025 | Control | 0.053 | 3 | 0 | esc | 0 | 0 | 0 | 0 | 0 | 0 | 0.055966 | 780.1444
[149 empty] | All EPR in 2020WLDFRSafety | WLDFR | HFTD - Distribution - Tier 3 - 1QU CoRE ¦ 3QU LoRE | Seismic - Non-Red Flag Warning - Catastrophic Fires | 2025 | Safety | 7467.8148 | 57.5921 | 2025 | Control | 0.053 | 3 | 0 | esc | 0 | 0 | 0 | 0 | 0 | 0 | 0.055966 | 417.9453
[149 empty] | All EPR in 2020WLDFRElectric Reliability | WLDFR | HFTD - Distribution - Tier 3 - 1QU CoRE ¦ 3QU LoRE | Seismic - Red Flag Warning - Catastrophic Fires | 2021 | Electric Reliability | 409.2237 | 57.5921 | 2021 | Control | 0.1325 | 3 | 0 | esc | 0.15274 | 62.5039 | 0.15274 | 62.5039 | 0 | 0 | 0 | 0
[149 empty] | All EPR in 2020WLDFRFinancial | WLDFR | HFTD - Distribution - Tier 3 - 1QU CoRE ¦ 3QU LoRE | Seismic - Red Flag Warning - Catastrophic Fires | 2021 | Financial | 13469.0878 | 57.5921 | 2021 | Control | 0.053 | 3 | 0 | esc | 0.055966 | 753.8138 | 0.055966 | 753.8138 | 0 | 0 | 0 | 0
[149 empty] | All EPR in 2020WLDFRSafety | WLDFR | HFTD - Distribution - Tier 3 - 1QU CoRE ¦ 3QU LoRE | Seismic - Red Flag Warning - Catastrophic Fires | 2021 | Safety | 7205.5313 | 57.5921 | 2021 | Control | 0.053 | 3 | 0 | esc | 0.055966 | 403.2663 | 0.055966 | 403.2663 | 0 | 0 | 0 | 0
[149 empty] | All EPR in 2020WLDFRElectric Reliability | WLDFR | HFTD - Distribution - Tier 3 - 1QU CoRE ¦ 3QU LoRE | Seismic - Red Flag Warning - Catastrophic Fires | 2022 | Electric Reliability | 409.2237 | 57.5921 | 2022 | Control | 0.1325 | 3 | 0 | esc | 0.15274 | 62.5039 | 0.15274 | 62.5039 | 0.15274 | 62.5039 | 0 | 0
[149 empty] | All EPR in 2020WLDFRFinancial | WLDFR | HFTD - Distribution - Tier 3 - 1QU CoRE ¦ 3QU LoRE | Seismic - Red Flag Warning - Catastrophic Fires | 2022 | Financial | 13469.0878 | 57.5921 | 2022 | Control | 0.053 | 3 | 0 | esc | 0.055966 | 753.8138 | 0.055966 | 753.8138 | 0.055966 | 753.8138 | 0 | 0
[149 empty] | All EPR in 2020WLDFRSafety | WLDFR | HFTD - Distribution - Tier 3 - 1QU CoRE ¦ 3QU LoRE | Seismic - Red Flag Warning - Catastrophic Fires | 2022 | Safety | 7205.5313 | 57.5921 | 2022 | Control | 0.053 | 3 | 0 | esc | 0.055966 | 403.2663 | 0.055966 | 403.2663 | 0.055966 | 403.2663 | 0 | 0
[149 empty] | All EPR in 2020WLDFRElectric Reliability | WLDFR | HFTD - Distribution - Tier 3 - 1QU CoRE ¦ 3QU LoRE | Seismic - Red Flag Warning - Catastrophic Fires | 2023 | Electric Reliability | 428.6023 | 57.5921 | 2023 | Control | 0.1325 | 3 | 0 | esc | 0 | 0 | 0.15274 | 65.4638 | 0.15274 | 65.4638 | 0.15274 | 65.4638
[149 empty] | All EPR in 2020WLDFRFinancial | WLDFR | HFTD - Distribution - Tier 3 - 1QU CoRE ¦ 3QU LoRE | Seismic - Red Flag Warning - Catastrophic Fires | 2023 | Financial | 13939.561 | 57.5921 | 2023 | Control | 0.053 | 3 | 0 | esc | 0 | 0 | 0.055966 | 780.1444 | 0.055966 | 780.1444 | 0.055966 | 780.1444
[149 empty] | All EPR in 2020WLDFRSafety | WLDFR | HFTD - Distribution - Tier 3 - 1QU CoRE ¦ 3QU LoRE | Seismic - Red Flag Warning - Catastrophic Fires | 2023 | Safety | 7467.8148 | 57.5921 | 2023 | Control | 0.053 | 3 | 0 | esc | 0 | 0 | 0.055966 | 417.9453 | 0.055966 | 417.9453 | 0.055966 | 417.9453
[149 empty] | All EPR in 2020WLDFRElectric Reliability | WLDFR | HFTD - Distribution - Tier 3 - 1QU CoRE ¦ 3QU LoRE | Seismic - Red Flag Warning - Catastrophic Fires | 2024 | Electric Reliability | 428.6023 | 57.5921 | 2024 | Control | 0.1325 | 3 | 0 | esc | 0 | 0 | 0 | 0 | 0.15274 | 65.4638 | 0.15274 | 65.4638
[149 empty] | All EPR in 2020WLDFRFinancial | WLDFR | HFTD - Distribution - Tier 3 - 1QU CoRE ¦ 3QU LoRE | Seismic - Red Flag Warning - Catastrophic Fires | 2024 | Financial | 13939.561 | 57.5921 | 2024 | Control | 0.053 | 3 | 0 | esc | 0 | 0 | 0 | 0 | 0.055966 | 780.1444 | 0.055966 | 780.1444
[149 empty] | All EPR in 2020WLDFRSafety | WLDFR | HFTD - Distribution - Tier 3 - 1QU CoRE ¦ 3QU LoRE | Seismic - Red Flag Warning - Catastrophic Fires | 2024 | Safety | 7467.8148 | 57.5921 | 2024 | Control | 0.053 | 3 | 0 | esc | 0 | 0 | 0 | 0 | 0.055966 | 417.9453 | 0.055966 | 417.9453
[149 empty] | All EPR in 2020WLDFRElectric Reliability | WLDFR | HFTD - Distribution - Tier 3 - 1QU CoRE ¦ 3QU LoRE | Seismic - Red Flag Warning - Catastrophic Fires | 2025 | Electric Reliability | 428.6023 | 57.5921 | 2025 | Control | 0.1325 | 3 | 0 | esc | 0 | 0 | 0 | 0 | 0 | 0 | 0.15274 | 65.4638
[149 empty] | All EPR in 2020WLDFRFinancial | WLDFR | HFTD - Distribution - Tier 3 - 1QU CoRE ¦ 3QU LoRE | Seismic - Red Flag Warning - Catastrophic Fires | 2025 | Financial | 13939.561 | 57.5921 | 2025 | Control | 0.053 | 3 | 0 | esc | 0 | 0 | 0 | 0 | 0 | 0 | 0.055966 | 780.1444
[149 empty] | All EPR in 2020WLDFRSafety | WLDFR | HFTD - Distribution - Tier 3 - 1QU CoRE ¦ 3QU LoRE | Seismic - Red Flag Warning - Catastrophic Fires | 2025 | Safety | 7467.8148 | 57.5921 | 2025 | Control | 0.053 | 3 | 0 | esc | 0 | 0 | 0 | 0 | 0 | 0 | 0.055966 | 417.9453
[149 empty] | All EPR in 2020WLDFRElectric Reliability | WLDFR | HFTD - Distribution - Tier 3 - 1QU CoRE ¦ 4QU LoRE | Non-Red Flag Warning - Catastrophic Fires | 2021 | Electric Reliability | 222.2294 | 88.5056 | 2021 | Control | 0.1325 | 3 | 0 | esc | 0.15274 | 33.9428 | 0.15274 | 33.9428 | 0 | 0 | 0 | 0
[149 empty] | All EPR in 2020WLDFRFinancial | WLDFR | HFTD - Distribution - Tier 3 - 1QU CoRE ¦ 4QU LoRE | Non-Red Flag Warning - Catastrophic Fires | 2021 | Financial | 8585.7228 | 88.5056 | 2021 | Control | 0.053 | 3 | 0 | esc | 0.055966 | 480.5104 | 0.055966 | 480.5104 | 0 | 0 | 0 | 0
[149 empty] | All EPR in 2020WLDFRSafety | WLDFR | HFTD - Distribution - Tier 3 - 1QU CoRE ¦ 4QU LoRE | Non-Red Flag Warning - Catastrophic Fires | 2021 | Safety | 5338.1784 | 88.5056 | 2021 | Control | 0.053 | 3 | 0 | esc | 0.055966 | 298.7576 | 0.055966 | 298.7576 | 0 | 0 | 0 | 0
[149 empty] | All EPR in 2020WLDFRElectric Reliability | WLDFR | HFTD - Distribution - Tier 3 - 1QU CoRE ¦ 4QU LoRE | Non-Red Flag Warning - Catastrophic Fires | 2022 | Electric Reliability | 222.2294 | 88.5056 | 2022 | Control | 0.1325 | 3 | 0 | esc | 0.15274 | 33.9428 | 0.15274 | 33.9428 | 0.15274 | 33.9428 | 0 | 0
[149 empty] | All EPR in 2020WLDFRFinancial | WLDFR | HFTD - Distribution - Tier 3 - 1QU CoRE ¦ 4QU LoRE | Non-Red Flag Warning - Catastrophic Fires | 2022 | Financial | 8585.7228 | 88.5056 | 2022 | Control | 0.053 | 3 | 0 | esc | 0.055966 | 480.5104 | 0.055966 | 480.5104 | 0.055966 | 480.5104 | 0 | 0
[149 empty] | All EPR in 2020WLDFRSafety | WLDFR | HFTD - Distribution - Tier 3 - 1QU CoRE ¦ 4QU LoRE | Non-Red Flag Warning - Catastrophic Fires | 2022 | Safety | 5338.1784 | 88.5056 | 2022 | Control | 0.053 | 3 | 0 | esc | 0.055966 | 298.7576 | 0.055966 | 298.7576 | 0.055966 | 298.7576 | 0 | 0
[149 empty] | All EPR in 2020WLDFRElectric Reliability | WLDFR | HFTD - Distribution - Tier 3 - 1QU CoRE ¦ 4QU LoRE | Non-Red Flag Warning - Catastrophic Fires | 2023 | Electric Reliability | 233.2301 | 88.5056 | 2023 | Control | 0.1325 | 3 | 0 | esc | 0 | 0 | 0.15274 | 35.623 | 0.15274 | 35.623 | 0.15274 | 35.623
[149 empty] | All EPR in 2020WLDFRFinancial | WLDFR | HFTD - Distribution - Tier 3 - 1QU CoRE ¦ 4QU LoRE | Non-Red Flag Warning - Catastrophic Fires | 2023 | Financial | 8896.516 | 88.5056 | 2023 | Control | 0.053 | 3 | 0 | esc | 0 | 0 | 0.055966 | 497.9043 | 0.055966 | 497.9043 | 0.055966 | 497.9043
[149 empty] | All EPR in 2020WLDFRSafety | WLDFR | HFTD - Distribution - Tier 3 - 1QU CoRE ¦ 4QU LoRE | Non-Red Flag Warning - Catastrophic Fires | 2023 | Safety | 5534.8915 | 88.5056 | 2023 | Control | 0.053 | 3 | 0 | esc | 0 | 0 | 0.055966 | 309.7669 | 0.055966 | 309.7669 | 0.055966 | 309.7669
[149 empty] | All EPR in 2020WLDFRElectric Reliability | WLDFR | HFTD - Distribution - Tier 3 - 1QU CoRE ¦ 4QU LoRE | Non-Red Flag Warning - Catastrophic Fires | 2024 | Electric Reliability | 233.2301 | 88.5056 | 2024 | Control | 0.1325 | 3 | 0 | esc | 0 | 0 | 0 | 0 | 0.15274 | 35.623 | 0.15274 | 35.623
[149 empty] | All EPR in 2020WLDFRFinancial | WLDFR | HFTD - Distribution - Tier 3 - 1QU CoRE ¦ 4QU LoRE | Non-Red Flag Warning - Catastrophic Fires | 2024 | Financial | 8896.516 | 88.5056 | 2024 | Control | 0.053 | 3 | 0 | esc | 0 | 0 | 0 | 0 | 0.055966 | 497.9043 | 0.055966 | 497.9043
[149 empty] | All EPR in 2020WLDFRSafety | WLDFR | HFTD - Distribution - Tier 3 - 1QU CoRE ¦ 4QU LoRE | Non-Red Flag Warning - Catastrophic Fires | 2024 | Safety | 5534.8915 | 88.5056 | 2024 | Control | 0.053 | 3 | 0 | esc | 0 | 0 | 0 | 0 | 0.055966 | 309.7669 | 0.055966 | 309.7669
[149 empty] | All EPR in 2020WLDFRElectric Reliability | WLDFR | HFTD - Distribution - Tier 3 - 1QU CoRE ¦ 4QU LoRE | Non-Red Flag Warning - Catastrophic Fires | 2025 | Electric Reliability | 233.2301 | 88.5056 | 2025 | Control | 0.1325 | 3 | 0 | esc | 0 | 0 | 0 | 0 | 0 | 0 | 0.15274 | 35.623
[149 empty] | All EPR in 2020WLDFRFinancial | WLDFR | HFTD - Distribution - Tier 3 - 1QU CoRE ¦ 4QU LoRE | Non-Red Flag Warning - Catastrophic Fires | 2025 | Financial | 8896.516 | 88.5056 | 2025 | Control | 0.053 | 3 | 0 | esc | 0 | 0 | 0 | 0 | 0 | 0 | 0.055966 | 497.9043
[149 empty] | All EPR in 2020WLDFRSafety | WLDFR | HFTD - Distribution - Tier 3 - 1QU CoRE ¦ 4QU LoRE | Non-Red Flag Warning - Catastrophic Fires | 2025 | Safety | 5534.8915 | 88.5056 | 2025 | Control | 0.053 | 3 | 0 | esc | 0 | 0 | 0 | 0 | 0 | 0 | 0.055966 | 309.7669
[149 empty] | All EPR in 2020WLDFRElectric Reliability | WLDFR | HFTD - Distribution - Tier 3 - 1QU CoRE ¦ 4QU LoRE | Non-Red Flag Warning - Destructive Fires | 2021 | Electric Reliability | 222.2294 | 88.5056 | 2021 | Control | 0.1325 | 3 | 0 | esc | 0.15274 | 33.9428 | 0.15274 | 33.9428 | 0 | 0 | 0 | 0
[149 empty] | All EPR in 2020WLDFRFinancial | WLDFR | HFTD - Distribution - Tier 3 - 1QU CoRE ¦ 4QU LoRE | Non-Red Flag Warning - Destructive Fires | 2021 | Financial | 8585.7228 | 88.5056 | 2021 | Control | 0.053 | 3 | 0 | esc | 0.055966 | 480.5104 | 0.055966 | 480.5104 | 0 | 0 | 0 | 0
[149 empty] | All EPR in 2020WLDFRElectric Reliability | WLDFR | HFTD - Distribution - Tier 3 - 1QU CoRE ¦ 4QU LoRE | Non-Red Flag Warning - Destructive Fires | 2022 | Electric Reliability | 222.2294 | 88.5056 | 2022 | Control | 0.1325 | 3 | 0 | esc | 0.15274 | 33.9428 | 0.15274 | 33.9428 | 0.15274 | 33.9428 | 0 | 0
[149 empty] | All EPR in 2020WLDFRFinancial | WLDFR | HFTD - Distribution - Tier 3 - 1QU CoRE ¦ 4QU LoRE | Non-Red Flag Warning - Destructive Fires | 2022 | Financial | 8585.7228 | 88.5056 | 2022 | Control | 0.053 | 3 | 0 | esc | 0.055966 | 480.5104 | 0.055966 | 480.5104 | 0.055966 | 480.5104 | 0 | 0
[149 empty] | All EPR in 2020WLDFRElectric Reliability | WLDFR | HFTD - Distribution - Tier 3 - 1QU CoRE ¦ 4QU LoRE | Non-Red Flag Warning - Destructive Fires | 2023 | Electric Reliability | 233.2301 | 88.5056 | 2023 | Control | 0.1325 | 3 | 0 | esc | 0 | 0 | 0.15274 | 35.623 | 0.15274 | 35.623 | 0.15274 | 35.623
[149 empty] | All EPR in 2020WLDFRFinancial | WLDFR | HFTD - Distribution - Tier 3 - 1QU CoRE ¦ 4QU LoRE | Non-Red Flag Warning - Destructive Fires | 2023 | Financial | 8896.516 | 88.5056 | 2023 | Control | 0.053 | 3 | 0 | esc | 0 | 0 | 0.055966 | 497.9043 | 0.055966 | 497.9043 | 0.055966 | 497.9043
[149 empty] | All EPR in 2020WLDFRElectric Reliability | WLDFR | HFTD - Distribution - Tier 3 - 1QU CoRE ¦ 4QU LoRE | Non-Red Flag Warning - Destructive Fires | 2024 | Electric Reliability | 233.2301 | 88.5056 | 2024 | Control | 0.1325 | 3 | 0 | esc | 0 | 0 | 0 | 0 | 0.15274 | 35.623 | 0.15274 | 35.623
[149 empty] | All EPR in 2020WLDFRFinancial | WLDFR | HFTD - Distribution - Tier 3 - 1QU CoRE ¦ 4QU LoRE | Non-Red Flag Warning - Destructive Fires | 2024 | Financial | 8896.516 | 88.5056 | 2024 | Control | 0.053 | 3 | 0 | esc | 0 | 0 | 0 | 0 | 0.055966 | 497.9043 | 0.055966 | 497.9043
[149 empty] | All EPR in 2020WLDFRElectric Reliability | WLDFR | HFTD - Distribution - Tier 3 - 1QU CoRE ¦ 4QU LoRE | Non-Red Flag Warning - Destructive Fires | 2025 | Electric Reliability | 233.2301 | 88.5056 | 2025 | Control | 0.1325 | 3 | 0 | esc | 0 | 0 | 0 | 0 | 0 | 0 | 0.15274 | 35.623
[149 empty] | All EPR in 2020WLDFRFinancial | WLDFR | HFTD - Distribution - Tier 3 - 1QU CoRE ¦ 4QU LoRE | Non-Red Flag Warning - Destructive Fires | 2025 | Financial | 8896.516 | 88.5056 | 2025 | Control | 0.053 | 3 | 0 | esc | 0 | 0 | 0 | 0 | 0 | 0 | 0.055966 | 497.9043
[149 empty] | All EPR in 2020WLDFRElectric Reliability | WLDFR | HFTD - Distribution - Tier 3 - 1QU CoRE ¦ 4QU LoRE | Non-Red Flag Warning - Large Fires | 2021 | Electric Reliability | 0.69642 | 88.5056 | 2021 | Control | 0.1325 | 3 | 0 | esc | 0.15274 | 0.10637 | 0.15274 | 0.10637 | 0 | 0 | 0 | 0
[149 empty] | All EPR in 2020WLDFRFinancial | WLDFR | HFTD - Distribution - Tier 3 - 1QU CoRE ¦ 4QU LoRE | Non-Red Flag Warning - Large Fires | 2021 | Financial | 2.942 | 88.5056 | 2021 | Control | 0.053 | 3 | 0 | esc | 0.055966 | 0.16465 | 0.055966 | 0.16465 | 0 | 0 | 0 | 0
[149 empty] | All EPR in 2020WLDFRSafety | WLDFR | HFTD - Distribution - Tier 3 - 1QU CoRE ¦ 4QU LoRE | Non-Red Flag Warning - Large Fires | 2021 | Safety | 1.6022 | 88.5056 | 2021 | Control | 0.053 | 3 | 0 | esc | 0.055966 | 0.089668 | 0.055966 | 0.089668 | 0 | 0 | 0 | 0
[149 empty] | All EPR in 2020WLDFRElectric Reliability | WLDFR | HFTD - Distribution - Tier 3 - 1QU CoRE ¦ 4QU LoRE | Non-Red Flag Warning - Large Fires | 2022 | Electric Reliability | 0.69642 | 88.5056 | 2022 | Control | 0.1325 | 3 | 0 | esc | 0.15274 | 0.10637 | 0.15274 | 0.10637 | 0.15274 | 0.10637 | 0 | 0
[149 empty] | All EPR in 2020WLDFRFinancial | WLDFR | HFTD - Distribution - Tier 3 - 1QU CoRE ¦ 4QU LoRE | Non-Red Flag Warning - Large Fires | 2022 | Financial | 2.942 | 88.5056 | 2022 | Control | 0.053 | 3 | 0 | esc | 0.055966 | 0.16465 | 0.055966 | 0.16465 | 0.055966 | 0.16465 | 0 | 0
[149 empty] | All EPR in 2020WLDFRSafety | WLDFR | HFTD - Distribution - Tier 3 - 1QU CoRE ¦ 4QU LoRE | Non-Red Flag Warning - Large Fires | 2022 | Safety | 1.6022 | 88.5056 | 2022 | Control | 0.053 | 3 | 0 | esc | 0.055966 | 0.089668 | 0.055966 | 0.089668 | 0.055966 | 0.089668 | 0 | 0
[149 empty] | All EPR in 2020WLDFRElectric Reliability | WLDFR | HFTD - Distribution - Tier 3 - 1QU CoRE ¦ 4QU LoRE | Non-Red Flag Warning - Large Fires | 2023 | Electric Reliability | 0.71896 | 88.5056 | 2023 | Control | 0.1325 | 3 | 0 | esc | 0 | 0 | 0.15274 | 0.10981 | 0.15274 | 0.10981 | 0.15274 | 0.10981
[149 empty] | All EPR in 2020WLDFRFinancial | WLDFR | HFTD - Distribution - Tier 3 - 1QU CoRE ¦ 4QU LoRE | Non-Red Flag Warning - Large Fires | 2023 | Financial | 3.0715 | 88.5056 | 2023 | Control | 0.053 | 3 | 0 | esc | 0 | 0 | 0.055966 | 0.1719 | 0.055966 | 0.1719 | 0.055966 | 0.1719
[149 empty] | All EPR in 2020WLDFRSafety | WLDFR | HFTD - Distribution - Tier 3 - 1QU CoRE ¦ 4QU LoRE | Non-Red Flag Warning - Large Fires | 2023 | Safety | 1.6846 | 88.5056 | 2023 | Control | 0.053 | 3 | 0 | esc | 0 | 0 | 0.055966 | 0.094279 | 0.055966 | 0.094279 | 0.055966 | 0.094279
[149 empty] | All EPR in 2020WLDFRElectric Reliability | WLDFR | HFTD - Distribution - Tier 3 - 1QU CoRE ¦ 4QU LoRE | Non-Red Flag Warning - Large Fires | 2024 | Electric Reliability | 0.71896 | 88.5056 | 2024 | Control | 0.1325 | 3 | 0 | esc | 0 | 0 | 0 | 0 | 0.15274 | 0.10981 | 0.15274 | 0.10981
[149 empty] | All EPR in 2020WLDFRFinancial | WLDFR | HFTD - Distribution - Tier 3 - 1QU CoRE ¦ 4QU LoRE | Non-Red Flag Warning - Large Fires | 2024 | Financial | 3.0715 | 88.5056 | 2024 | Control | 0.053 | 3 | 0 | esc | 0 | 0 | 0 | 0 | 0.055966 | 0.1719 | 0.055966 | 0.1719
[149 empty] | All EPR in 2020WLDFRSafety | WLDFR | HFTD - Distribution - Tier 3 - 1QU CoRE ¦ 4QU LoRE | Non-Red Flag Warning - Large Fires | 2024 | Safety | 1.6846 | 88.5056 | 2024 | Control | 0.053 | 3 | 0 | esc | 0 | 0 | 0 | 0 | 0.055966 | 0.094279 | 0.055966 | 0.094279
[149 empty] | All EPR in 2020WLDFRElectric Reliability | WLDFR | HFTD - Distribution - Tier 3 - 1QU CoRE ¦ 4QU LoRE | Non-Red Flag Warning - Large Fires | 2025 | Electric Reliability | 0.71896 | 88.5056 | 2025 | Control | 0.1325 | 3 | 0 | esc | 0 | 0 | 0 | 0 | 0 | 0 | 0.15274 | 0.10981
[149 empty] | All EPR in 2020WLDFRFinancial | WLDFR | HFTD - Distribution - Tier 3 - 1QU CoRE ¦ 4QU LoRE | Non-Red Flag Warning - Large Fires | 2025 | Financial | 3.0715 | 88.5056 | 2025 | Control | 0.053 | 3 | 0 | esc | 0 | 0 | 0 | 0 | 0 | 0 | 0.055966 | 0.1719
[149 empty] | All EPR in 2020WLDFRSafety | WLDFR | HFTD - Distribution - Tier 3 - 1QU CoRE ¦ 4QU LoRE | Non-Red Flag Warning - Large Fires | 2025 | Safety | 1.6846 | 88.5056 | 2025 | Control | 0.053 | 3 | 0 | esc | 0 | 0 | 0 | 0 | 0 | 0 | 0.055966 | 0.094279
[149 empty] | All EPR in 2020WLDFRElectric Reliability | WLDFR | HFTD - Distribution - Tier 3 - 1QU CoRE ¦ 4QU LoRE | Non-Red Flag Warning - Small Fires | 2021 | Electric Reliability | 0.036425 | 88.5056 | 2021 | Control | 0.1325 | 3 | 0 | esc | 0.15274 | 0.0055635 | 0.15274 | 0.0055635 | 0 | 0 | 0 | 0
[149 empty] | All EPR in 2020WLDFRFinancial | WLDFR | HFTD - Distribution - Tier 3 - 1QU CoRE ¦ 4QU LoRE | Non-Red Flag Warning - Small Fires | 2021 | Financial | 0.0015809 | 88.5056 | 2021 | Control | 0.053 | 3 | 0 | esc | 0.055966 | 8.8475e-05 | 0.055966 | 8.8475e-05 | 0 | 0 | 0 | 0
[149 empty] | All EPR in 2020WLDFRSafety | WLDFR | HFTD - Distribution - Tier 3 - 1QU CoRE ¦ 4QU LoRE | Non-Red Flag Warning - Small Fires | 2021 | Safety | 0.039895 | 88.5056 | 2021 | Control | 0.053 | 3 | 0 | esc | 0.055966 | 0.0022328 | 0.055966 | 0.0022328 | 0 | 0 | 0 | 0
[149 empty] | All EPR in 2020WLDFRElectric Reliability | WLDFR | HFTD - Distribution - Tier 3 - 1QU CoRE ¦ 4QU LoRE | Non-Red Flag Warning - Small Fires | 2022 | Electric Reliability | 0.036425 | 88.5056 | 2022 | Control | 0.1325 | 3 | 0 | esc | 0.15274 | 0.0055635 | 0.15274 | 0.0055635 | 0.15274 | 0.0055635 | 0 | 0
[149 empty] | All EPR in 2020WLDFRFinancial | WLDFR | HFTD - Distribution - Tier 3 - 1QU CoRE ¦ 4QU LoRE | Non-Red Flag Warning - Small Fires | 2022 | Financial | 0.0015809 | 88.5056 | 2022 | Control | 0.053 | 3 | 0 | esc | 0.055966 | 8.8475e-05 | 0.055966 | 8.8475e-05 | 0.055966 | 8.8475e-05 | 0 | 0
[149 empty] | All EPR in 2020WLDFRSafety | WLDFR | HFTD - Distribution - Tier 3 - 1QU CoRE ¦ 4QU LoRE | Non-Red Flag Warning - Small Fires | 2022 | Safety | 0.039895 | 88.5056 | 2022 | Control | 0.053 | 3 | 0 | esc | 0.055966 | 0.0022328 | 0.055966 | 0.0022328 | 0.055966 | 0.0022328 | 0 | 0
[149 empty] | All EPR in 2020WLDFRElectric Reliability | WLDFR | HFTD - Distribution - Tier 3 - 1QU CoRE ¦ 4QU LoRE | Non-Red Flag Warning - Small Fires | 2023 | Electric Reliability | 0.03759 | 88.5056 | 2023 | Control | 0.1325 | 3 | 0 | esc | 0 | 0 | 0.15274 | 0.0057414 | 0.15274 | 0.0057414 | 0.15274 | 0.0057414
[149 empty] | All EPR in 2020WLDFRFinancial | WLDFR | HFTD - Distribution - Tier 3 - 1QU CoRE ¦ 4QU LoRE | Non-Red Flag Warning - Small Fires | 2023 | Financial | 0.0016314 | 88.5056 | 2023 | Control | 0.053 | 3 | 0 | esc | 0 | 0 | 0.055966 | 9.1305e-05 | 0.055966 | 9.1305e-05 | 0.055966 | 9.1305e-05
[149 empty] | All EPR in 2020WLDFRSafety | WLDFR | HFTD - Distribution - Tier 3 - 1QU CoRE ¦ 4QU LoRE | Non-Red Flag Warning - Small Fires | 2023 | Safety | 0.041187 | 88.5056 | 2023 | Control | 0.053 | 3 | 0 | esc | 0 | 0 | 0.055966 | 0.0023051 | 0.055966 | 0.0023051 | 0.055966 | 0.0023051
[149 empty] | All EPR in 2020WLDFRElectric Reliability | WLDFR | HFTD - Distribution - Tier 3 - 1QU CoRE ¦ 4QU LoRE | Non-Red Flag Warning - Small Fires | 2024 | Electric Reliability | 0.03759 | 88.5056 | 2024 | Control | 0.1325 | 3 | 0 | esc | 0 | 0 | 0 | 0 | 0.15274 | 0.0057414 | 0.15274 | 0.0057414
[149 empty] | All EPR in 2020WLDFRFinancial | WLDFR | HFTD - Distribution - Tier 3 - 1QU CoRE ¦ 4QU LoRE | Non-Red Flag Warning - Small Fires | 2024 | Financial | 0.0016314 | 88.5056 | 2024 | Control | 0.053 | 3 | 0 | esc | 0 | 0 | 0 | 0 | 0.055966 | 9.1305e-05 | 0.055966 | 9.1305e-05
[149 empty] | All EPR in 2020WLDFRSafety | WLDFR | HFTD - Distribution - Tier 3 - 1QU CoRE ¦ 4QU LoRE | Non-Red Flag Warning - Small Fires | 2024 | Safety | 0.041187 | 88.5056 | 2024 | Control | 0.053 | 3 | 0 | esc | 0 | 0 | 0 | 0 | 0.055966 | 0.0023051 | 0.055966 | 0.0023051
[149 empty] | All EPR in 2020WLDFRElectric Reliability | WLDFR | HFTD - Distribution - Tier 3 - 1QU CoRE ¦ 4QU LoRE | Non-Red Flag Warning - Small Fires | 2025 | Electric Reliability | 0.03759 | 88.5056 | 2025 | Control | 0.1325 | 3 | 0 | esc | 0 | 0 | 0 | 0 | 0 | 0 | 0.15274 | 0.0057414
[149 empty] | All EPR in 2020WLDFRFinancial | WLDFR | HFTD - Distribution - Tier 3 - 1QU CoRE ¦ 4QU LoRE | Non-Red Flag Warning - Small Fires | 2025 | Financial | 0.0016314 | 88.5056 | 2025 | Control | 0.053 | 3 | 0 | esc | 0 | 0 | 0 | 0 | 0 | 0 | 0.055966 | 9.1305e-05
[149 empty] | All EPR in 2020WLDFRSafety | WLDFR | HFTD - Distribution - Tier 3 - 1QU CoRE ¦ 4QU LoRE | Non-Red Flag Warning - Small Fires | 2025 | Safety | 0.041187 | 88.5056 | 2025 | Control | 0.053 | 3 | 0 | esc | 0 | 0 | 0 | 0 | 0 | 0 | 0.055966 | 0.0023051
[149 empty] | All EPR in 2020WLDFRElectric Reliability | WLDFR | HFTD - Distribution - Tier 3 - 1QU CoRE ¦ 4QU LoRE | Red Flag Warning - Catastrophic Fires | 2021 | Electric Reliability | 222.2294 | 88.5056 | 2021 | Control | 0.1325 | 3 | 0 | esc | 0.15274 | 33.9428 | 0.15274 | 33.9428 | 0 | 0 | 0 | 0
[149 empty] | All EPR in 2020WLDFRFinancial | WLDFR | HFTD - Distribution - Tier 3 - 1QU CoRE ¦ 4QU LoRE | Red Flag Warning - Catastrophic Fires | 2021 | Financial | 8585.7228 | 88.5056 | 2021 | Control | 0.053 | 3 | 0 | esc | 0.055966 | 480.5104 | 0.055966 | 480.5104 | 0 | 0 | 0 | 0
[149 empty] | All EPR in 2020WLDFRSafety | WLDFR | HFTD - Distribution - Tier 3 - 1QU CoRE ¦ 4QU LoRE | Red Flag Warning - Catastrophic Fires | 2021 | Safety | 5338.1784 | 88.5056 | 2021 | Control | 0.053 | 3 | 0 | esc | 0.055966 | 298.7576 | 0.055966 | 298.7576 | 0 | 0 | 0 | 0
[149 empty] | All EPR in 2020WLDFRElectric Reliability | WLDFR | HFTD - Distribution - Tier 3 - 1QU CoRE ¦ 4QU LoRE | Red Flag Warning - Catastrophic Fires | 2022 | Electric Reliability | 222.2294 | 88.5056 | 2022 | Control | 0.1325 | 3 | 0 | esc | 0.15274 | 33.9428 | 0.15274 | 33.9428 | 0.15274 | 33.9428 | 0 | 0
[149 empty] | All EPR in 2020WLDFRFinancial | WLDFR | HFTD - Distribution - Tier 3 - 1QU CoRE ¦ 4QU LoRE | Red Flag Warning - Catastrophic Fires | 2022 | Financial | 8585.7228 | 88.5056 | 2022 | Control | 0.053 | 3 | 0 | esc | 0.055966 | 480.5104 | 0.055966 | 480.5104 | 0.055966 | 480.5104 | 0 | 0
[149 empty] | All EPR in 2020WLDFRSafety | WLDFR | HFTD - Distribution - Tier 3 - 1QU CoRE ¦ 4QU LoRE | Red Flag Warning - Catastrophic Fires | 2022 | Safety | 5338.1784 | 88.5056 | 2022 | Control | 0.053 | 3 | 0 | esc | 0.055966 | 298.7576 | 0.055966 | 298.7576 | 0.055966 | 298.7576 | 0 | 0
[149 empty] | All EPR in 2020WLDFRElectric Reliability | WLDFR | HFTD - Distribution - Tier 3 - 1QU CoRE ¦ 4QU LoRE | Red Flag Warning - Catastrophic Fires | 2023 | Electric Reliability | 233.2301 | 88.5056 | 2023 | Control | 0.1325 | 3 | 0 | esc | 0 | 0 | 0.15274 | 35.623 | 0.15274 | 35.623 | 0.15274 | 35.623
[149 empty] | All EPR in 2020WLDFRFinancial | WLDFR | HFTD - Distribution - Tier 3 - 1QU CoRE ¦ 4QU LoRE | Red Flag Warning - Catastrophic Fires | 2023 | Financial | 8896.516 | 88.5056 | 2023 | Control | 0.053 | 3 | 0 | esc | 0 | 0 | 0.055966 | 497.9043 | 0.055966 | 497.9043 | 0.055966 | 497.9043
[149 empty] | All EPR in 2020WLDFRSafety | WLDFR | HFTD - Distribution - Tier 3 - 1QU CoRE ¦ 4QU LoRE | Red Flag Warning - Catastrophic Fires | 2023 | Safety | 5534.8915 | 88.5056 | 2023 | Control | 0.053 | 3 | 0 | esc | 0 | 0 | 0.055966 | 309.7669 | 0.055966 | 309.7669 | 0.055966 | 309.7669
[149 empty] | All EPR in 2020WLDFRElectric Reliability | WLDFR | HFTD - Distribution - Tier 3 - 1QU CoRE ¦ 4QU LoRE | Red Flag Warning - Catastrophic Fires | 2024 | Electric Reliability | 233.2301 | 88.5056 | 2024 | Control | 0.1325 | 3 | 0 | esc | 0 | 0 | 0 | 0 | 0.15274 | 35.623 | 0.15274 | 35.623
[149 empty] | All EPR in 2020WLDFRFinancial | WLDFR | HFTD - Distribution - Tier 3 - 1QU CoRE ¦ 4QU LoRE | Red Flag Warning - Catastrophic Fires | 2024 | Financial | 8896.516 | 88.5056 | 2024 | Control | 0.053 | 3 | 0 | esc | 0 | 0 | 0 | 0 | 0.055966 | 497.9043 | 0.055966 | 497.9043
[149 empty] | All EPR in 2020WLDFRSafety | WLDFR | HFTD - Distribution - Tier 3 - 1QU CoRE ¦ 4QU LoRE | Red Flag Warning - Catastrophic Fires | 2024 | Safety | 5534.8915 | 88.5056 | 2024 | Control | 0.053 | 3 | 0 | esc | 0 | 0 | 0 | 0 | 0.055966 | 309.7669 | 0.055966 | 309.7669
[149 empty] | All EPR in 2020WLDFRElectric Reliability | WLDFR | HFTD - Distribution - Tier 3 - 1QU CoRE ¦ 4QU LoRE | Red Flag Warning - Catastrophic Fires | 2025 | Electric Reliability | 233.2301 | 88.5056 | 2025 | Control | 0.1325 | 3 | 0 | esc | 0 | 0 | 0 | 0 | 0 | 0 | 0.15274 | 35.623
[149 empty] | All EPR in 2020WLDFRFinancial | WLDFR | HFTD - Distribution - Tier 3 - 1QU CoRE ¦ 4QU LoRE | Red Flag Warning - Catastrophic Fires | 2025 | Financial | 8896.516 | 88.5056 | 2025 | Control | 0.053 | 3 | 0 | esc | 0 | 0 | 0 | 0 | 0 | 0 | 0.055966 | 497.9043
[149 empty] | All EPR in 2020WLDFRSafety | WLDFR | HFTD - Distribution - Tier 3 - 1QU CoRE ¦ 4QU LoRE | Red Flag Warning - Catastrophic Fires | 2025 | Safety | 5534.8915 | 88.5056 | 2025 | Control | 0.053 | 3 | 0 | esc | 0 | 0 | 0 | 0 | 0 | 0 | 0.055966 | 309.7669
[149 empty] | All EPR in 2020WLDFRElectric Reliability | WLDFR | HFTD - Distribution - Tier 3 - 1QU CoRE ¦ 4QU LoRE | Red Flag Warning - Destructive Fires | 2021 | Electric Reliability | 222.2294 | 88.5056 | 2021 | Control | 0.1325 | 3 | 0 | esc | 0.15274 | 33.9428 | 0.15274 | 33.9428 | 0 | 0 | 0 | 0
[149 empty] | All EPR in 2020WLDFRFinancial | WLDFR | HFTD - Distribution - Tier 3 - 1QU CoRE ¦ 4QU LoRE | Red Flag Warning - Destructive Fires | 2021 | Financial | 8585.7228 | 88.5056 | 2021 | Control | 0.053 | 3 | 0 | esc | 0.055966 | 480.5104 | 0.055966 | 480.5104 | 0 | 0 | 0 | 0
[149 empty] | All EPR in 2020WLDFRElectric Reliability | WLDFR | HFTD - Distribution - Tier 3 - 1QU CoRE ¦ 4QU LoRE | Red Flag Warning - Destructive Fires | 2022 | Electric Reliability | 222.2294 | 88.5056 | 2022 | Control | 0.1325 | 3 | 0 | esc | 0.15274 | 33.9428 | 0.15274 | 33.9428 | 0.15274 | 33.9428 | 0 | 0
[149 empty] | All EPR in 2020WLDFRFinancial | WLDFR | HFTD - Distribution - Tier 3 - 1QU CoRE ¦ 4QU LoRE | Red Flag Warning - Destructive Fires | 2022 | Financial | 8585.7228 | 88.5056 | 2022 | Control | 0.053 | 3 | 0 | esc | 0.055966 | 480.5104 | 0.055966 | 480.5104 | 0.055966 | 480.5104 | 0 | 0
[149 empty] | All EPR in 2020WLDFRElectric Reliability | WLDFR | HFTD - Distribution - Tier 3 - 1QU CoRE ¦ 4QU LoRE | Red Flag Warning - Destructive Fires | 2023 | Electric Reliability | 233.2301 | 88.5056 | 2023 | Control | 0.1325 | 3 | 0 | esc | 0 | 0 | 0.15274 | 35.623 | 0.15274 | 35.623 | 0.15274 | 35.623
[149 empty] | All EPR in 2020WLDFRFinancial | WLDFR | HFTD - Distribution - Tier 3 - 1QU CoRE ¦ 4QU LoRE | Red Flag Warning - Destructive Fires | 2023 | Financial | 8896.516 | 88.5056 | 2023 | Control | 0.053 | 3 | 0 | esc | 0 | 0 | 0.055966 | 497.9043 | 0.055966 | 497.9043 | 0.055966 | 497.9043
[149 empty] | All EPR in 2020WLDFRElectric Reliability | WLDFR | HFTD - Distribution - Tier 3 - 1QU CoRE ¦ 4QU LoRE | Red Flag Warning - Destructive Fires | 2024 | Electric Reliability | 233.2301 | 88.5056 | 2024 | Control | 0.1325 | 3 | 0 | esc | 0 | 0 | 0 | 0 | 0.15274 | 35.623 | 0.15274 | 35.623
[149 empty] | All EPR in 2020WLDFRFinancial | WLDFR | HFTD - Distribution - Tier 3 - 1QU CoRE ¦ 4QU LoRE | Red Flag Warning - Destructive Fires | 2024 | Financial | 8896.516 | 88.5056 | 2024 | Control | 0.053 | 3 | 0 | esc | 0 | 0 | 0 | 0 | 0.055966 | 497.9043 | 0.055966 | 497.9043
[149 empty] | All EPR in 2020WLDFRElectric Reliability | WLDFR | HFTD - Distribution - Tier 3 - 1QU CoRE ¦ 4QU LoRE | Red Flag Warning - Destructive Fires | 2025 | Electric Reliability | 233.2301 | 88.5056 | 2025 | Control | 0.1325 | 3 | 0 | esc | 0 | 0 | 0 | 0 | 0 | 0 | 0.15274 | 35.623
[149 empty] | All EPR in 2020WLDFRFinancial | WLDFR | HFTD - Distribution - Tier 3 - 1QU CoRE ¦ 4QU LoRE | Red Flag Warning - Destructive Fires | 2025 | Financial | 8896.516 | 88.5056 | 2025 | Control | 0.053 | 3 | 0 | esc | 0 | 0 | 0 | 0 | 0 | 0 | 0.055966 | 497.9043
[149 empty] | All EPR in 2020WLDFRElectric Reliability | WLDFR | HFTD - Distribution - Tier 3 - 1QU CoRE ¦ 4QU LoRE | Red Flag Warning - Large Fires | 2021 | Electric Reliability | 0.69642 | 88.5056 | 2021 | Control | 0.1325 | 3 | 0 | esc | 0.15274 | 0.10637 | 0.15274 | 0.10637 | 0 | 0 | 0 | 0
[149 empty] | All EPR in 2020WLDFRFinancial | WLDFR | HFTD - Distribution - Tier 3 - 1QU CoRE ¦ 4QU LoRE | Red Flag Warning - Large Fires | 2021 | Financial | 2.942 | 88.5056 | 2021 | Control | 0.053 | 3 | 0 | esc | 0.055966 | 0.16465 | 0.055966 | 0.16465 | 0 | 0 | 0 | 0
[149 empty] | All EPR in 2020WLDFRSafety | WLDFR | HFTD - Distribution - Tier 3 - 1QU CoRE ¦ 4QU LoRE | Red Flag Warning - Large Fires | 2021 | Safety | 1.6022 | 88.5056 | 2021 | Control | 0.053 | 3 | 0 | esc | 0.055966 | 0.089668 | 0.055966 | 0.089668 | 0 | 0 | 0 | 0
[149 empty] | All EPR in 2020WLDFRElectric Reliability | WLDFR | HFTD - Distribution - Tier 3 - 1QU CoRE ¦ 4QU LoRE | Red Flag Warning - Large Fires | 2022 | Electric Reliability | 0.69642 | 88.5056 | 2022 | Control | 0.1325 | 3 | 0 | esc | 0.15274 | 0.10637 | 0.15274 | 0.10637 | 0.15274 | 0.10637 | 0 | 0
[149 empty] | All EPR in 2020WLDFRFinancial | WLDFR | HFTD - Distribution - Tier 3 - 1QU CoRE ¦ 4QU LoRE | Red Flag Warning - Large Fires | 2022 | Financial | 2.942 | 88.5056 | 2022 | Control | 0.053 | 3 | 0 | esc | 0.055966 | 0.16465 | 0.055966 | 0.16465 | 0.055966 | 0.16465 | 0 | 0
[149 empty] | All EPR in 2020WLDFRSafety | WLDFR | HFTD - Distribution - Tier 3 - 1QU CoRE ¦ 4QU LoRE | Red Flag Warning - Large Fires | 2022 | Safety | 1.6022 | 88.5056 | 2022 | Control | 0.053 | 3 | 0 | esc | 0.055966 | 0.089668 | 0.055966 | 0.089668 | 0.055966 | 0.089668 | 0 | 0
[149 empty] | All EPR in 2020WLDFRElectric Reliability | WLDFR | HFTD - Distribution - Tier 3 - 1QU CoRE ¦ 4QU LoRE | Red Flag Warning - Large Fires | 2023 | Electric Reliability | 0.71896 | 88.5056 | 2023 | Control | 0.1325 | 3 | 0 | esc | 0 | 0 | 0.15274 | 0.10981 | 0.15274 | 0.10981 | 0.15274 | 0.10981
[149 empty] | All EPR in 2020WLDFRFinancial | WLDFR | HFTD - Distribution - Tier 3 - 1QU CoRE ¦ 4QU LoRE | Red Flag Warning - Large Fires | 2023 | Financial | 3.0715 | 88.5056 | 2023 | Control | 0.053 | 3 | 0 | esc | 0 | 0 | 0.055966 | 0.1719 | 0.055966 | 0.1719 | 0.055966 | 0.1719
[149 empty] | All EPR in 2020WLDFRSafety | WLDFR | HFTD - Distribution - Tier 3 - 1QU CoRE ¦ 4QU LoRE | Red Flag Warning - Large Fires | 2023 | Safety | 1.6846 | 88.5056 | 2023 | Control | 0.053 | 3 | 0 | esc | 0 | 0 | 0.055966 | 0.094279 | 0.055966 | 0.094279 | 0.055966 | 0.094279
[149 empty] | All EPR in 2020WLDFRElectric Reliability | WLDFR | HFTD - Distribution - Tier 3 - 1QU CoRE ¦ 4QU LoRE | Red Flag Warning - Large Fires | 2024 | Electric Reliability | 0.71896 | 88.5056 | 2024 | Control | 0.1325 | 3 | 0 | esc | 0 | 0 | 0 | 0 | 0.15274 | 0.10981 | 0.15274 | 0.10981
[149 empty] | All EPR in 2020WLDFRFinancial | WLDFR | HFTD - Distribution - Tier 3 - 1QU CoRE ¦ 4QU LoRE | Red Flag Warning - Large Fires | 2024 | Financial | 3.0715 | 88.5056 | 2024 | Control | 0.053 | 3 | 0 | esc | 0 | 0 | 0 | 0 | 0.055966 | 0.1719 | 0.055966 | 0.1719
[149 empty] | All EPR in 2020WLDFRSafety | WLDFR | HFTD - Distribution - Tier 3 - 1QU CoRE ¦ 4QU LoRE | Red Flag Warning - Large Fires | 2024 | Safety | 1.6846 | 88.5056 | 2024 | Control | 0.053 | 3 | 0 | esc | 0 | 0 | 0 | 0 | 0.055966 | 0.094279 | 0.055966 | 0.094279
[149 empty] | All EPR in 2020WLDFRElectric Reliability | WLDFR | HFTD - Distribution - Tier 3 - 1QU CoRE ¦ 4QU LoRE | Red Flag Warning - Large Fires | 2025 | Electric Reliability | 0.71896 | 88.5056 | 2025 | Control | 0.1325 | 3 | 0 | esc | 0 | 0 | 0 | 0 | 0 | 0 | 0.15274 | 0.10981
[149 empty] | All EPR in 2020WLDFRFinancial | WLDFR | HFTD - Distribution - Tier 3 - 1QU CoRE ¦ 4QU LoRE | Red Flag Warning - Large Fires | 2025 | Financial | 3.0715 | 88.5056 | 2025 | Control | 0.053 | 3 | 0 | esc | 0 | 0 | 0 | 0 | 0 | 0 | 0.055966 | 0.1719
[149 empty] | All EPR in 2020WLDFRSafety | WLDFR | HFTD - Distribution - Tier 3 - 1QU CoRE ¦ 4QU LoRE | Red Flag Warning - Large Fires | 2025 | Safety | 1.6846 | 88.5056 | 2025 | Control | 0.053 | 3 | 0 | esc | 0 | 0 | 0 | 0 | 0 | 0 | 0.055966 | 0.094279
[149 empty] | All EPR in 2020WLDFRElectric Reliability | WLDFR | HFTD - Distribution - Tier 3 - 1QU CoRE ¦ 4QU LoRE | Red Flag Warning - Small Fires | 2021 | Electric Reliability | 0.036425 | 88.5056 | 2021 | Control | 0.1325 | 3 | 0 | esc | 0.15274 | 0.0055635 | 0.15274 | 0.0055635 | 0 | 0 | 0 | 0
[149 empty] | All EPR in 2020WLDFRFinancial | WLDFR | HFTD - Distribution - Tier 3 - 1QU CoRE ¦ 4QU LoRE | Red Flag Warning - Small Fires | 2021 | Financial | 0.0015809 | 88.5056 | 2021 | Control | 0.053 | 3 | 0 | esc | 0.055966 | 8.8475e-05 | 0.055966 | 8.8475e-05 | 0 | 0 | 0 | 0
[149 empty] | All EPR in 2020WLDFRSafety | WLDFR | HFTD - Distribution - Tier 3 - 1QU CoRE ¦ 4QU LoRE | Red Flag Warning - Small Fires | 2021 | Safety | 0.039895 | 88.5056 | 2021 | Control | 0.053 | 3 | 0 | esc | 0.055966 | 0.0022328 | 0.055966 | 0.0022328 | 0 | 0 | 0 | 0
[149 empty] | All EPR in 2020WLDFRElectric Reliability | WLDFR | HFTD - Distribution - Tier 3 - 1QU CoRE ¦ 4QU LoRE | Red Flag Warning - Small Fires | 2022 | Electric Reliability | 0.036425 | 88.5056 | 2022 | Control | 0.1325 | 3 | 0 | esc | 0.15274 | 0.0055635 | 0.15274 | 0.0055635 | 0.15274 | 0.0055635 | 0 | 0
[149 empty] | All EPR in 2020WLDFRFinancial | WLDFR | HFTD - Distribution - Tier 3 - 1QU CoRE ¦ 4QU LoRE | Red Flag Warning - Small Fires | 2022 | Financial | 0.0015809 | 88.5056 | 2022 | Control | 0.053 | 3 | 0 | esc | 0.055966 | 8.8475e-05 | 0.055966 | 8.8475e-05 | 0.055966 | 8.8475e-05 | 0 | 0
[149 empty] | All EPR in 2020WLDFRSafety | WLDFR | HFTD - Distribution - Tier 3 - 1QU CoRE ¦ 4QU LoRE | Red Flag Warning - Small Fires | 2022 | Safety | 0.039895 | 88.5056 | 2022 | Control | 0.053 | 3 | 0 | esc | 0.055966 | 0.0022328 | 0.055966 | 0.0022328 | 0.055966 | 0.0022328 | 0 | 0
[149 empty] | All EPR in 2020WLDFRElectric Reliability | WLDFR | HFTD - Distribution - Tier 3 - 1QU CoRE ¦ 4QU LoRE | Red Flag Warning - Small Fires | 2023 | Electric Reliability | 0.03759 | 88.5056 | 2023 | Control | 0.1325 | 3 | 0 | esc | 0 | 0 | 0.15274 | 0.0057414 | 0.15274 | 0.0057414 | 0.15274 | 0.0057414
[149 empty] | All EPR in 2020WLDFRFinancial | WLDFR | HFTD - Distribution - Tier 3 - 1QU CoRE ¦ 4QU LoRE | Red Flag Warning - Small Fires | 2023 | Financial | 0.0016314 | 88.5056 | 2023 | Control | 0.053 | 3 | 0 | esc | 0 | 0 | 0.055966 | 9.1305e-05 | 0.055966 | 9.1305e-05 | 0.055966 | 9.1305e-05
[149 empty] | All EPR in 2020WLDFRSafety | WLDFR | HFTD - Distribution - Tier 3 - 1QU CoRE ¦ 4QU LoRE | Red Flag Warning - Small Fires | 2023 | Safety | 0.041187 | 88.5056 | 2023 | Control | 0.053 | 3 | 0 | esc | 0 | 0 | 0.055966 | 0.0023051 | 0.055966 | 0.0023051 | 0.055966 | 0.0023051
[149 empty] | All EPR in 2020WLDFRElectric Reliability | WLDFR | HFTD - Distribution - Tier 3 - 1QU CoRE ¦ 4QU LoRE | Red Flag Warning - Small Fires | 2024 | Electric Reliability | 0.03759 | 88.5056 | 2024 | Control | 0.1325 | 3 | 0 | esc | 0 | 0 | 0 | 0 | 0.15274 | 0.0057414 | 0.15274 | 0.0057414
[149 empty] | All EPR in 2020WLDFRFinancial | WLDFR | HFTD - Distribution - Tier 3 - 1QU CoRE ¦ 4QU LoRE | Red Flag Warning - Small Fires | 2024 | Financial | 0.0016314 | 88.5056 | 2024 | Control | 0.053 | 3 | 0 | esc | 0 | 0 | 0 | 0 | 0.055966 | 9.1305e-05 | 0.055966 | 9.1305e-05
[149 empty] | All EPR in 2020WLDFRSafety | WLDFR | HFTD - Distribution - Tier 3 - 1QU CoRE ¦ 4QU LoRE | Red Flag Warning - Small Fires | 2024 | Safety | 0.041187 | 88.5056 | 2024 | Control | 0.053 | 3 | 0 | esc | 0 | 0 | 0 | 0 | 0.055966 | 0.0023051 | 0.055966 | 0.0023051
[149 empty] | All EPR in 2020WLDFRElectric Reliability | WLDFR | HFTD - Distribution - Tier 3 - 1QU CoRE ¦ 4QU LoRE | Red Flag Warning - Small Fires | 2025 | Electric Reliability | 0.03759 | 88.5056 | 2025 | Control | 0.1325 | 3 | 0 | esc | 0 | 0 | 0 | 0 | 0 | 0 | 0.15274 | 0.0057414
[149 empty] | All EPR in 2020WLDFRFinancial | WLDFR | HFTD - Distribution - Tier 3 - 1QU CoRE ¦ 4QU LoRE | Red Flag Warning - Small Fires | 2025 | Financial | 0.0016314 | 88.5056 | 2025 | Control | 0.053 | 3 | 0 | esc | 0 | 0 | 0 | 0 | 0 | 0 | 0.055966 | 9.1305e-05
[149 empty] | All EPR in 2020WLDFRSafety | WLDFR | HFTD - Distribution - Tier 3 - 1QU CoRE ¦ 4QU LoRE | Red Flag Warning - Small Fires | 2025 | Safety | 0.041187 | 88.5056 | 2025 | Control | 0.053 | 3 | 0 | esc | 0 | 0 | 0 | 0 | 0 | 0 | 0.055966 | 0.0023051
[149 empty] | All EPR in 2020WLDFRElectric Reliability | WLDFR | HFTD - Distribution - Tier 3 - 1QU CoRE ¦ 4QU LoRE | Seismic - Non-Red Flag Warning - Catastrophic Fires | 2021 | Electric Reliability | 409.2237 | 88.5056 | 2021 | Control | 0.1325 | 3 | 0 | esc | 0.15274 | 62.5039 | 0.15274 | 62.5039 | 0 | 0 | 0 | 0
[149 empty] | All EPR in 2020WLDFRFinancial | WLDFR | HFTD - Distribution - Tier 3 - 1QU CoRE ¦ 4QU LoRE | Seismic - Non-Red Flag Warning - Catastrophic Fires | 2021 | Financial | 13469.0878 | 88.5056 | 2021 | Control | 0.053 | 3 | 0 | esc | 0.055966 | 753.8138 | 0.055966 | 753.8138 | 0 | 0 | 0 | 0
[149 empty] | All EPR in 2020WLDFRSafety | WLDFR | HFTD - Distribution - Tier 3 - 1QU CoRE ¦ 4QU LoRE | Seismic - Non-Red Flag Warning - Catastrophic Fires | 2021 | Safety | 7205.5313 | 88.5056 | 2021 | Control | 0.053 | 3 | 0 | esc | 0.055966 | 403.2663 | 0.055966 | 403.2663 | 0 | 0 | 0 | 0
[149 empty] | All EPR in 2020WLDFRElectric Reliability | WLDFR | HFTD - Distribution - Tier 3 - 1QU CoRE ¦ 4QU LoRE | Seismic - Non-Red Flag Warning - Catastrophic Fires | 2022 | Electric Reliability | 409.2237 | 88.5056 | 2022 | Control | 0.1325 | 3 | 0 | esc | 0.15274 | 62.5039 | 0.15274 | 62.5039 | 0.15274 | 62.5039 | 0 | 0
[149 empty] | All EPR in 2020WLDFRFinancial | WLDFR | HFTD - Distribution - Tier 3 - 1QU CoRE ¦ 4QU LoRE | Seismic - Non-Red Flag Warning - Catastrophic Fires | 2022 | Financial | 13469.0878 | 88.5056 | 2022 | Control | 0.053 | 3 | 0 | esc | 0.055966 | 753.8138 | 0.055966 | 753.8138 | 0.055966 | 753.8138 | 0 | 0
[149 empty] | All EPR in 2020WLDFRSafety | WLDFR | HFTD - Distribution - Tier 3 - 1QU CoRE ¦ 4QU LoRE | Seismic - Non-Red Flag Warning - Catastrophic Fires | 2022 | Safety | 7205.5313 | 88.5056 | 2022 | Control | 0.053 | 3 | 0 | esc | 0.055966 | 403.2663 | 0.055966 | 403.2663 | 0.055966 | 403.2663 | 0 | 0
[149 empty] | All EPR in 2020WLDFRElectric Reliability | WLDFR | HFTD - Distribution - Tier 3 - 1QU CoRE ¦ 4QU LoRE | Seismic - Non-Red Flag Warning - Catastrophic Fires | 2023 | Electric Reliability | 428.6023 | 88.5056 | 2023 | Control | 0.1325 | 3 | 0 | esc | 0 | 0 | 0.15274 | 65.4638 | 0.15274 | 65.4638 | 0.15274 | 65.4638
[149 empty] | All EPR in 2020WLDFRFinancial | WLDFR | HFTD - Distribution - Tier 3 - 1QU CoRE ¦ 4QU LoRE | Seismic - Non-Red Flag Warning - Catastrophic Fires | 2023 | Financial | 13939.561 | 88.5056 | 2023 | Control | 0.053 | 3 | 0 | esc | 0 | 0 | 0.055966 | 780.1444 | 0.055966 | 780.1444 | 0.055966 | 780.1444
[149 empty] | All EPR in 2020WLDFRSafety | WLDFR | HFTD - Distribution - Tier 3 - 1QU CoRE ¦ 4QU LoRE | Seismic - Non-Red Flag Warning - Catastrophic Fires | 2023 | Safety | 7467.8148 | 88.5056 | 2023 | Control | 0.053 | 3 | 0 | esc | 0 | 0 | 0.055966 | 417.9453 | 0.055966 | 417.9453 | 0.055966 | 417.9453
[149 empty] | All EPR in 2020WLDFRElectric Reliability | WLDFR | HFTD - Distribution - Tier 3 - 1QU CoRE ¦ 4QU LoRE | Seismic - Non-Red Flag Warning - Catastrophic Fires | 2024 | Electric Reliability | 428.6023 | 88.5056 | 2024 | Control | 0.1325 | 3 | 0 | esc | 0 | 0 | 0 | 0 | 0.15274 | 65.4638 | 0.15274 | 65.4638
[149 empty] | All EPR in 2020WLDFRFinancial | WLDFR | HFTD - Distribution - Tier 3 - 1QU CoRE ¦ 4QU LoRE | Seismic - Non-Red Flag Warning - Catastrophic Fires | 2024 | Financial | 13939.561 | 88.5056 | 2024 | Control | 0.053 | 3 | 0 | esc | 0 | 0 | 0 | 0 | 0.055966 | 780.1444 | 0.055966 | 780.1444
[149 empty] | All EPR in 2020WLDFRSafety | WLDFR | HFTD - Distribution - Tier 3 - 1QU CoRE ¦ 4QU LoRE | Seismic - Non-Red Flag Warning - Catastrophic Fires | 2024 | Safety | 7467.8148 | 88.5056 | 2024 | Control | 0.053 | 3 | 0 | esc | 0 | 0 | 0 | 0 | 0.055966 | 417.9453 | 0.055966 | 417.9453
[149 empty] | All EPR in 2020WLDFRElectric Reliability | WLDFR | HFTD - Distribution - Tier 3 - 1QU CoRE ¦ 4QU LoRE | Seismic - Non-Red Flag Warning - Catastrophic Fires | 2025 | Electric Reliability | 428.6023 | 88.5056 | 2025 | Control | 0.1325 | 3 | 0 | esc | 0 | 0 | 0 | 0 | 0 | 0 | 0.15274 | 65.4638
[149 empty] | All EPR in 2020WLDFRFinancial | WLDFR | HFTD - Distribution - Tier 3 - 1QU CoRE ¦ 4QU LoRE | Seismic - Non-Red Flag Warning - Catastrophic Fires | 2025 | Financial | 13939.561 | 88.5056 | 2025 | Control | 0.053 | 3 | 0 | esc | 0 | 0 | 0 | 0 | 0 | 0 | 0.055966 | 780.1444
[149 empty] | All EPR in 2020WLDFRSafety | WLDFR | HFTD - Distribution - Tier 3 - 1QU CoRE ¦ 4QU LoRE | Seismic - Non-Red Flag Warning - Catastrophic Fires | 2025 | Safety | 7467.8148 | 88.5056 | 2025 | Control | 0.053 | 3 | 0 | esc | 0 | 0 | 0 | 0 | 0 | 0 | 0.055966 | 417.9453
[149 empty] | All EPR in 2020WLDFRElectric Reliability | WLDFR | HFTD - Distribution - Tier 3 - 1QU CoRE ¦ 4QU LoRE | Seismic - Red Flag Warning - Catastrophic Fires | 2021 | Electric Reliability | 409.2237 | 88.5056 | 2021 | Control | 0.1325 | 3 | 0 | esc | 0.15274 | 62.5039 | 0.15274 | 62.5039 | 0 | 0 | 0 | 0
[149 empty] | All EPR in 2020WLDFRFinancial | WLDFR | HFTD - Distribution - Tier 3 - 1QU CoRE ¦ 4QU LoRE | Seismic - Red Flag Warning - Catastrophic Fires | 2021 | Financial | 13469.0878 | 88.5056 | 2021 | Control | 0.053 | 3 | 0 | esc | 0.055966 | 753.8138 | 0.055966 | 753.8138 | 0 | 0 | 0 | 0
[149 empty] | All EPR in 2020WLDFRSafety | WLDFR | HFTD - Distribution - Tier 3 - 1QU CoRE ¦ 4QU LoRE | Seismic - Red Flag Warning - Catastrophic Fires | 2021 | Safety | 7205.5313 | 88.5056 | 2021 | Control | 0.053 | 3 | 0 | esc | 0.055966 | 403.2663 | 0.055966 | 403.2663 | 0 | 0 | 0 | 0
[149 empty] | All EPR in 2020WLDFRElectric Reliability | WLDFR | HFTD - Distribution - Tier 3 - 1QU CoRE ¦ 4QU LoRE | Seismic - Red Flag Warning - Catastrophic Fires | 2022 | Electric Reliability | 409.2237 | 88.5056 | 2022 | Control | 0.1325 | 3 | 0 | esc | 0.15274 | 62.5039 | 0.15274 | 62.5039 | 0.15274 | 62.5039 | 0 | 0
[149 empty] | All EPR in 2020WLDFRFinancial | WLDFR | HFTD - Distribution - Tier 3 - 1QU CoRE ¦ 4QU LoRE | Seismic - Red Flag Warning - Catastrophic Fires | 2022 | Financial | 13469.0878 | 88.5056 | 2022 | Control | 0.053 | 3 | 0 | esc | 0.055966 | 753.8138 | 0.055966 | 753.8138 | 0.055966 | 753.8138 | 0 | 0
[149 empty] | All EPR in 2020WLDFRSafety | WLDFR | HFTD - Distribution - Tier 3 - 1QU CoRE ¦ 4QU LoRE | Seismic - Red Flag Warning - Catastrophic Fires | 2022 | Safety | 7205.5313 | 88.5056 | 2022 | Control | 0.053 | 3 | 0 | esc | 0.055966 | 403.2663 | 0.055966 | 403.2663 | 0.055966 | 403.2663 | 0 | 0
[149 empty] | All EPR in 2020WLDFRElectric Reliability | WLDFR | HFTD - Distribution - Tier 3 - 1QU CoRE ¦ 4QU LoRE | Seismic - Red Flag Warning - Catastrophic Fires | 2023 | Electric Reliability | 428.6023 | 88.5056 | 2023 | Control | 0.1325 | 3 | 0 | esc | 0 | 0 | 0.15274 | 65.4638 | 0.15274 | 65.4638 | 0.15274 | 65.4638
[149 empty] | All EPR in 2020WLDFRFinancial | WLDFR | HFTD - Distribution - Tier 3 - 1QU CoRE ¦ 4QU LoRE | Seismic - Red Flag Warning - Catastrophic Fires | 2023 | Financial | 13939.561 | 88.5056 | 2023 | Control | 0.053 | 3 | 0 | esc | 0 | 0 | 0.055966 | 780.1444 | 0.055966 | 780.1444 | 0.055966 | 780.1444
[149 empty] | All EPR in 2020WLDFRSafety | WLDFR | HFTD - Distribution - Tier 3 - 1QU CoRE ¦ 4QU LoRE | Seismic - Red Flag Warning - Catastrophic Fires | 2023 | Safety | 7467.8148 | 88.5056 | 2023 | Control | 0.053 | 3 | 0 | esc | 0 | 0 | 0.055966 | 417.9453 | 0.055966 | 417.9453 | 0.055966 | 417.9453
[149 empty] | All EPR in 2020WLDFRElectric Reliability | WLDFR | HFTD - Distribution - Tier 3 - 1QU CoRE ¦ 4QU LoRE | Seismic - Red Flag Warning - Catastrophic Fires | 2024 | Electric Reliability | 428.6023 | 88.5056 | 2024 | Control | 0.1325 | 3 | 0 | esc | 0 | 0 | 0 | 0 | 0.15274 | 65.4638 | 0.15274 | 65.4638
[149 empty] | All EPR in 2020WLDFRFinancial | WLDFR | HFTD - Distribution - Tier 3 - 1QU CoRE ¦ 4QU LoRE | Seismic - Red Flag Warning - Catastrophic Fires | 2024 | Financial | 13939.561 | 88.5056 | 2024 | Control | 0.053 | 3 | 0 | esc | 0 | 0 | 0 | 0 | 0.055966 | 780.1444 | 0.055966 | 780.1444
[149 empty] | All EPR in 2020WLDFRSafety | WLDFR | HFTD - Distribution - Tier 3 - 1QU CoRE ¦ 4QU LoRE | Seismic - Red Flag Warning - Catastrophic Fires | 2024 | Safety | 7467.8148 | 88.5056 | 2024 | Control | 0.053 | 3 | 0 | esc | 0 | 0 | 0 | 0 | 0.055966 | 417.9453 | 0.055966 | 417.9453
[149 empty] | All EPR in 2020WLDFRElectric Reliability | WLDFR | HFTD - Distribution - Tier 3 - 1QU CoRE ¦ 4QU LoRE | Seismic - Red Flag Warning - Catastrophic Fires | 2025 | Electric Reliability | 428.6023 | 88.5056 | 2025 | Control | 0.1325 | 3 | 0 | esc | 0 | 0 | 0 | 0 | 0 | 0 | 0.15274 | 65.4638
[149 empty] | All EPR in 2020WLDFRFinancial | WLDFR | HFTD - Distribution - Tier 3 - 1QU CoRE ¦ 4QU LoRE | Seismic - Red Flag Warning - Catastrophic Fires | 2025 | Financial | 13939.561 | 88.5056 | 2025 | Control | 0.053 | 3 | 0 | esc | 0 | 0 | 0 | 0 | 0 | 0 | 0.055966 | 780.1444
[149 empty] | All EPR in 2020WLDFRSafety | WLDFR | HFTD - Distribution - Tier 3 - 1QU CoRE ¦ 4QU LoRE | Seismic - Red Flag Warning - Catastrophic Fires | 2025 | Safety | 7467.8148 | 88.5056 | 2025 | Control | 0.053 | 3 | 0 | esc | 0 | 0 | 0 | 0 | 0 | 0 | 0.055966 | 417.9453
[149 empty] | All EPR in 2020WLDFRElectric Reliability | WLDFR | HFTD - Distribution - Tier 3 - 1QU CoRE ¦ 5QU LoRE | Non-Red Flag Warning - Catastrophic Fires | 2021 | Electric Reliability | 222.2294 | 88.4245 | 2021 | Control | 0.1325 | 3 | 0 | esc | 0.15274 | 33.9428 | 0.15274 | 33.9428 | 0 | 0 | 0 | 0
[149 empty] | All EPR in 2020WLDFRFinancial | WLDFR | HFTD - Distribution - Tier 3 - 1QU CoRE ¦ 5QU LoRE | Non-Red Flag Warning - Catastrophic Fires | 2021 | Financial | 8585.7228 | 88.4245 | 2021 | Control | 0.053 | 3 | 0 | esc | 0.055966 | 480.5104 | 0.055966 | 480.5104 | 0 | 0 | 0 | 0
[149 empty] | All EPR in 2020WLDFRSafety | WLDFR | HFTD - Distribution - Tier 3 - 1QU CoRE ¦ 5QU LoRE | Non-Red Flag Warning - Catastrophic Fires | 2021 | Safety | 5338.1784 | 88.4245 | 2021 | Control | 0.053 | 3 | 0 | esc | 0.055966 | 298.7576 | 0.055966 | 298.7576 | 0 | 0 | 0 | 0
[149 empty] | All EPR in 2020WLDFRElectric Reliability | WLDFR | HFTD - Distribution - Tier 3 - 1QU CoRE ¦ 5QU LoRE | Non-Red Flag Warning - Catastrophic Fires | 2022 | Electric Reliability | 222.2294 | 88.4245 | 2022 | Control | 0.1325 | 3 | 0 | esc | 0.15274 | 33.9428 | 0.15274 | 33.9428 | 0.15274 | 33.9428 | 0 | 0
[149 empty] | All EPR in 2020WLDFRFinancial | WLDFR | HFTD - Distribution - Tier 3 - 1QU CoRE ¦ 5QU LoRE | Non-Red Flag Warning - Catastrophic Fires | 2022 | Financial | 8585.7228 | 88.4245 | 2022 | Control | 0.053 | 3 | 0 | esc | 0.055966 | 480.5104 | 0.055966 | 480.5104 | 0.055966 | 480.5104 | 0 | 0
[149 empty] | All EPR in 2020WLDFRSafety | WLDFR | HFTD - Distribution - Tier 3 - 1QU CoRE ¦ 5QU LoRE | Non-Red Flag Warning - Catastrophic Fires | 2022 | Safety | 5338.1784 | 88.4245 | 2022 | Control | 0.053 | 3 | 0 | esc | 0.055966 | 298.7576 | 0.055966 | 298.7576 | 0.055966 | 298.7576 | 0 | 0
[149 empty] | All EPR in 2020WLDFRElectric Reliability | WLDFR | HFTD - Distribution - Tier 3 - 1QU CoRE ¦ 5QU LoRE | Non-Red Flag Warning - Catastrophic Fires | 2023 | Electric Reliability | 233.2301 | 88.4245 | 2023 | Control | 0.1325 | 3 | 0 | esc | 0 | 0 | 0.15274 | 35.623 | 0.15274 | 35.623 | 0.15274 | 35.623
[149 empty] | All EPR in 2020WLDFRFinancial | WLDFR | HFTD - Distribution - Tier 3 - 1QU CoRE ¦ 5QU LoRE | Non-Red Flag Warning - Catastrophic Fires | 2023 | Financial | 8896.516 | 88.4245 | 2023 | Control | 0.053 | 3 | 0 | esc | 0 | 0 | 0.055966 | 497.9043 | 0.055966 | 497.9043 | 0.055966 | 497.9043
[149 empty] | All EPR in 2020WLDFRSafety | WLDFR | HFTD - Distribution - Tier 3 - 1QU CoRE ¦ 5QU LoRE | Non-Red Flag Warning - Catastrophic Fires | 2023 | Safety | 5534.8915 | 88.4245 | 2023 | Control | 0.053 | 3 | 0 | esc | 0 | 0 | 0.055966 | 309.7669 | 0.055966 | 309.7669 | 0.055966 | 309.7669
[149 empty] | All EPR in 2020WLDFRElectric Reliability | WLDFR | HFTD - Distribution - Tier 3 - 1QU CoRE ¦ 5QU LoRE | Non-Red Flag Warning - Catastrophic Fires | 2024 | Electric Reliability | 233.2301 | 88.4245 | 2024 | Control | 0.1325 | 3 | 0 | esc | 0 | 0 | 0 | 0 | 0.15274 | 35.623 | 0.15274 | 35.623
[149 empty] | All EPR in 2020WLDFRFinancial | WLDFR | HFTD - Distribution - Tier 3 - 1QU CoRE ¦ 5QU LoRE | Non-Red Flag Warning - Catastrophic Fires | 2024 | Financial | 8896.516 | 88.4245 | 2024 | Control | 0.053 | 3 | 0 | esc | 0 | 0 | 0 | 0 | 0.055966 | 497.9043 | 0.055966 | 497.9043
[149 empty] | All EPR in 2020WLDFRSafety | WLDFR | HFTD - Distribution - Tier 3 - 1QU CoRE ¦ 5QU LoRE | Non-Red Flag Warning - Catastrophic Fires | 2024 | Safety | 5534.8915 | 88.4245 | 2024 | Control | 0.053 | 3 | 0 | esc | 0 | 0 | 0 | 0 | 0.055966 | 309.7669 | 0.055966 | 309.7669
[149 empty] | All EPR in 2020WLDFRElectric Reliability | WLDFR | HFTD - Distribution - Tier 3 - 1QU CoRE ¦ 5QU LoRE | Non-Red Flag Warning - Catastrophic Fires | 2025 | Electric Reliability | 233.2301 | 88.4245 | 2025 | Control | 0.1325 | 3 | 0 | esc | 0 | 0 | 0 | 0 | 0 | 0 | 0.15274 | 35.623
[149 empty] | All EPR in 2020WLDFRFinancial | WLDFR | HFTD - Distribution - Tier 3 - 1QU CoRE ¦ 5QU LoRE | Non-Red Flag Warning - Catastrophic Fires | 2025 | Financial | 8896.516 | 88.4245 | 2025 | Control | 0.053 | 3 | 0 | esc | 0 | 0 | 0 | 0 | 0 | 0 | 0.055966 | 497.9043
[149 empty] | All EPR in 2020WLDFRSafety | WLDFR | HFTD - Distribution - Tier 3 - 1QU CoRE ¦ 5QU LoRE | Non-Red Flag Warning - Catastrophic Fires | 2025 | Safety | 5534.8915 | 88.4245 | 2025 | Control | 0.053 | 3 | 0 | esc | 0 | 0 | 0 | 0 | 0 | 0 | 0.055966 | 309.7669
[149 empty] | All EPR in 2020WLDFRElectric Reliability | WLDFR | HFTD - Distribution - Tier 3 - 1QU CoRE ¦ 5QU LoRE | Non-Red Flag Warning - Destructive Fires | 2021 | Electric Reliability | 222.2294 | 88.4245 | 2021 | Control | 0.1325 | 3 | 0 | esc | 0.15274 | 33.9428 | 0.15274 | 33.9428 | 0 | 0 | 0 | 0
[149 empty] | All EPR in 2020WLDFRFinancial | WLDFR | HFTD - Distribution - Tier 3 - 1QU CoRE ¦ 5QU LoRE | Non-Red Flag Warning - Destructive Fires | 2021 | Financial | 8585.7228 | 88.4245 | 2021 | Control | 0.053 | 3 | 0 | esc | 0.055966 | 480.5104 | 0.055966 | 480.5104 | 0 | 0 | 0 | 0
[149 empty] | All EPR in 2020WLDFRElectric Reliability | WLDFR | HFTD - Distribution - Tier 3 - 1QU CoRE ¦ 5QU LoRE | Non-Red Flag Warning - Destructive Fires | 2022 | Electric Reliability | 222.2294 | 88.4245 | 2022 | Control | 0.1325 | 3 | 0 | esc | 0.15274 | 33.9428 | 0.15274 | 33.9428 | 0.15274 | 33.9428 | 0 | 0
[149 empty] | All EPR in 2020WLDFRFinancial | WLDFR | HFTD - Distribution - Tier 3 - 1QU CoRE ¦ 5QU LoRE | Non-Red Flag Warning - Destructive Fires | 2022 | Financial | 8585.7228 | 88.4245 | 2022 | Control | 0.053 | 3 | 0 | esc | 0.055966 | 480.5104 | 0.055966 | 480.5104 | 0.055966 | 480.5104 | 0 | 0
[149 empty] | All EPR in 2020WLDFRElectric Reliability | WLDFR | HFTD - Distribution - Tier 3 - 1QU CoRE ¦ 5QU LoRE | Non-Red Flag Warning - Destructive Fires | 2023 | Electric Reliability | 233.2301 | 88.4245 | 2023 | Control | 0.1325 | 3 | 0 | esc | 0 | 0 | 0.15274 | 35.623 | 0.15274 | 35.623 | 0.15274 | 35.623
[149 empty] | All EPR in 2020WLDFRFinancial | WLDFR | HFTD - Distribution - Tier 3 - 1QU CoRE ¦ 5QU LoRE | Non-Red Flag Warning - Destructive Fires | 2023 | Financial | 8896.516 | 88.4245 | 2023 | Control | 0.053 | 3 | 0 | esc | 0 | 0 | 0.055966 | 497.9043 | 0.055966 | 497.9043 | 0.055966 | 497.9043
[149 empty] | All EPR in 2020WLDFRElectric Reliability | WLDFR | HFTD - Distribution - Tier 3 - 1QU CoRE ¦ 5QU LoRE | Non-Red Flag Warning - Destructive Fires | 2024 | Electric Reliability | 233.2301 | 88.4245 | 2024 | Control | 0.1325 | 3 | 0 | esc | 0 | 0 | 0 | 0 | 0.15274 | 35.623 | 0.15274 | 35.623
[149 empty] | All EPR in 2020WLDFRFinancial | WLDFR | HFTD - Distribution - Tier 3 - 1QU CoRE ¦ 5QU LoRE | Non-Red Flag Warning - Destructive Fires | 2024 | Financial | 8896.516 | 88.4245 | 2024 | Control | 0.053 | 3 | 0 | esc | 0 | 0 | 0 | 0 | 0.055966 | 497.9043 | 0.055966 | 497.9043
[149 empty] | All EPR in 2020WLDFRElectric Reliability | WLDFR | HFTD - Distribution - Tier 3 - 1QU CoRE ¦ 5QU LoRE | Non-Red Flag Warning - Destructive Fires | 2025 | Electric Reliability | 233.2301 | 88.4245 | 2025 | Control | 0.1325 | 3 | 0 | esc | 0 | 0 | 0 | 0 | 0 | 0 | 0.15274 | 35.623
[149 empty] | All EPR in 2020WLDFRFinancial | WLDFR | HFTD - Distribution - Tier 3 - 1QU CoRE ¦ 5QU LoRE | Non-Red Flag Warning - Destructive Fires | 2025 | Financial | 8896.516 | 88.4245 | 2025 | Control | 0.053 | 3 | 0 | esc | 0 | 0 | 0 | 0 | 0 | 0 | 0.055966 | 497.9043
[149 empty] | All EPR in 2020WLDFRElectric Reliability | WLDFR | HFTD - Distribution - Tier 3 - 1QU CoRE ¦ 5QU LoRE | Non-Red Flag Warning - Large Fires | 2021 | Electric Reliability | 0.69642 | 88.4245 | 2021 | Control | 0.1325 | 3 | 0 | esc | 0.15274 | 0.10637 | 0.15274 | 0.10637 | 0 | 0 | 0 | 0
[149 empty] | All EPR in 2020WLDFRFinancial | WLDFR | HFTD - Distribution - Tier 3 - 1QU CoRE ¦ 5QU LoRE | Non-Red Flag Warning - Large Fires | 2021 | Financial | 2.942 | 88.4245 | 2021 | Control | 0.053 | 3 | 0 | esc | 0.055966 | 0.16465 | 0.055966 | 0.16465 | 0 | 0 | 0 | 0
[149 empty] | All EPR in 2020WLDFRSafety | WLDFR | HFTD - Distribution - Tier 3 - 1QU CoRE ¦ 5QU LoRE | Non-Red Flag Warning - Large Fires | 2021 | Safety | 1.6022 | 88.4245 | 2021 | Control | 0.053 | 3 | 0 | esc | 0.055966 | 0.089668 | 0.055966 | 0.089668 | 0 | 0 | 0 | 0
[149 empty] | All EPR in 2020WLDFRElectric Reliability | WLDFR | HFTD - Distribution - Tier 3 - 1QU CoRE ¦ 5QU LoRE | Non-Red Flag Warning - Large Fires | 2022 | Electric Reliability | 0.69642 | 88.4245 | 2022 | Control | 0.1325 | 3 | 0 | esc | 0.15274 | 0.10637 | 0.15274 | 0.10637 | 0.15274 | 0.10637 | 0 | 0
[149 empty] | All EPR in 2020WLDFRFinancial | WLDFR | HFTD - Distribution - Tier 3 - 1QU CoRE ¦ 5QU LoRE | Non-Red Flag Warning - Large Fires | 2022 | Financial | 2.942 | 88.4245 | 2022 | Control | 0.053 | 3 | 0 | esc | 0.055966 | 0.16465 | 0.055966 | 0.16465 | 0.055966 | 0.16465 | 0 | 0
[149 empty] | All EPR in 2020WLDFRSafety | WLDFR | HFTD - Distribution - Tier 3 - 1QU CoRE ¦ 5QU LoRE | Non-Red Flag Warning - Large Fires | 2022 | Safety | 1.6022 | 88.4245 | 2022 | Control | 0.053 | 3 | 0 | esc | 0.055966 | 0.089668 | 0.055966 | 0.089668 | 0.055966 | 0.089668 | 0 | 0
[149 empty] | All EPR in 2020WLDFRElectric Reliability | WLDFR | HFTD - Distribution - Tier 3 - 1QU CoRE ¦ 5QU LoRE | Non-Red Flag Warning - Large Fires | 2023 | Electric Reliability | 0.71896 | 88.4245 | 2023 | Control | 0.1325 | 3 | 0 | esc | 0 | 0 | 0.15274 | 0.10981 | 0.15274 | 0.10981 | 0.15274 | 0.10981
[149 empty] | All EPR in 2020WLDFRFinancial | WLDFR | HFTD - Distribution - Tier 3 - 1QU CoRE ¦ 5QU LoRE | Non-Red Flag Warning - Large Fires | 2023 | Financial | 3.0715 | 88.4245 | 2023 | Control | 0.053 | 3 | 0 | esc | 0 | 0 | 0.055966 | 0.1719 | 0.055966 | 0.1719 | 0.055966 | 0.1719
[149 empty] | All EPR in 2020WLDFRSafety | WLDFR | HFTD - Distribution - Tier 3 - 1QU CoRE ¦ 5QU LoRE | Non-Red Flag Warning - Large Fires | 2023 | Safety | 1.6846 | 88.4245 | 2023 | Control | 0.053 | 3 | 0 | esc | 0 | 0 | 0.055966 | 0.094279 | 0.055966 | 0.094279 | 0.055966 | 0.094279
[149 empty] | All EPR in 2020WLDFRElectric Reliability | WLDFR | HFTD - Distribution - Tier 3 - 1QU CoRE ¦ 5QU LoRE | Non-Red Flag Warning - Large Fires | 2024 | Electric Reliability | 0.71896 | 88.4245 | 2024 | Control | 0.1325 | 3 | 0 | esc | 0 | 0 | 0 | 0 | 0.15274 | 0.10981 | 0.15274 | 0.10981
[149 empty] | All EPR in 2020WLDFRFinancial | WLDFR | HFTD - Distribution - Tier 3 - 1QU CoRE ¦ 5QU LoRE | Non-Red Flag Warning - Large Fires | 2024 | Financial | 3.0715 | 88.4245 | 2024 | Control | 0.053 | 3 | 0 | esc | 0 | 0 | 0 | 0 | 0.055966 | 0.1719 | 0.055966 | 0.1719
[149 empty] | All EPR in 2020WLDFRSafety | WLDFR | HFTD - Distribution - Tier 3 - 1QU CoRE ¦ 5QU LoRE | Non-Red Flag Warning - Large Fires | 2024 | Safety | 1.6846 | 88.4245 | 2024 | Control | 0.053 | 3 | 0 | esc | 0 | 0 | 0 | 0 | 0.055966 | 0.094279 | 0.055966 | 0.094279
[149 empty] | All EPR in 2020WLDFRElectric Reliability | WLDFR | HFTD - Distribution - Tier 3 - 1QU CoRE ¦ 5QU LoRE | Non-Red Flag Warning - Large Fires | 2025 | Electric Reliability | 0.71896 | 88.4245 | 2025 | Control | 0.1325 | 3 | 0 | esc | 0 | 0 | 0 | 0 | 0 | 0 | 0.15274 | 0.10981
[149 empty] | All EPR in 2020WLDFRFinancial | WLDFR | HFTD - Distribution - Tier 3 - 1QU CoRE ¦ 5QU LoRE | Non-Red Flag Warning - Large Fires | 2025 | Financial | 3.0715 | 88.4245 | 2025 | Control | 0.053 | 3 | 0 | esc | 0 | 0 | 0 | 0 | 0 | 0 | 0.055966 | 0.1719
[149 empty] | All EPR in 2020WLDFRSafety | WLDFR | HFTD - Distribution - Tier 3 - 1QU CoRE ¦ 5QU LoRE | Non-Red Flag Warning - Large Fires | 2025 | Safety | 1.6846 | 88.4245 | 2025 | Control | 0.053 | 3 | 0 | esc | 0 | 0 | 0 | 0 | 0 | 0 | 0.055966 | 0.094279
[149 empty] | All EPR in 2020WLDFRElectric Reliability | WLDFR | HFTD - Distribution - Tier 3 - 1QU CoRE ¦ 5QU LoRE | Non-Red Flag Warning - Small Fires | 2021 | Electric Reliability | 0.036425 | 88.4245 | 2021 | Control | 0.1325 | 3 | 0 | esc | 0.15274 | 0.0055635 | 0.15274 | 0.0055635 | 0 | 0 | 0 | 0
[149 empty] | All EPR in 2020WLDFRFinancial | WLDFR | HFTD - Distribution - Tier 3 - 1QU CoRE ¦ 5QU LoRE | Non-Red Flag Warning - Small Fires | 2021 | Financial | 0.0015809 | 88.4245 | 2021 | Control | 0.053 | 3 | 0 | esc | 0.055966 | 8.8475e-05 | 0.055966 | 8.8475e-05 | 0 | 0 | 0 | 0
[149 empty] | All EPR in 2020WLDFRSafety | WLDFR | HFTD - Distribution - Tier 3 - 1QU CoRE ¦ 5QU LoRE | Non-Red Flag Warning - Small Fires | 2021 | Safety | 0.039895 | 88.4245 | 2021 | Control | 0.053 | 3 | 0 | esc | 0.055966 | 0.0022328 | 0.055966 | 0.0022328 | 0 | 0 | 0 | 0
[149 empty] | All EPR in 2020WLDFRElectric Reliability | WLDFR | HFTD - Distribution - Tier 3 - 1QU CoRE ¦ 5QU LoRE | Non-Red Flag Warning - Small Fires | 2022 | Electric Reliability | 0.036425 | 88.4245 | 2022 | Control | 0.1325 | 3 | 0 | esc | 0.15274 | 0.0055635 | 0.15274 | 0.0055635 | 0.15274 | 0.0055635 | 0 | 0
[149 empty] | All EPR in 2020WLDFRFinancial | WLDFR | HFTD - Distribution - Tier 3 - 1QU CoRE ¦ 5QU LoRE | Non-Red Flag Warning - Small Fires | 2022 | Financial | 0.0015809 | 88.4245 | 2022 | Control | 0.053 | 3 | 0 | esc | 0.055966 | 8.8475e-05 | 0.055966 | 8.8475e-05 | 0.055966 | 8.8475e-05 | 0 | 0
[149 empty] | All EPR in 2020WLDFRSafety | WLDFR | HFTD - Distribution - Tier 3 - 1QU CoRE ¦ 5QU LoRE | Non-Red Flag Warning - Small Fires | 2022 | Safety | 0.039895 | 88.4245 | 2022 | Control | 0.053 | 3 | 0 | esc | 0.055966 | 0.0022328 | 0.055966 | 0.0022328 | 0.055966 | 0.0022328 | 0 | 0
[149 empty] | All EPR in 2020WLDFRElectric Reliability | WLDFR | HFTD - Distribution - Tier 3 - 1QU CoRE ¦ 5QU LoRE | Non-Red Flag Warning - Small Fires | 2023 | Electric Reliability | 0.03759 | 88.4245 | 2023 | Control | 0.1325 | 3 | 0 | esc | 0 | 0 | 0.15274 | 0.0057414 | 0.15274 | 0.0057414 | 0.15274 | 0.0057414
[149 empty] | All EPR in 2020WLDFRFinancial | WLDFR | HFTD - Distribution - Tier 3 - 1QU CoRE ¦ 5QU LoRE | Non-Red Flag Warning - Small Fires | 2023 | Financial | 0.0016314 | 88.4245 | 2023 | Control | 0.053 | 3 | 0 | esc | 0 | 0 | 0.055966 | 9.1305e-05 | 0.055966 | 9.1305e-05 | 0.055966 | 9.1305e-05
[149 empty] | All EPR in 2020WLDFRSafety | WLDFR | HFTD - Distribution - Tier 3 - 1QU CoRE ¦ 5QU LoRE | Non-Red Flag Warning - Small Fires | 2023 | Safety | 0.041187 | 88.4245 | 2023 | Control | 0.053 | 3 | 0 | esc | 0 | 0 | 0.055966 | 0.0023051 | 0.055966 | 0.0023051 | 0.055966 | 0.0023051
[149 empty] | All EPR in 2020WLDFRElectric Reliability | WLDFR | HFTD - Distribution - Tier 3 - 1QU CoRE ¦ 5QU LoRE | Non-Red Flag Warning - Small Fires | 2024 | Electric Reliability | 0.03759 | 88.4245 | 2024 | Control | 0.1325 | 3 | 0 | esc | 0 | 0 | 0 | 0 | 0.15274 | 0.0057414 | 0.15274 | 0.0057414
[149 empty] | All EPR in 2020WLDFRFinancial | WLDFR | HFTD - Distribution - Tier 3 - 1QU CoRE ¦ 5QU LoRE | Non-Red Flag Warning - Small Fires | 2024 | Financial | 0.0016314 | 88.4245 | 2024 | Control | 0.053 | 3 | 0 | esc | 0 | 0 | 0 | 0 | 0.055966 | 9.1305e-05 | 0.055966 | 9.1305e-05
[149 empty] | All EPR in 2020WLDFRSafety | WLDFR | HFTD - Distribution - Tier 3 - 1QU CoRE ¦ 5QU LoRE | Non-Red Flag Warning - Small Fires | 2024 | Safety | 0.041187 | 88.4245 | 2024 | Control | 0.053 | 3 | 0 | esc | 0 | 0 | 0 | 0 | 0.055966 | 0.0023051 | 0.055966 | 0.0023051
[149 empty] | All EPR in 2020WLDFRElectric Reliability | WLDFR | HFTD - Distribution - Tier 3 - 1QU CoRE ¦ 5QU LoRE | Non-Red Flag Warning - Small Fires | 2025 | Electric Reliability | 0.03759 | 88.4245 | 2025 | Control | 0.1325 | 3 | 0 | esc | 0 | 0 | 0 | 0 | 0 | 0 | 0.15274 | 0.0057414
[149 empty] | All EPR in 2020WLDFRFinancial | WLDFR | HFTD - Distribution - Tier 3 - 1QU CoRE ¦ 5QU LoRE | Non-Red Flag Warning - Small Fires | 2025 | Financial | 0.0016314 | 88.4245 | 2025 | Control | 0.053 | 3 | 0 | esc | 0 | 0 | 0 | 0 | 0 | 0 | 0.055966 | 9.1305e-05
[149 empty] | All EPR in 2020WLDFRSafety | WLDFR | HFTD - Distribution - Tier 3 - 1QU CoRE ¦ 5QU LoRE | Non-Red Flag Warning - Small Fires | 2025 | Safety | 0.041187 | 88.4245 | 2025 | Control | 0.053 | 3 | 0 | esc | 0 | 0 | 0 | 0 | 0 | 0 | 0.055966 | 0.0023051
[149 empty] | All EPR in 2020WLDFRElectric Reliability | WLDFR | HFTD - Distribution - Tier 3 - 1QU CoRE ¦ 5QU LoRE | Red Flag Warning - Catastrophic Fires | 2021 | Electric Reliability | 222.2294 | 88.4245 | 2021 | Control | 0.1325 | 3 | 0 | esc | 0.15274 | 33.9428 | 0.15274 | 33.9428 | 0 | 0 | 0 | 0
[149 empty] | All EPR in 2020WLDFRFinancial | WLDFR | HFTD - Distribution - Tier 3 - 1QU CoRE ¦ 5QU LoRE | Red Flag Warning - Catastrophic Fires | 2021 | Financial | 8585.7228 | 88.4245 | 2021 | Control | 0.053 | 3 | 0 | esc | 0.055966 | 480.5104 | 0.055966 | 480.5104 | 0 | 0 | 0 | 0
[149 empty] | All EPR in 2020WLDFRSafety | WLDFR | HFTD - Distribution - Tier 3 - 1QU CoRE ¦ 5QU LoRE | Red Flag Warning - Catastrophic Fires | 2021 | Safety | 5338.1784 | 88.4245 | 2021 | Control | 0.053 | 3 | 0 | esc | 0.055966 | 298.7576 | 0.055966 | 298.7576 | 0 | 0 | 0 | 0
[149 empty] | All EPR in 2020WLDFRElectric Reliability | WLDFR | HFTD - Distribution - Tier 3 - 1QU CoRE ¦ 5QU LoRE | Red Flag Warning - Catastrophic Fires | 2022 | Electric Reliability | 222.2294 | 88.4245 | 2022 | Control | 0.1325 | 3 | 0 | esc | 0.15274 | 33.9428 | 0.15274 | 33.9428 | 0.15274 | 33.9428 | 0 | 0
[149 empty] | All EPR in 2020WLDFRFinancial | WLDFR | HFTD - Distribution - Tier 3 - 1QU CoRE ¦ 5QU LoRE | Red Flag Warning - Catastrophic Fires | 2022 | Financial | 8585.7228 | 88.4245 | 2022 | Control | 0.053 | 3 | 0 | esc | 0.055966 | 480.5104 | 0.055966 | 480.5104 | 0.055966 | 480.5104 | 0 | 0
[149 empty] | All EPR in 2020WLDFRSafety | WLDFR | HFTD - Distribution - Tier 3 - 1QU CoRE ¦ 5QU LoRE | Red Flag Warning - Catastrophic Fires | 2022 | Safety | 5338.1784 | 88.4245 | 2022 | Control | 0.053 | 3 | 0 | esc | 0.055966 | 298.7576 | 0.055966 | 298.7576 | 0.055966 | 298.7576 | 0 | 0
[149 empty] | All EPR in 2020WLDFRElectric Reliability | WLDFR | HFTD - Distribution - Tier 3 - 1QU CoRE ¦ 5QU LoRE | Red Flag Warning - Catastrophic Fires | 2023 | Electric Reliability | 233.2301 | 88.4245 | 2023 | Control | 0.1325 | 3 | 0 | esc | 0 | 0 | 0.15274 | 35.623 | 0.15274 | 35.623 | 0.15274 | 35.623
[149 empty] | All EPR in 2020WLDFRFinancial | WLDFR | HFTD - Distribution - Tier 3 - 1QU CoRE ¦ 5QU LoRE | Red Flag Warning - Catastrophic Fires | 2023 | Financial | 8896.516 | 88.4245 | 2023 | Control | 0.053 | 3 | 0 | esc | 0 | 0 | 0.055966 | 497.9043 | 0.055966 | 497.9043 | 0.055966 | 497.9043
[149 empty] | All EPR in 2020WLDFRSafety | WLDFR | HFTD - Distribution - Tier 3 - 1QU CoRE ¦ 5QU LoRE | Red Flag Warning - Catastrophic Fires | 2023 | Safety | 5534.8915 | 88.4245 | 2023 | Control | 0.053 | 3 | 0 | esc | 0 | 0 | 0.055966 | 309.7669 | 0.055966 | 309.7669 | 0.055966 | 309.7669
[149 empty] | All EPR in 2020WLDFRElectric Reliability | WLDFR | HFTD - Distribution - Tier 3 - 1QU CoRE ¦ 5QU LoRE | Red Flag Warning - Catastrophic Fires | 2024 | Electric Reliability | 233.2301 | 88.4245 | 2024 | Control | 0.1325 | 3 | 0 | esc | 0 | 0 | 0 | 0 | 0.15274 | 35.623 | 0.15274 | 35.623
[149 empty] | All EPR in 2020WLDFRFinancial | WLDFR | HFTD - Distribution - Tier 3 - 1QU CoRE ¦ 5QU LoRE | Red Flag Warning - Catastrophic Fires | 2024 | Financial | 8896.516 | 88.4245 | 2024 | Control | 0.053 | 3 | 0 | esc | 0 | 0 | 0 | 0 | 0.055966 | 497.9043 | 0.055966 | 497.9043
[149 empty] | All EPR in 2020WLDFRSafety | WLDFR | HFTD - Distribution - Tier 3 - 1QU CoRE ¦ 5QU LoRE | Red Flag Warning - Catastrophic Fires | 2024 | Safety | 5534.8915 | 88.4245 | 2024 | Control | 0.053 | 3 | 0 | esc | 0 | 0 | 0 | 0 | 0.055966 | 309.7669 | 0.055966 | 309.7669
[149 empty] | All EPR in 2020WLDFRElectric Reliability | WLDFR | HFTD - Distribution - Tier 3 - 1QU CoRE ¦ 5QU LoRE | Red Flag Warning - Catastrophic Fires | 2025 | Electric Reliability | 233.2301 | 88.4245 | 2025 | Control | 0.1325 | 3 | 0 | esc | 0 | 0 | 0 | 0 | 0 | 0 | 0.15274 | 35.623
[149 empty] | All EPR in 2020WLDFRFinancial | WLDFR | HFTD - Distribution - Tier 3 - 1QU CoRE ¦ 5QU LoRE | Red Flag Warning - Catastrophic Fires | 2025 | Financial | 8896.516 | 88.4245 | 2025 | Control | 0.053 | 3 | 0 | esc | 0 | 0 | 0 | 0 | 0 | 0 | 0.055966 | 497.9043
[149 empty] | All EPR in 2020WLDFRSafety | WLDFR | HFTD - Distribution - Tier 3 - 1QU CoRE ¦ 5QU LoRE | Red Flag Warning - Catastrophic Fires | 2025 | Safety | 5534.8915 | 88.4245 | 2025 | Control | 0.053 | 3 | 0 | esc | 0 | 0 | 0 | 0 | 0 | 0 | 0.055966 | 309.7669
[149 empty] | All EPR in 2020WLDFRElectric Reliability | WLDFR | HFTD - Distribution - Tier 3 - 1QU CoRE ¦ 5QU LoRE | Red Flag Warning - Destructive Fires | 2021 | Electric Reliability | 222.2294 | 88.4245 | 2021 | Control | 0.1325 | 3 | 0 | esc | 0.15274 | 33.9428 | 0.15274 | 33.9428 | 0 | 0 | 0 | 0
[149 empty] | All EPR in 2020WLDFRFinancial | WLDFR | HFTD - Distribution - Tier 3 - 1QU CoRE ¦ 5QU LoRE | Red Flag Warning - Destructive Fires | 2021 | Financial | 8585.7228 | 88.4245 | 2021 | Control | 0.053 | 3 | 0 | esc | 0.055966 | 480.5104 | 0.055966 | 480.5104 | 0 | 0 | 0 | 0
[149 empty] | All EPR in 2020WLDFRElectric Reliability | WLDFR | HFTD - Distribution - Tier 3 - 1QU CoRE ¦ 5QU LoRE | Red Flag Warning - Destructive Fires | 2022 | Electric Reliability | 222.2294 | 88.4245 | 2022 | Control | 0.1325 | 3 | 0 | esc | 0.15274 | 33.9428 | 0.15274 | 33.9428 | 0.15274 | 33.9428 | 0 | 0
[149 empty] | All EPR in 2020WLDFRFinancial | WLDFR | HFTD - Distribution - Tier 3 - 1QU CoRE ¦ 5QU LoRE | Red Flag Warning - Destructive Fires | 2022 | Financial | 8585.7228 | 88.4245 | 2022 | Control | 0.053 | 3 | 0 | esc | 0.055966 | 480.5104 | 0.055966 | 480.5104 | 0.055966 | 480.5104 | 0 | 0
[149 empty] | All EPR in 2020WLDFRElectric Reliability | WLDFR | HFTD - Distribution - Tier 3 - 1QU CoRE ¦ 5QU LoRE | Red Flag Warning - Destructive Fires | 2023 | Electric Reliability | 233.2301 | 88.4245 | 2023 | Control | 0.1325 | 3 | 0 | esc | 0 | 0 | 0.15274 | 35.623 | 0.15274 | 35.623 | 0.15274 | 35.623
[149 empty] | All EPR in 2020WLDFRFinancial | WLDFR | HFTD - Distribution - Tier 3 - 1QU CoRE ¦ 5QU LoRE | Red Flag Warning - Destructive Fires | 2023 | Financial | 8896.516 | 88.4245 | 2023 | Control | 0.053 | 3 | 0 | esc | 0 | 0 | 0.055966 | 497.9043 | 0.055966 | 497.9043 | 0.055966 | 497.9043
[149 empty] | All EPR in 2020WLDFRElectric Reliability | WLDFR | HFTD - Distribution - Tier 3 - 1QU CoRE ¦ 5QU LoRE | Red Flag Warning - Destructive Fires | 2024 | Electric Reliability | 233.2301 | 88.4245 | 2024 | Control | 0.1325 | 3 | 0 | esc | 0 | 0 | 0 | 0 | 0.15274 | 35.623 | 0.15274 | 35.623
[149 empty] | All EPR in 2020WLDFRFinancial | WLDFR | HFTD - Distribution - Tier 3 - 1QU CoRE ¦ 5QU LoRE | Red Flag Warning - Destructive Fires | 2024 | Financial | 8896.516 | 88.4245 | 2024 | Control | 0.053 | 3 | 0 | esc | 0 | 0 | 0 | 0 | 0.055966 | 497.9043 | 0.055966 | 497.9043
[149 empty] | All EPR in 2020WLDFRElectric Reliability | WLDFR | HFTD - Distribution - Tier 3 - 1QU CoRE ¦ 5QU LoRE | Red Flag Warning - Destructive Fires | 2025 | Electric Reliability | 233.2301 | 88.4245 | 2025 | Control | 0.1325 | 3 | 0 | esc | 0 | 0 | 0 | 0 | 0 | 0 | 0.15274 | 35.623
[149 empty] | All EPR in 2020WLDFRFinancial | WLDFR | HFTD - Distribution - Tier 3 - 1QU CoRE ¦ 5QU LoRE | Red Flag Warning - Destructive Fires | 2025 | Financial | 8896.516 | 88.4245 | 2025 | Control | 0.053 | 3 | 0 | esc | 0 | 0 | 0 | 0 | 0 | 0 | 0.055966 | 497.9043
[149 empty] | All EPR in 2020WLDFRElectric Reliability | WLDFR | HFTD - Distribution - Tier 3 - 1QU CoRE ¦ 5QU LoRE | Red Flag Warning - Large Fires | 2021 | Electric Reliability | 0.69642 | 88.4245 | 2021 | Control | 0.1325 | 3 | 0 | esc | 0.15274 | 0.10637 | 0.15274 | 0.10637 | 0 | 0 | 0 | 0
[149 empty] | All EPR in 2020WLDFRFinancial | WLDFR | HFTD - Distribution - Tier 3 - 1QU CoRE ¦ 5QU LoRE | Red Flag Warning - Large Fires | 2021 | Financial | 2.942 | 88.4245 | 2021 | Control | 0.053 | 3 | 0 | esc | 0.055966 | 0.16465 | 0.055966 | 0.16465 | 0 | 0 | 0 | 0
[149 empty] | All EPR in 2020WLDFRSafety | WLDFR | HFTD - Distribution - Tier 3 - 1QU CoRE ¦ 5QU LoRE | Red Flag Warning - Large Fires | 2021 | Safety | 1.6022 | 88.4245 | 2021 | Control | 0.053 | 3 | 0 | esc | 0.055966 | 0.089668 | 0.055966 | 0.089668 | 0 | 0 | 0 | 0
[149 empty] | All EPR in 2020WLDFRElectric Reliability | WLDFR | HFTD - Distribution - Tier 3 - 1QU CoRE ¦ 5QU LoRE | Red Flag Warning - Large Fires | 2022 | Electric Reliability | 0.69642 | 88.4245 | 2022 | Control | 0.1325 | 3 | 0 | esc | 0.15274 | 0.10637 | 0.15274 | 0.10637 | 0.15274 | 0.10637 | 0 | 0
[149 empty] | All EPR in 2020WLDFRFinancial | WLDFR | HFTD - Distribution - Tier 3 - 1QU CoRE ¦ 5QU LoRE | Red Flag Warning - Large Fires | 2022 | Financial | 2.942 | 88.4245 | 2022 | Control | 0.053 | 3 | 0 | esc | 0.055966 | 0.16465 | 0.055966 | 0.16465 | 0.055966 | 0.16465 | 0 | 0
[149 empty] | All EPR in 2020WLDFRSafety | WLDFR | HFTD - Distribution - Tier 3 - 1QU CoRE ¦ 5QU LoRE | Red Flag Warning - Large Fires | 2022 | Safety | 1.6022 | 88.4245 | 2022 | Control | 0.053 | 3 | 0 | esc | 0.055966 | 0.089668 | 0.055966 | 0.089668 | 0.055966 | 0.089668 | 0 | 0
[149 empty] | All EPR in 2020WLDFRElectric Reliability | WLDFR | HFTD - Distribution - Tier 3 - 1QU CoRE ¦ 5QU LoRE | Red Flag Warning - Large Fires | 2023 | Electric Reliability | 0.71896 | 88.4245 | 2023 | Control | 0.1325 | 3 | 0 | esc | 0 | 0 | 0.15274 | 0.10981 | 0.15274 | 0.10981 | 0.15274 | 0.10981
[149 empty] | All EPR in 2020WLDFRFinancial | WLDFR | HFTD - Distribution - Tier 3 - 1QU CoRE ¦ 5QU LoRE | Red Flag Warning - Large Fires | 2023 | Financial | 3.0715 | 88.4245 | 2023 | Control | 0.053 | 3 | 0 | esc | 0 | 0 | 0.055966 | 0.1719 | 0.055966 | 0.1719 | 0.055966 | 0.1719
[149 empty] | All EPR in 2020WLDFRSafety | WLDFR | HFTD - Distribution - Tier 3 - 1QU CoRE ¦ 5QU LoRE | Red Flag Warning - Large Fires | 2023 | Safety | 1.6846 | 88.4245 | 2023 | Control | 0.053 | 3 | 0 | esc | 0 | 0 | 0.055966 | 0.094279 | 0.055966 | 0.094279 | 0.055966 | 0.094279
[149 empty] | All EPR in 2020WLDFRElectric Reliability | WLDFR | HFTD - Distribution - Tier 3 - 1QU CoRE ¦ 5QU LoRE | Red Flag Warning - Large Fires | 2024 | Electric Reliability | 0.71896 | 88.4245 | 2024 | Control | 0.1325 | 3 | 0 | esc | 0 | 0 | 0 | 0 | 0.15274 | 0.10981 | 0.15274 | 0.10981
[149 empty] | All EPR in 2020WLDFRFinancial | WLDFR | HFTD - Distribution - Tier 3 - 1QU CoRE ¦ 5QU LoRE | Red Flag Warning - Large Fires | 2024 | Financial | 3.0715 | 88.4245 | 2024 | Control | 0.053 | 3 | 0 | esc | 0 | 0 | 0 | 0 | 0.055966 | 0.1719 | 0.055966 | 0.1719
[149 empty] | All EPR in 2020WLDFRSafety | WLDFR | HFTD - Distribution - Tier 3 - 1QU CoRE ¦ 5QU LoRE | Red Flag Warning - Large Fires | 2024 | Safety | 1.6846 | 88.4245 | 2024 | Control | 0.053 | 3 | 0 | esc | 0 | 0 | 0 | 0 | 0.055966 | 0.094279 | 0.055966 | 0.094279
[149 empty] | All EPR in 2020WLDFRElectric Reliability | WLDFR | HFTD - Distribution - Tier 3 - 1QU CoRE ¦ 5QU LoRE | Red Flag Warning - Large Fires | 2025 | Electric Reliability | 0.71896 | 88.4245 | 2025 | Control | 0.1325 | 3 | 0 | esc | 0 | 0 | 0 | 0 | 0 | 0 | 0.15274 | 0.10981
[149 empty] | All EPR in 2020WLDFRFinancial | WLDFR | HFTD - Distribution - Tier 3 - 1QU CoRE ¦ 5QU LoRE | Red Flag Warning - Large Fires | 2025 | Financial | 3.0715 | 88.4245 | 2025 | Control | 0.053 | 3 | 0 | esc | 0 | 0 | 0 | 0 | 0 | 0 | 0.055966 | 0.1719
[149 empty] | All EPR in 2020WLDFRSafety | WLDFR | HFTD - Distribution - Tier 3 - 1QU CoRE ¦ 5QU LoRE | Red Flag Warning - Large Fires | 2025 | Safety | 1.6846 | 88.4245 | 2025 | Control | 0.053 | 3 | 0 | esc | 0 | 0 | 0 | 0 | 0 | 0 | 0.055966 | 0.094279
[149 empty] | All EPR in 2020WLDFRElectric Reliability | WLDFR | HFTD - Distribution - Tier 3 - 1QU CoRE ¦ 5QU LoRE | Red Flag Warning - Small Fires | 2021 | Electric Reliability | 0.036425 | 88.4245 | 2021 | Control | 0.1325 | 3 | 0 | esc | 0.15274 | 0.0055635 | 0.15274 | 0.0055635 | 0 | 0 | 0 | 0
[149 empty] | All EPR in 2020WLDFRFinancial | WLDFR | HFTD - Distribution - Tier 3 - 1QU CoRE ¦ 5QU LoRE | Red Flag Warning - Small Fires | 2021 | Financial | 0.0015809 | 88.4245 | 2021 | Control | 0.053 | 3 | 0 | esc | 0.055966 | 8.8475e-05 | 0.055966 | 8.8475e-05 | 0 | 0 | 0 | 0
[149 empty] | All EPR in 2020WLDFRSafety | WLDFR | HFTD - Distribution - Tier 3 - 1QU CoRE ¦ 5QU LoRE | Red Flag Warning - Small Fires | 2021 | Safety | 0.039895 | 88.4245 | 2021 | Control | 0.053 | 3 | 0 | esc | 0.055966 | 0.0022328 | 0.055966 | 0.0022328 | 0 | 0 | 0 | 0
[149 empty] | All EPR in 2020WLDFRElectric Reliability | WLDFR | HFTD - Distribution - Tier 3 - 1QU CoRE ¦ 5QU LoRE | Red Flag Warning - Small Fires | 2022 | Electric Reliability | 0.036425 | 88.4245 | 2022 | Control | 0.1325 | 3 | 0 | esc | 0.15274 | 0.0055635 | 0.15274 | 0.0055635 | 0.15274 | 0.0055635 | 0 | 0
[149 empty] | All EPR in 2020WLDFRFinancial | WLDFR | HFTD - Distribution - Tier 3 - 1QU CoRE ¦ 5QU LoRE | Red Flag Warning - Small Fires | 2022 | Financial | 0.0015809 | 88.4245 | 2022 | Control | 0.053 | 3 | 0 | esc | 0.055966 | 8.8475e-05 | 0.055966 | 8.8475e-05 | 0.055966 | 8.8475e-05 | 0 | 0
[149 empty] | All EPR in 2020WLDFRSafety | WLDFR | HFTD - Distribution - Tier 3 - 1QU CoRE ¦ 5QU LoRE | Red Flag Warning - Small Fires | 2022 | Safety | 0.039895 | 88.4245 | 2022 | Control | 0.053 | 3 | 0 | esc | 0.055966 | 0.0022328 | 0.055966 | 0.0022328 | 0.055966 | 0.0022328 | 0 | 0
[149 empty] | All EPR in 2020WLDFRElectric Reliability | WLDFR | HFTD - Distribution - Tier 3 - 1QU CoRE ¦ 5QU LoRE | Red Flag Warning - Small Fires | 2023 | Electric Reliability | 0.03759 | 88.4245 | 2023 | Control | 0.1325 | 3 | 0 | esc | 0 | 0 | 0.15274 | 0.0057414 | 0.15274 | 0.0057414 | 0.15274 | 0.0057414
[149 empty] | All EPR in 2020WLDFRFinancial | WLDFR | HFTD - Distribution - Tier 3 - 1QU CoRE ¦ 5QU LoRE | Red Flag Warning - Small Fires | 2023 | Financial | 0.0016314 | 88.4245 | 2023 | Control | 0.053 | 3 | 0 | esc | 0 | 0 | 0.055966 | 9.1305e-05 | 0.055966 | 9.1305e-05 | 0.055966 | 9.1305e-05
[149 empty] | All EPR in 2020WLDFRSafety | WLDFR | HFTD - Distribution - Tier 3 - 1QU CoRE ¦ 5QU LoRE | Red Flag Warning - Small Fires | 2023 | Safety | 0.041187 | 88.4245 | 2023 | Control | 0.053 | 3 | 0 | esc | 0 | 0 | 0.055966 | 0.0023051 | 0.055966 | 0.0023051 | 0.055966 | 0.0023051
[149 empty] | All EPR in 2020WLDFRElectric Reliability | WLDFR | HFTD - Distribution - Tier 3 - 1QU CoRE ¦ 5QU LoRE | Red Flag Warning - Small Fires | 2024 | Electric Reliability | 0.03759 | 88.4245 | 2024 | Control | 0.1325 | 3 | 0 | esc | 0 | 0 | 0 | 0 | 0.15274 | 0.0057414 | 0.15274 | 0.0057414
[149 empty] | All EPR in 2020WLDFRFinancial | WLDFR | HFTD - Distribution - Tier 3 - 1QU CoRE ¦ 5QU LoRE | Red Flag Warning - Small Fires | 2024 | Financial | 0.0016314 | 88.4245 | 2024 | Control | 0.053 | 3 | 0 | esc | 0 | 0 | 0 | 0 | 0.055966 | 9.1305e-05 | 0.055966 | 9.1305e-05
[149 empty] | All EPR in 2020WLDFRSafety | WLDFR | HFTD - Distribution - Tier 3 - 1QU CoRE ¦ 5QU LoRE | Red Flag Warning - Small Fires | 2024 | Safety | 0.041187 | 88.4245 | 2024 | Control | 0.053 | 3 | 0 | esc | 0 | 0 | 0 | 0 | 0.055966 | 0.0023051 | 0.055966 | 0.0023051
[149 empty] | All EPR in 2020WLDFRElectric Reliability | WLDFR | HFTD - Distribution - Tier 3 - 1QU CoRE ¦ 5QU LoRE | Red Flag Warning - Small Fires | 2025 | Electric Reliability | 0.03759 | 88.4245 | 2025 | Control | 0.1325 | 3 | 0 | esc | 0 | 0 | 0 | 0 | 0 | 0 | 0.15274 | 0.0057414
[149 empty] | All EPR in 2020WLDFRFinancial | WLDFR | HFTD - Distribution - Tier 3 - 1QU CoRE ¦ 5QU LoRE | Red Flag Warning - Small Fires | 2025 | Financial | 0.0016314 | 88.4245 | 2025 | Control | 0.053 | 3 | 0 | esc | 0 | 0 | 0 | 0 | 0 | 0 | 0.055966 | 9.1305e-05
[149 empty] | All EPR in 2020WLDFRSafety | WLDFR | HFTD - Distribution - Tier 3 - 1QU CoRE ¦ 5QU LoRE | Red Flag Warning - Small Fires | 2025 | Safety | 0.041187 | 88.4245 | 2025 | Control | 0.053 | 3 | 0 | esc | 0 | 0 | 0 | 0 | 0 | 0 | 0.055966 | 0.0023051
[149 empty] | All EPR in 2020WLDFRElectric Reliability | WLDFR | HFTD - Distribution - Tier 3 - 1QU CoRE ¦ 5QU LoRE | Seismic - Non-Red Flag Warning - Catastrophic Fires | 2021 | Electric Reliability | 409.2237 | 88.4245 | 2021 | Control | 0.1325 | 3 | 0 | esc | 0.15274 | 62.5039 | 0.15274 | 62.5039 | 0 | 0 | 0 | 0
[149 empty] | All EPR in 2020WLDFRFinancial | WLDFR | HFTD - Distribution - Tier 3 - 1QU CoRE ¦ 5QU LoRE | Seismic - Non-Red Flag Warning - Catastrophic Fires | 2021 | Financial | 13469.0878 | 88.4245 | 2021 | Control | 0.053 | 3 | 0 | esc | 0.055966 | 753.8138 | 0.055966 | 753.8138 | 0 | 0 | 0 | 0
[149 empty] | All EPR in 2020WLDFRSafety | WLDFR | HFTD - Distribution - Tier 3 - 1QU CoRE ¦ 5QU LoRE | Seismic - Non-Red Flag Warning - Catastrophic Fires | 2021 | Safety | 7205.5313 | 88.4245 | 2021 | Control | 0.053 | 3 | 0 | esc | 0.055966 | 403.2663 | 0.055966 | 403.2663 | 0 | 0 | 0 | 0
[149 empty] | All EPR in 2020WLDFRElectric Reliability | WLDFR | HFTD - Distribution - Tier 3 - 1QU CoRE ¦ 5QU LoRE | Seismic - Non-Red Flag Warning - Catastrophic Fires | 2022 | Electric Reliability | 409.2237 | 88.4245 | 2022 | Control | 0.1325 | 3 | 0 | esc | 0.15274 | 62.5039 | 0.15274 | 62.5039 | 0.15274 | 62.5039 | 0 | 0
[149 empty] | All EPR in 2020WLDFRFinancial | WLDFR | HFTD - Distribution - Tier 3 - 1QU CoRE ¦ 5QU LoRE | Seismic - Non-Red Flag Warning - Catastrophic Fires | 2022 | Financial | 13469.0878 | 88.4245 | 2022 | Control | 0.053 | 3 | 0 | esc | 0.055966 | 753.8138 | 0.055966 | 753.8138 | 0.055966 | 753.8138 | 0 | 0
[149 empty] | All EPR in 2020WLDFRSafety | WLDFR | HFTD - Distribution - Tier 3 - 1QU CoRE ¦ 5QU LoRE | Seismic - Non-Red Flag Warning - Catastrophic Fires | 2022 | Safety | 7205.5313 | 88.4245 | 2022 | Control | 0.053 | 3 | 0 | esc | 0.055966 | 403.2663 | 0.055966 | 403.2663 | 0.055966 | 403.2663 | 0 | 0
[149 empty] | All EPR in 2020WLDFRElectric Reliability | WLDFR | HFTD - Distribution - Tier 3 - 1QU CoRE ¦ 5QU LoRE | Seismic - Non-Red Flag Warning - Catastrophic Fires | 2023 | Electric Reliability | 428.6023 | 88.4245 | 2023 | Control | 0.1325 | 3 | 0 | esc | 0 | 0 | 0.15274 | 65.4638 | 0.15274 | 65.4638 | 0.15274 | 65.4638
[149 empty] | All EPR in 2020WLDFRFinancial | WLDFR | HFTD - Distribution - Tier 3 - 1QU CoRE ¦ 5QU LoRE | Seismic - Non-Red Flag Warning - Catastrophic Fires | 2023 | Financial | 13939.561 | 88.4245 | 2023 | Control | 0.053 | 3 | 0 | esc | 0 | 0 | 0.055966 | 780.1444 | 0.055966 | 780.1444 | 0.055966 | 780.1444
[149 empty] | All EPR in 2020WLDFRSafety | WLDFR | HFTD - Distribution - Tier 3 - 1QU CoRE ¦ 5QU LoRE | Seismic - Non-Red Flag Warning - Catastrophic Fires | 2023 | Safety | 7467.8148 | 88.4245 | 2023 | Control | 0.053 | 3 | 0 | esc | 0 | 0 | 0.055966 | 417.9453 | 0.055966 | 417.9453 | 0.055966 | 417.9453
[149 empty] | All EPR in 2020WLDFRElectric Reliability | WLDFR | HFTD - Distribution - Tier 3 - 1QU CoRE ¦ 5QU LoRE | Seismic - Non-Red Flag Warning - Catastrophic Fires | 2024 | Electric Reliability | 428.6023 | 88.4245 | 2024 | Control | 0.1325 | 3 | 0 | esc | 0 | 0 | 0 | 0 | 0.15274 | 65.4638 | 0.15274 | 65.4638
[149 empty] | All EPR in 2020WLDFRFinancial | WLDFR | HFTD - Distribution - Tier 3 - 1QU CoRE ¦ 5QU LoRE | Seismic - Non-Red Flag Warning - Catastrophic Fires | 2024 | Financial | 13939.561 | 88.4245 | 2024 | Control | 0.053 | 3 | 0 | esc | 0 | 0 | 0 | 0 | 0.055966 | 780.1444 | 0.055966 | 780.1444
[149 empty] | All EPR in 2020WLDFRSafety | WLDFR | HFTD - Distribution - Tier 3 - 1QU CoRE ¦ 5QU LoRE | Seismic - Non-Red Flag Warning - Catastrophic Fires | 2024 | Safety | 7467.8148 | 88.4245 | 2024 | Control | 0.053 | 3 | 0 | esc | 0 | 0 | 0 | 0 | 0.055966 | 417.9453 | 0.055966 | 417.9453
[149 empty] | All EPR in 2020WLDFRElectric Reliability | WLDFR | HFTD - Distribution - Tier 3 - 1QU CoRE ¦ 5QU LoRE | Seismic - Non-Red Flag Warning - Catastrophic Fires | 2025 | Electric Reliability | 428.6023 | 88.4245 | 2025 | Control | 0.1325 | 3 | 0 | esc | 0 | 0 | 0 | 0 | 0 | 0 | 0.15274 | 65.4638
[149 empty] | All EPR in 2020WLDFRFinancial | WLDFR | HFTD - Distribution - Tier 3 - 1QU CoRE ¦ 5QU LoRE | Seismic - Non-Red Flag Warning - Catastrophic Fires | 2025 | Financial | 13939.561 | 88.4245 | 2025 | Control | 0.053 | 3 | 0 | esc | 0 | 0 | 0 | 0 | 0 | 0 | 0.055966 | 780.1444
[149 empty] | All EPR in 2020WLDFRSafety | WLDFR | HFTD - Distribution - Tier 3 - 1QU CoRE ¦ 5QU LoRE | Seismic - Non-Red Flag Warning - Catastrophic Fires | 2025 | Safety | 7467.8148 | 88.4245 | 2025 | Control | 0.053 | 3 | 0 | esc | 0 | 0 | 0 | 0 | 0 | 0 | 0.055966 | 417.9453
[149 empty] | All EPR in 2020WLDFRElectric Reliability | WLDFR | HFTD - Distribution - Tier 3 - 1QU CoRE ¦ 5QU LoRE | Seismic - Red Flag Warning - Catastrophic Fires | 2021 | Electric Reliability | 409.2237 | 88.4245 | 2021 | Control | 0.1325 | 3 | 0 | esc | 0.15274 | 62.5039 | 0.15274 | 62.5039 | 0 | 0 | 0 | 0
[149 empty] | All EPR in 2020WLDFRFinancial | WLDFR | HFTD - Distribution - Tier 3 - 1QU CoRE ¦ 5QU LoRE | Seismic - Red Flag Warning - Catastrophic Fires | 2021 | Financial | 13469.0878 | 88.4245 | 2021 | Control | 0.053 | 3 | 0 | esc | 0.055966 | 753.8138 | 0.055966 | 753.8138 | 0 | 0 | 0 | 0
[149 empty] | All EPR in 2020WLDFRSafety | WLDFR | HFTD - Distribution - Tier 3 - 1QU CoRE ¦ 5QU LoRE | Seismic - Red Flag Warning - Catastrophic Fires | 2021 | Safety | 7205.5313 | 88.4245 | 2021 | Control | 0.053 | 3 | 0 | esc | 0.055966 | 403.2663 | 0.055966 | 403.2663 | 0 | 0 | 0 | 0
[149 empty] | All EPR in 2020WLDFRElectric Reliability | WLDFR | HFTD - Distribution - Tier 3 - 1QU CoRE ¦ 5QU LoRE | Seismic - Red Flag Warning - Catastrophic Fires | 2022 | Electric Reliability | 409.2237 | 88.4245 | 2022 | Control | 0.1325 | 3 | 0 | esc | 0.15274 | 62.5039 | 0.15274 | 62.5039 | 0.15274 | 62.5039 | 0 | 0
[149 empty] | All EPR in 2020WLDFRFinancial | WLDFR | HFTD - Distribution - Tier 3 - 1QU CoRE ¦ 5QU LoRE | Seismic - Red Flag Warning - Catastrophic Fires | 2022 | Financial | 13469.0878 | 88.4245 | 2022 | Control | 0.053 | 3 | 0 | esc | 0.055966 | 753.8138 | 0.055966 | 753.8138 | 0.055966 | 753.8138 | 0 | 0
[149 empty] | All EPR in 2020WLDFRSafety | WLDFR | HFTD - Distribution - Tier 3 - 1QU CoRE ¦ 5QU LoRE | Seismic - Red Flag Warning - Catastrophic Fires | 2022 | Safety | 7205.5313 | 88.4245 | 2022 | Control | 0.053 | 3 | 0 | esc | 0.055966 | 403.2663 | 0.055966 | 403.2663 | 0.055966 | 403.2663 | 0 | 0
[149 empty] | All EPR in 2020WLDFRElectric Reliability | WLDFR | HFTD - Distribution - Tier 3 - 1QU CoRE ¦ 5QU LoRE | Seismic - Red Flag Warning - Catastrophic Fires | 2023 | Electric Reliability | 428.6023 | 88.4245 | 2023 | Control | 0.1325 | 3 | 0 | esc | 0 | 0 | 0.15274 | 65.4638 | 0.15274 | 65.4638 | 0.15274 | 65.4638
[149 empty] | All EPR in 2020WLDFRFinancial | WLDFR | HFTD - Distribution - Tier 3 - 1QU CoRE ¦ 5QU LoRE | Seismic - Red Flag Warning - Catastrophic Fires | 2023 | Financial | 13939.561 | 88.4245 | 2023 | Control | 0.053 | 3 | 0 | esc | 0 | 0 | 0.055966 | 780.1444 | 0.055966 | 780.1444 | 0.055966 | 780.1444
[149 empty] | All EPR in 2020WLDFRSafety | WLDFR | HFTD - Distribution - Tier 3 - 1QU CoRE ¦ 5QU LoRE | Seismic - Red Flag Warning - Catastrophic Fires | 2023 | Safety | 7467.8148 | 88.4245 | 2023 | Control | 0.053 | 3 | 0 | esc | 0 | 0 | 0.055966 | 417.9453 | 0.055966 | 417.9453 | 0.055966 | 417.9453
[149 empty] | All EPR in 2020WLDFRElectric Reliability | WLDFR | HFTD - Distribution - Tier 3 - 1QU CoRE ¦ 5QU LoRE | Seismic - Red Flag Warning - Catastrophic Fires | 2024 | Electric Reliability | 428.6023 | 88.4245 | 2024 | Control | 0.1325 | 3 | 0 | esc | 0 | 0 | 0 | 0 | 0.15274 | 65.4638 | 0.15274 | 65.4638
[149 empty] | All EPR in 2020WLDFRFinancial | WLDFR | HFTD - Distribution - Tier 3 - 1QU CoRE ¦ 5QU LoRE | Seismic - Red Flag Warning - Catastrophic Fires | 2024 | Financial | 13939.561 | 88.4245 | 2024 | Control | 0.053 | 3 | 0 | esc | 0 | 0 | 0 | 0 | 0.055966 | 780.1444 | 0.055966 | 780.1444
[149 empty] | All EPR in 2020WLDFRSafety | WLDFR | HFTD - Distribution - Tier 3 - 1QU CoRE ¦ 5QU LoRE | Seismic - Red Flag Warning - Catastrophic Fires | 2024 | Safety | 7467.8148 | 88.4245 | 2024 | Control | 0.053 | 3 | 0 | esc | 0 | 0 | 0 | 0 | 0.055966 | 417.9453 | 0.055966 | 417.9453
[149 empty] | All EPR in 2020WLDFRElectric Reliability | WLDFR | HFTD - Distribution - Tier 3 - 1QU CoRE ¦ 5QU LoRE | Seismic - Red Flag Warning - Catastrophic Fires | 2025 | Electric Reliability | 428.6023 | 88.4245 | 2025 | Control | 0.1325 | 3 | 0 | esc | 0 | 0 | 0 | 0 | 0 | 0 | 0.15274 | 65.4638
[149 empty] | All EPR in 2020WLDFRFinancial | WLDFR | HFTD - Distribution - Tier 3 - 1QU CoRE ¦ 5QU LoRE | Seismic - Red Flag Warning - Catastrophic Fires | 2025 | Financial | 13939.561 | 88.4245 | 2025 | Control | 0.053 | 3 | 0 | esc | 0 | 0 | 0 | 0 | 0 | 0 | 0.055966 | 780.1444
[149 empty] | All EPR in 2020WLDFRSafety | WLDFR | HFTD - Distribution - Tier 3 - 1QU CoRE ¦ 5QU LoRE | Seismic - Red Flag Warning - Catastrophic Fires | 2025 | Safety | 7467.8148 | 88.4245 | 2025 | Control | 0.053 | 3 | 0 | esc | 0 | 0 | 0 | 0 | 0 | 0 | 0.055966 | 417.9453
[149 empty] | All EPR in 2020WLDFRElectric Reliability | WLDFR | HFTD - Distribution - Tier 3 - 2QU CoRE ¦ 1QU LoRE | Non-Red Flag Warning - Catastrophic Fires | 2021 | Electric Reliability | 222.2294 | 226.4749 | 2021 | Control | 0.1325 | 3 | 0 | esc | 0.15274 | 33.9428 | 0.15274 | 33.9428 | 0 | 0 | 0 | 0
[149 empty] | All EPR in 2020WLDFRFinancial | WLDFR | HFTD - Distribution - Tier 3 - 2QU CoRE ¦ 1QU LoRE | Non-Red Flag Warning - Catastrophic Fires | 2021 | Financial | 8585.7228 | 226.4749 | 2021 | Control | 0.053 | 3 | 0 | esc | 0.055966 | 480.5104 | 0.055966 | 480.5104 | 0 | 0 | 0 | 0
[149 empty] | All EPR in 2020WLDFRSafety | WLDFR | HFTD - Distribution - Tier 3 - 2QU CoRE ¦ 1QU LoRE | Non-Red Flag Warning - Catastrophic Fires | 2021 | Safety | 5338.1784 | 226.4749 | 2021 | Control | 0.053 | 3 | 0 | esc | 0.055966 | 298.7576 | 0.055966 | 298.7576 | 0 | 0 | 0 | 0
[149 empty] | All EPR in 2020WLDFRElectric Reliability | WLDFR | HFTD - Distribution - Tier 3 - 2QU CoRE ¦ 1QU LoRE | Non-Red Flag Warning - Catastrophic Fires | 2022 | Electric Reliability | 222.2294 | 226.4749 | 2022 | Control | 0.1325 | 3 | 0 | esc | 0.15274 | 33.9428 | 0.15274 | 33.9428 | 0.15274 | 33.9428 | 0 | 0
[149 empty] | All EPR in 2020WLDFRFinancial | WLDFR | HFTD - Distribution - Tier 3 - 2QU CoRE ¦ 1QU LoRE | Non-Red Flag Warning - Catastrophic Fires | 2022 | Financial | 8585.7228 | 226.4749 | 2022 | Control | 0.053 | 3 | 0 | esc | 0.055966 | 480.5104 | 0.055966 | 480.5104 | 0.055966 | 480.5104 | 0 | 0
[149 empty] | All EPR in 2020WLDFRSafety | WLDFR | HFTD - Distribution - Tier 3 - 2QU CoRE ¦ 1QU LoRE | Non-Red Flag Warning - Catastrophic Fires | 2022 | Safety | 5338.1784 | 226.4749 | 2022 | Control | 0.053 | 3 | 0 | esc | 0.055966 | 298.7576 | 0.055966 | 298.7576 | 0.055966 | 298.7576 | 0 | 0
[149 empty] | All EPR in 2020WLDFRElectric Reliability | WLDFR | HFTD - Distribution - Tier 3 - 2QU CoRE ¦ 1QU LoRE | Non-Red Flag Warning - Catastrophic Fires | 2023 | Electric Reliability | 233.2301 | 226.4749 | 2023 | Control | 0.1325 | 3 | 0 | esc | 0 | 0 | 0.15274 | 35.623 | 0.15274 | 35.623 | 0.15274 | 35.623
[149 empty] | All EPR in 2020WLDFRFinancial | WLDFR | HFTD - Distribution - Tier 3 - 2QU CoRE ¦ 1QU LoRE | Non-Red Flag Warning - Catastrophic Fires | 2023 | Financial | 8896.516 | 226.4749 | 2023 | Control | 0.053 | 3 | 0 | esc | 0 | 0 | 0.055966 | 497.9043 | 0.055966 | 497.9043 | 0.055966 | 497.9043
[149 empty] | All EPR in 2020WLDFRSafety | WLDFR | HFTD - Distribution - Tier 3 - 2QU CoRE ¦ 1QU LoRE | Non-Red Flag Warning - Catastrophic Fires | 2023 | Safety | 5534.8915 | 226.4749 | 2023 | Control | 0.053 | 3 | 0 | esc | 0 | 0 | 0.055966 | 309.7669 | 0.055966 | 309.7669 | 0.055966 | 309.7669
[149 empty] | All EPR in 2020WLDFRElectric Reliability | WLDFR | HFTD - Distribution - Tier 3 - 2QU CoRE ¦ 1QU LoRE | Non-Red Flag Warning - Catastrophic Fires | 2024 | Electric Reliability | 233.2301 | 226.4749 | 2024 | Control | 0.1325 | 3 | 0 | esc | 0 | 0 | 0 | 0 | 0.15274 | 35.623 | 0.15274 | 35.623
[149 empty] | All EPR in 2020WLDFRFinancial | WLDFR | HFTD - Distribution - Tier 3 - 2QU CoRE ¦ 1QU LoRE | Non-Red Flag Warning - Catastrophic Fires | 2024 | Financial | 8896.516 | 226.4749 | 2024 | Control | 0.053 | 3 | 0 | esc | 0 | 0 | 0 | 0 | 0.055966 | 497.9043 | 0.055966 | 497.9043
[149 empty] | All EPR in 2020WLDFRSafety | WLDFR | HFTD - Distribution - Tier 3 - 2QU CoRE ¦ 1QU LoRE | Non-Red Flag Warning - Catastrophic Fires | 2024 | Safety | 5534.8915 | 226.4749 | 2024 | Control | 0.053 | 3 | 0 | esc | 0 | 0 | 0 | 0 | 0.055966 | 309.7669 | 0.055966 | 309.7669
[149 empty] | All EPR in 2020WLDFRElectric Reliability | WLDFR | HFTD - Distribution - Tier 3 - 2QU CoRE ¦ 1QU LoRE | Non-Red Flag Warning - Catastrophic Fires | 2025 | Electric Reliability | 233.2301 | 226.4749 | 2025 | Control | 0.1325 | 3 | 0 | esc | 0 | 0 | 0 | 0 | 0 | 0 | 0.15274 | 35.623
[149 empty] | All EPR in 2020WLDFRFinancial | WLDFR | HFTD - Distribution - Tier 3 - 2QU CoRE ¦ 1QU LoRE | Non-Red Flag Warning - Catastrophic Fires | 2025 | Financial | 8896.516 | 226.4749 | 2025 | Control | 0.053 | 3 | 0 | esc | 0 | 0 | 0 | 0 | 0 | 0 | 0.055966 | 497.9043
[149 empty] | All EPR in 2020WLDFRSafety | WLDFR | HFTD - Distribution - Tier 3 - 2QU CoRE ¦ 1QU LoRE | Non-Red Flag Warning - Catastrophic Fires | 2025 | Safety | 5534.8915 | 226.4749 | 2025 | Control | 0.053 | 3 | 0 | esc | 0 | 0 | 0 | 0 | 0 | 0 | 0.055966 | 309.7669
[149 empty] | All EPR in 2020WLDFRElectric Reliability | WLDFR | HFTD - Distribution - Tier 3 - 2QU CoRE ¦ 1QU LoRE | Non-Red Flag Warning - Destructive Fires | 2021 | Electric Reliability | 222.2294 | 226.4749 | 2021 | Control | 0.1325 | 3 | 0 | esc | 0.15274 | 33.9428 | 0.15274 | 33.9428 | 0 | 0 | 0 | 0
[149 empty] | All EPR in 2020WLDFRFinancial | WLDFR | HFTD - Distribution - Tier 3 - 2QU CoRE ¦ 1QU LoRE | Non-Red Flag Warning - Destructive Fires | 2021 | Financial | 8585.7228 | 226.4749 | 2021 | Control | 0.053 | 3 | 0 | esc | 0.055966 | 480.5104 | 0.055966 | 480.5104 | 0 | 0 | 0 | 0
[149 empty] | All EPR in 2020WLDFRElectric Reliability | WLDFR | HFTD - Distribution - Tier 3 - 2QU CoRE ¦ 1QU LoRE | Non-Red Flag Warning - Destructive Fires | 2022 | Electric Reliability | 222.2294 | 226.4749 | 2022 | Control | 0.1325 | 3 | 0 | esc | 0.15274 | 33.9428 | 0.15274 | 33.9428 | 0.15274 | 33.9428 | 0 | 0
[149 empty] | All EPR in 2020WLDFRFinancial | WLDFR | HFTD - Distribution - Tier 3 - 2QU CoRE ¦ 1QU LoRE | Non-Red Flag Warning - Destructive Fires | 2022 | Financial | 8585.7228 | 226.4749 | 2022 | Control | 0.053 | 3 | 0 | esc | 0.055966 | 480.5104 | 0.055966 | 480.5104 | 0.055966 | 480.5104 | 0 | 0
[149 empty] | All EPR in 2020WLDFRElectric Reliability | WLDFR | HFTD - Distribution - Tier 3 - 2QU CoRE ¦ 1QU LoRE | Non-Red Flag Warning - Destructive Fires | 2023 | Electric Reliability | 233.2301 | 226.4749 | 2023 | Control | 0.1325 | 3 | 0 | esc | 0 | 0 | 0.15274 | 35.623 | 0.15274 | 35.623 | 0.15274 | 35.623
[149 empty] | All EPR in 2020WLDFRFinancial | WLDFR | HFTD - Distribution - Tier 3 - 2QU CoRE ¦ 1QU LoRE | Non-Red Flag Warning - Destructive Fires | 2023 | Financial | 8896.516 | 226.4749 | 2023 | Control | 0.053 | 3 | 0 | esc | 0 | 0 | 0.055966 | 497.9043 | 0.055966 | 497.9043 | 0.055966 | 497.9043
[149 empty] | All EPR in 2020WLDFRElectric Reliability | WLDFR | HFTD - Distribution - Tier 3 - 2QU CoRE ¦ 1QU LoRE | Non-Red Flag Warning - Destructive Fires | 2024 | Electric Reliability | 233.2301 | 226.4749 | 2024 | Control | 0.1325 | 3 | 0 | esc | 0 | 0 | 0 | 0 | 0.15274 | 35.623 | 0.15274 | 35.623
[149 empty] | All EPR in 2020WLDFRFinancial | WLDFR | HFTD - Distribution - Tier 3 - 2QU CoRE ¦ 1QU LoRE | Non-Red Flag Warning - Destructive Fires | 2024 | Financial | 8896.516 | 226.4749 | 2024 | Control | 0.053 | 3 | 0 | esc | 0 | 0 | 0 | 0 | 0.055966 | 497.9043 | 0.055966 | 497.9043
[149 empty] | All EPR in 2020WLDFRElectric Reliability | WLDFR | HFTD - Distribution - Tier 3 - 2QU CoRE ¦ 1QU LoRE | Non-Red Flag Warning - Destructive Fires | 2025 | Electric Reliability | 233.2301 | 226.4749 | 2025 | Control | 0.1325 | 3 | 0 | esc | 0 | 0 | 0 | 0 | 0 | 0 | 0.15274 | 35.623
[149 empty] | All EPR in 2020WLDFRFinancial | WLDFR | HFTD - Distribution - Tier 3 - 2QU CoRE ¦ 1QU LoRE | Non-Red Flag Warning - Destructive Fires | 2025 | Financial | 8896.516 | 226.4749 | 2025 | Control | 0.053 | 3 | 0 | esc | 0 | 0 | 0 | 0 | 0 | 0 | 0.055966 | 497.9043
[149 empty] | All EPR in 2020WLDFRElectric Reliability | WLDFR | HFTD - Distribution - Tier 3 - 2QU CoRE ¦ 1QU LoRE | Non-Red Flag Warning - Large Fires | 2021 | Electric Reliability | 0.69642 | 226.4749 | 2021 | Control | 0.1325 | 3 | 0 | esc | 0.15274 | 0.10637 | 0.15274 | 0.10637 | 0 | 0 | 0 | 0
[149 empty] | All EPR in 2020WLDFRFinancial | WLDFR | HFTD - Distribution - Tier 3 - 2QU CoRE ¦ 1QU LoRE | Non-Red Flag Warning - Large Fires | 2021 | Financial | 2.942 | 226.4749 | 2021 | Control | 0.053 | 3 | 0 | esc | 0.055966 | 0.16465 | 0.055966 | 0.16465 | 0 | 0 | 0 | 0
[149 empty] | All EPR in 2020WLDFRSafety | WLDFR | HFTD - Distribution - Tier 3 - 2QU CoRE ¦ 1QU LoRE | Non-Red Flag Warning - Large Fires | 2021 | Safety | 1.6022 | 226.4749 | 2021 | Control | 0.053 | 3 | 0 | esc | 0.055966 | 0.089668 | 0.055966 | 0.089668 | 0 | 0 | 0 | 0
[149 empty] | All EPR in 2020WLDFRElectric Reliability | WLDFR | HFTD - Distribution - Tier 3 - 2QU CoRE ¦ 1QU LoRE | Non-Red Flag Warning - Large Fires | 2022 | Electric Reliability | 0.69642 | 226.4749 | 2022 | Control | 0.1325 | 3 | 0 | esc | 0.15274 | 0.10637 | 0.15274 | 0.10637 | 0.15274 | 0.10637 | 0 | 0
[149 empty] | All EPR in 2020WLDFRFinancial | WLDFR | HFTD - Distribution - Tier 3 - 2QU CoRE ¦ 1QU LoRE | Non-Red Flag Warning - Large Fires | 2022 | Financial | 2.942 | 226.4749 | 2022 | Control | 0.053 | 3 | 0 | esc | 0.055966 | 0.16465 | 0.055966 | 0.16465 | 0.055966 | 0.16465 | 0 | 0
[149 empty] | All EPR in 2020WLDFRSafety | WLDFR | HFTD - Distribution - Tier 3 - 2QU CoRE ¦ 1QU LoRE | Non-Red Flag Warning - Large Fires | 2022 | Safety | 1.6022 | 226.4749 | 2022 | Control | 0.053 | 3 | 0 | esc | 0.055966 | 0.089668 | 0.055966 | 0.089668 | 0.055966 | 0.089668 | 0 | 0
[149 empty] | All EPR in 2020WLDFRElectric Reliability | WLDFR | HFTD - Distribution - Tier 3 - 2QU CoRE ¦ 1QU LoRE | Non-Red Flag Warning - Large Fires | 2023 | Electric Reliability | 0.71896 | 226.4749 | 2023 | Control | 0.1325 | 3 | 0 | esc | 0 | 0 | 0.15274 | 0.10981 | 0.15274 | 0.10981 | 0.15274 | 0.10981
[149 empty] | All EPR in 2020WLDFRFinancial | WLDFR | HFTD - Distribution - Tier 3 - 2QU CoRE ¦ 1QU LoRE | Non-Red Flag Warning - Large Fires | 2023 | Financial | 3.0715 | 226.4749 | 2023 | Control | 0.053 | 3 | 0 | esc | 0 | 0 | 0.055966 | 0.1719 | 0.055966 | 0.1719 | 0.055966 | 0.1719
[149 empty] | All EPR in 2020WLDFRSafety | WLDFR | HFTD - Distribution - Tier 3 - 2QU CoRE ¦ 1QU LoRE | Non-Red Flag Warning - Large Fires | 2023 | Safety | 1.6846 | 226.4749 | 2023 | Control | 0.053 | 3 | 0 | esc | 0 | 0 | 0.055966 | 0.094279 | 0.055966 | 0.094279 | 0.055966 | 0.094279
[149 empty] | All EPR in 2020WLDFRElectric Reliability | WLDFR | HFTD - Distribution - Tier 3 - 2QU CoRE ¦ 1QU LoRE | Non-Red Flag Warning - Large Fires | 2024 | Electric Reliability | 0.71896 | 226.4749 | 2024 | Control | 0.1325 | 3 | 0 | esc | 0 | 0 | 0 | 0 | 0.15274 | 0.10981 | 0.15274 | 0.10981
[149 empty] | All EPR in 2020WLDFRFinancial | WLDFR | HFTD - Distribution - Tier 3 - 2QU CoRE ¦ 1QU LoRE | Non-Red Flag Warning - Large Fires | 2024 | Financial | 3.0715 | 226.4749 | 2024 | Control | 0.053 | 3 | 0 | esc | 0 | 0 | 0 | 0 | 0.055966 | 0.1719 | 0.055966 | 0.1719
[149 empty] | All EPR in 2020WLDFRSafety | WLDFR | HFTD - Distribution - Tier 3 - 2QU CoRE ¦ 1QU LoRE | Non-Red Flag Warning - Large Fires | 2024 | Safety | 1.6846 | 226.4749 | 2024 | Control | 0.053 | 3 | 0 | esc | 0 | 0 | 0 | 0 | 0.055966 | 0.094279 | 0.055966 | 0.094279
[149 empty] | All EPR in 2020WLDFRElectric Reliability | WLDFR | HFTD - Distribution - Tier 3 - 2QU CoRE ¦ 1QU LoRE | Non-Red Flag Warning - Large Fires | 2025 | Electric Reliability | 0.71896 | 226.4749 | 2025 | Control | 0.1325 | 3 | 0 | esc | 0 | 0 | 0 | 0 | 0 | 0 | 0.15274 | 0.10981
[149 empty] | All EPR in 2020WLDFRFinancial | WLDFR | HFTD - Distribution - Tier 3 - 2QU CoRE ¦ 1QU LoRE | Non-Red Flag Warning - Large Fires | 2025 | Financial | 3.0715 | 226.4749 | 2025 | Control | 0.053 | 3 | 0 | esc | 0 | 0 | 0 | 0 | 0 | 0 | 0.055966 | 0.1719
[149 empty] | All EPR in 2020WLDFRSafety | WLDFR | HFTD - Distribution - Tier 3 - 2QU CoRE ¦ 1QU LoRE | Non-Red Flag Warning - Large Fires | 2025 | Safety | 1.6846 | 226.4749 | 2025 | Control | 0.053 | 3 | 0 | esc | 0 | 0 | 0 | 0 | 0 | 0 | 0.055966 | 0.094279
[149 empty] | All EPR in 2020WLDFRElectric Reliability | WLDFR | HFTD - Distribution - Tier 3 - 2QU CoRE ¦ 1QU LoRE | Non-Red Flag Warning - Small Fires | 2021 | Electric Reliability | 0.036425 | 226.4749 | 2021 | Control | 0.1325 | 3 | 0 | esc | 0.15274 | 0.0055635 | 0.15274 | 0.0055635 | 0 | 0 | 0 | 0
[149 empty] | All EPR in 2020WLDFRFinancial | WLDFR | HFTD - Distribution - Tier 3 - 2QU CoRE ¦ 1QU LoRE | Non-Red Flag Warning - Small Fires | 2021 | Financial | 0.0015809 | 226.4749 | 2021 | Control | 0.053 | 3 | 0 | esc | 0.055966 | 8.8475e-05 | 0.055966 | 8.8475e-05 | 0 | 0 | 0 | 0
[149 empty] | All EPR in 2020WLDFRSafety | WLDFR | HFTD - Distribution - Tier 3 - 2QU CoRE ¦ 1QU LoRE | Non-Red Flag Warning - Small Fires | 2021 | Safety | 0.039895 | 226.4749 | 2021 | Control | 0.053 | 3 | 0 | esc | 0.055966 | 0.0022328 | 0.055966 | 0.0022328 | 0 | 0 | 0 | 0
[149 empty] | All EPR in 2020WLDFRElectric Reliability | WLDFR | HFTD - Distribution - Tier 3 - 2QU CoRE ¦ 1QU LoRE | Non-Red Flag Warning - Small Fires | 2022 | Electric Reliability | 0.036425 | 226.4749 | 2022 | Control | 0.1325 | 3 | 0 | esc | 0.15274 | 0.0055635 | 0.15274 | 0.0055635 | 0.15274 | 0.0055635 | 0 | 0
[149 empty] | All EPR in 2020WLDFRFinancial | WLDFR | HFTD - Distribution - Tier 3 - 2QU CoRE ¦ 1QU LoRE | Non-Red Flag Warning - Small Fires | 2022 | Financial | 0.0015809 | 226.4749 | 2022 | Control | 0.053 | 3 | 0 | esc | 0.055966 | 8.8475e-05 | 0.055966 | 8.8475e-05 | 0.055966 | 8.8475e-05 | 0 | 0
[149 empty] | All EPR in 2020WLDFRSafety | WLDFR | HFTD - Distribution - Tier 3 - 2QU CoRE ¦ 1QU LoRE | Non-Red Flag Warning - Small Fires | 2022 | Safety | 0.039895 | 226.4749 | 2022 | Control | 0.053 | 3 | 0 | esc | 0.055966 | 0.0022328 | 0.055966 | 0.0022328 | 0.055966 | 0.0022328 | 0 | 0
[149 empty] | All EPR in 2020WLDFRElectric Reliability | WLDFR | HFTD - Distribution - Tier 3 - 2QU CoRE ¦ 1QU LoRE | Non-Red Flag Warning - Small Fires | 2023 | Electric Reliability | 0.03759 | 226.4749 | 2023 | Control | 0.1325 | 3 | 0 | esc | 0 | 0 | 0.15274 | 0.0057414 | 0.15274 | 0.0057414 | 0.15274 | 0.0057414
[149 empty] | All EPR in 2020WLDFRFinancial | WLDFR | HFTD - Distribution - Tier 3 - 2QU CoRE ¦ 1QU LoRE | Non-Red Flag Warning - Small Fires | 2023 | Financial | 0.0016314 | 226.4749 | 2023 | Control | 0.053 | 3 | 0 | esc | 0 | 0 | 0.055966 | 9.1305e-05 | 0.055966 | 9.1305e-05 | 0.055966 | 9.1305e-05
[149 empty] | All EPR in 2020WLDFRSafety | WLDFR | HFTD - Distribution - Tier 3 - 2QU CoRE ¦ 1QU LoRE | Non-Red Flag Warning - Small Fires | 2023 | Safety | 0.041187 | 226.4749 | 2023 | Control | 0.053 | 3 | 0 | esc | 0 | 0 | 0.055966 | 0.0023051 | 0.055966 | 0.0023051 | 0.055966 | 0.0023051
[149 empty] | All EPR in 2020WLDFRElectric Reliability | WLDFR | HFTD - Distribution - Tier 3 - 2QU CoRE ¦ 1QU LoRE | Non-Red Flag Warning - Small Fires | 2024 | Electric Reliability | 0.03759 | 226.4749 | 2024 | Control | 0.1325 | 3 | 0 | esc | 0 | 0 | 0 | 0 | 0.15274 | 0.0057414 | 0.15274 | 0.0057414
[149 empty] | All EPR in 2020WLDFRFinancial | WLDFR | HFTD - Distribution - Tier 3 - 2QU CoRE ¦ 1QU LoRE | Non-Red Flag Warning - Small Fires | 2024 | Financial | 0.0016314 | 226.4749 | 2024 | Control | 0.053 | 3 | 0 | esc | 0 | 0 | 0 | 0 | 0.055966 | 9.1305e-05 | 0.055966 | 9.1305e-05
[149 empty] | All EPR in 2020WLDFRSafety | WLDFR | HFTD - Distribution - Tier 3 - 2QU CoRE ¦ 1QU LoRE | Non-Red Flag Warning - Small Fires | 2024 | Safety | 0.041187 | 226.4749 | 2024 | Control | 0.053 | 3 | 0 | esc | 0 | 0 | 0 | 0 | 0.055966 | 0.0023051 | 0.055966 | 0.0023051
[149 empty] | All EPR in 2020WLDFRElectric Reliability | WLDFR | HFTD - Distribution - Tier 3 - 2QU CoRE ¦ 1QU LoRE | Non-Red Flag Warning - Small Fires | 2025 | Electric Reliability | 0.03759 | 226.4749 | 2025 | Control | 0.1325 | 3 | 0 | esc | 0 | 0 | 0 | 0 | 0 | 0 | 0.15274 | 0.0057414
[149 empty] | All EPR in 2020WLDFRFinancial | WLDFR | HFTD - Distribution - Tier 3 - 2QU CoRE ¦ 1QU LoRE | Non-Red Flag Warning - Small Fires | 2025 | Financial | 0.0016314 | 226.4749 | 2025 | Control | 0.053 | 3 | 0 | esc | 0 | 0 | 0 | 0 | 0 | 0 | 0.055966 | 9.1305e-05
[149 empty] | All EPR in 2020WLDFRSafety | WLDFR | HFTD - Distribution - Tier 3 - 2QU CoRE ¦ 1QU LoRE | Non-Red Flag Warning - Small Fires | 2025 | Safety | 0.041187 | 226.4749 | 2025 | Control | 0.053 | 3 | 0 | esc | 0 | 0 | 0 | 0 | 0 | 0 | 0.055966 | 0.0023051
[149 empty] | All EPR in 2020WLDFRElectric Reliability | WLDFR | HFTD - Distribution - Tier 3 - 2QU CoRE ¦ 1QU LoRE | Red Flag Warning - Catastrophic Fires | 2021 | Electric Reliability | 222.2294 | 226.4749 | 2021 | Control | 0.1325 | 3 | 0 | esc | 0.15274 | 33.9428 | 0.15274 | 33.9428 | 0 | 0 | 0 | 0
[149 empty] | All EPR in 2020WLDFRFinancial | WLDFR | HFTD - Distribution - Tier 3 - 2QU CoRE ¦ 1QU LoRE | Red Flag Warning - Catastrophic Fires | 2021 | Financial | 8585.7228 | 226.4749 | 2021 | Control | 0.053 | 3 | 0 | esc | 0.055966 | 480.5104 | 0.055966 | 480.5104 | 0 | 0 | 0 | 0
[149 empty] | All EPR in 2020WLDFRSafety | WLDFR | HFTD - Distribution - Tier 3 - 2QU CoRE ¦ 1QU LoRE | Red Flag Warning - Catastrophic Fires | 2021 | Safety | 5338.1784 | 226.4749 | 2021 | Control | 0.053 | 3 | 0 | esc | 0.055966 | 298.7576 | 0.055966 | 298.7576 | 0 | 0 | 0 | 0
[149 empty] | All EPR in 2020WLDFRElectric Reliability | WLDFR | HFTD - Distribution - Tier 3 - 2QU CoRE ¦ 1QU LoRE | Red Flag Warning - Catastrophic Fires | 2022 | Electric Reliability | 222.2294 | 226.4749 | 2022 | Control | 0.1325 | 3 | 0 | esc | 0.15274 | 33.9428 | 0.15274 | 33.9428 | 0.15274 | 33.9428 | 0 | 0
[149 empty] | All EPR in 2020WLDFRFinancial | WLDFR | HFTD - Distribution - Tier 3 - 2QU CoRE ¦ 1QU LoRE | Red Flag Warning - Catastrophic Fires | 2022 | Financial | 8585.7228 | 226.4749 | 2022 | Control | 0.053 | 3 | 0 | esc | 0.055966 | 480.5104 | 0.055966 | 480.5104 | 0.055966 | 480.5104 | 0 | 0
[149 empty] | All EPR in 2020WLDFRSafety | WLDFR | HFTD - Distribution - Tier 3 - 2QU CoRE ¦ 1QU LoRE | Red Flag Warning - Catastrophic Fires | 2022 | Safety | 5338.1784 | 226.4749 | 2022 | Control | 0.053 | 3 | 0 | esc | 0.055966 | 298.7576 | 0.055966 | 298.7576 | 0.055966 | 298.7576 | 0 | 0
[149 empty] | All EPR in 2020WLDFRElectric Reliability | WLDFR | HFTD - Distribution - Tier 3 - 2QU CoRE ¦ 1QU LoRE | Red Flag Warning - Catastrophic Fires | 2023 | Electric Reliability | 233.2301 | 226.4749 | 2023 | Control | 0.1325 | 3 | 0 | esc | 0 | 0 | 0.15274 | 35.623 | 0.15274 | 35.623 | 0.15274 | 35.623
[149 empty] | All EPR in 2020WLDFRFinancial | WLDFR | HFTD - Distribution - Tier 3 - 2QU CoRE ¦ 1QU LoRE | Red Flag Warning - Catastrophic Fires | 2023 | Financial | 8896.516 | 226.4749 | 2023 | Control | 0.053 | 3 | 0 | esc | 0 | 0 | 0.055966 | 497.9043 | 0.055966 | 497.9043 | 0.055966 | 497.9043
[149 empty] | All EPR in 2020WLDFRSafety | WLDFR | HFTD - Distribution - Tier 3 - 2QU CoRE ¦ 1QU LoRE | Red Flag Warning - Catastrophic Fires | 2023 | Safety | 5534.8915 | 226.4749 | 2023 | Control | 0.053 | 3 | 0 | esc | 0 | 0 | 0.055966 | 309.7669 | 0.055966 | 309.7669 | 0.055966 | 309.7669
[149 empty] | All EPR in 2020WLDFRElectric Reliability | WLDFR | HFTD - Distribution - Tier 3 - 2QU CoRE ¦ 1QU LoRE | Red Flag Warning - Catastrophic Fires | 2024 | Electric Reliability | 233.2301 | 226.4749 | 2024 | Control | 0.1325 | 3 | 0 | esc | 0 | 0 | 0 | 0 | 0.15274 | 35.623 | 0.15274 | 35.623
[149 empty] | All EPR in 2020WLDFRFinancial | WLDFR | HFTD - Distribution - Tier 3 - 2QU CoRE ¦ 1QU LoRE | Red Flag Warning - Catastrophic Fires | 2024 | Financial | 8896.516 | 226.4749 | 2024 | Control | 0.053 | 3 | 0 | esc | 0 | 0 | 0 | 0 | 0.055966 | 497.9043 | 0.055966 | 497.9043
[149 empty] | All EPR in 2020WLDFRSafety | WLDFR | HFTD - Distribution - Tier 3 - 2QU CoRE ¦ 1QU LoRE | Red Flag Warning - Catastrophic Fires | 2024 | Safety | 5534.8915 | 226.4749 | 2024 | Control | 0.053 | 3 | 0 | esc | 0 | 0 | 0 | 0 | 0.055966 | 309.7669 | 0.055966 | 309.7669
[149 empty] | All EPR in 2020WLDFRElectric Reliability | WLDFR | HFTD - Distribution - Tier 3 - 2QU CoRE ¦ 1QU LoRE | Red Flag Warning - Catastrophic Fires | 2025 | Electric Reliability | 233.2301 | 226.4749 | 2025 | Control | 0.1325 | 3 | 0 | esc | 0 | 0 | 0 | 0 | 0 | 0 | 0.15274 | 35.623
[149 empty] | All EPR in 2020WLDFRFinancial | WLDFR | HFTD - Distribution - Tier 3 - 2QU CoRE ¦ 1QU LoRE | Red Flag Warning - Catastrophic Fires | 2025 | Financial | 8896.516 | 226.4749 | 2025 | Control | 0.053 | 3 | 0 | esc | 0 | 0 | 0 | 0 | 0 | 0 | 0.055966 | 497.9043
[149 empty] | All EPR in 2020WLDFRSafety | WLDFR | HFTD - Distribution - Tier 3 - 2QU CoRE ¦ 1QU LoRE | Red Flag Warning - Catastrophic Fires | 2025 | Safety | 5534.8915 | 226.4749 | 2025 | Control | 0.053 | 3 | 0 | esc | 0 | 0 | 0 | 0 | 0 | 0 | 0.055966 | 309.7669
[149 empty] | All EPR in 2020WLDFRElectric Reliability | WLDFR | HFTD - Distribution - Tier 3 - 2QU CoRE ¦ 1QU LoRE | Red Flag Warning - Destructive Fires | 2021 | Electric Reliability | 222.2294 | 226.4749 | 2021 | Control | 0.1325 | 3 | 0 | esc | 0.15274 | 33.9428 | 0.15274 | 33.9428 | 0 | 0 | 0 | 0
[149 empty] | All EPR in 2020WLDFRFinancial | WLDFR | HFTD - Distribution - Tier 3 - 2QU CoRE ¦ 1QU LoRE | Red Flag Warning - Destructive Fires | 2021 | Financial | 8585.7228 | 226.4749 | 2021 | Control | 0.053 | 3 | 0 | esc | 0.055966 | 480.5104 | 0.055966 | 480.5104 | 0 | 0 | 0 | 0
[149 empty] | All EPR in 2020WLDFRElectric Reliability | WLDFR | HFTD - Distribution - Tier 3 - 2QU CoRE ¦ 1QU LoRE | Red Flag Warning - Destructive Fires | 2022 | Electric Reliability | 222.2294 | 226.4749 | 2022 | Control | 0.1325 | 3 | 0 | esc | 0.15274 | 33.9428 | 0.15274 | 33.9428 | 0.15274 | 33.9428 | 0 | 0
[149 empty] | All EPR in 2020WLDFRFinancial | WLDFR | HFTD - Distribution - Tier 3 - 2QU CoRE ¦ 1QU LoRE | Red Flag Warning - Destructive Fires | 2022 | Financial | 8585.7228 | 226.4749 | 2022 | Control | 0.053 | 3 | 0 | esc | 0.055966 | 480.5104 | 0.055966 | 480.5104 | 0.055966 | 480.5104 | 0 | 0
[149 empty] | All EPR in 2020WLDFRElectric Reliability | WLDFR | HFTD - Distribution - Tier 3 - 2QU CoRE ¦ 1QU LoRE | Red Flag Warning - Destructive Fires | 2023 | Electric Reliability | 233.2301 | 226.4749 | 2023 | Control | 0.1325 | 3 | 0 | esc | 0 | 0 | 0.15274 | 35.623 | 0.15274 | 35.623 | 0.15274 | 35.623
[149 empty] | All EPR in 2020WLDFRFinancial | WLDFR | HFTD - Distribution - Tier 3 - 2QU CoRE ¦ 1QU LoRE | Red Flag Warning - Destructive Fires | 2023 | Financial | 8896.516 | 226.4749 | 2023 | Control | 0.053 | 3 | 0 | esc | 0 | 0 | 0.055966 | 497.9043 | 0.055966 | 497.9043 | 0.055966 | 497.9043
[149 empty] | All EPR in 2020WLDFRElectric Reliability | WLDFR | HFTD - Distribution - Tier 3 - 2QU CoRE ¦ 1QU LoRE | Red Flag Warning - Destructive Fires | 2024 | Electric Reliability | 233.2301 | 226.4749 | 2024 | Control | 0.1325 | 3 | 0 | esc | 0 | 0 | 0 | 0 | 0.15274 | 35.623 | 0.15274 | 35.623
[149 empty] | All EPR in 2020WLDFRFinancial | WLDFR | HFTD - Distribution - Tier 3 - 2QU CoRE ¦ 1QU LoRE | Red Flag Warning - Destructive Fires | 2024 | Financial | 8896.516 | 226.4749 | 2024 | Control | 0.053 | 3 | 0 | esc | 0 | 0 | 0 | 0 | 0.055966 | 497.9043 | 0.055966 | 497.9043
[149 empty] | All EPR in 2020WLDFRElectric Reliability | WLDFR | HFTD - Distribution - Tier 3 - 2QU CoRE ¦ 1QU LoRE | Red Flag Warning - Destructive Fires | 2025 | Electric Reliability | 233.2301 | 226.4749 | 2025 | Control | 0.1325 | 3 | 0 | esc | 0 | 0 | 0 | 0 | 0 | 0 | 0.15274 | 35.623
[149 empty] | All EPR in 2020WLDFRFinancial | WLDFR | HFTD - Distribution - Tier 3 - 2QU CoRE ¦ 1QU LoRE | Red Flag Warning - Destructive Fires | 2025 | Financial | 8896.516 | 226.4749 | 2025 | Control | 0.053 | 3 | 0 | esc | 0 | 0 | 0 | 0 | 0 | 0 | 0.055966 | 497.9043
[149 empty] | All EPR in 2020WLDFRElectric Reliability | WLDFR | HFTD - Distribution - Tier 3 - 2QU CoRE ¦ 1QU LoRE | Red Flag Warning - Large Fires | 2021 | Electric Reliability | 0.69642 | 226.4749 | 2021 | Control | 0.1325 | 3 | 0 | esc | 0.15274 | 0.10637 | 0.15274 | 0.10637 | 0 | 0 | 0 | 0
[149 empty] | All EPR in 2020WLDFRFinancial | WLDFR | HFTD - Distribution - Tier 3 - 2QU CoRE ¦ 1QU LoRE | Red Flag Warning - Large Fires | 2021 | Financial | 2.942 | 226.4749 | 2021 | Control | 0.053 | 3 | 0 | esc | 0.055966 | 0.16465 | 0.055966 | 0.16465 | 0 | 0 | 0 | 0
[149 empty] | All EPR in 2020WLDFRSafety | WLDFR | HFTD - Distribution - Tier 3 - 2QU CoRE ¦ 1QU LoRE | Red Flag Warning - Large Fires | 2021 | Safety | 1.6022 | 226.4749 | 2021 | Control | 0.053 | 3 | 0 | esc | 0.055966 | 0.089668 | 0.055966 | 0.089668 | 0 | 0 | 0 | 0
[149 empty] | All EPR in 2020WLDFRElectric Reliability | WLDFR | HFTD - Distribution - Tier 3 - 2QU CoRE ¦ 1QU LoRE | Red Flag Warning - Large Fires | 2022 | Electric Reliability | 0.69642 | 226.4749 | 2022 | Control | 0.1325 | 3 | 0 | esc | 0.15274 | 0.10637 | 0.15274 | 0.10637 | 0.15274 | 0.10637 | 0 | 0
[149 empty] | All EPR in 2020WLDFRFinancial | WLDFR | HFTD - Distribution - Tier 3 - 2QU CoRE ¦ 1QU LoRE | Red Flag Warning - Large Fires | 2022 | Financial | 2.942 | 226.4749 | 2022 | Control | 0.053 | 3 | 0 | esc | 0.055966 | 0.16465 | 0.055966 | 0.16465 | 0.055966 | 0.16465 | 0 | 0
[149 empty] | All EPR in 2020WLDFRSafety | WLDFR | HFTD - Distribution - Tier 3 - 2QU CoRE ¦ 1QU LoRE | Red Flag Warning - Large Fires | 2022 | Safety | 1.6022 | 226.4749 | 2022 | Control | 0.053 | 3 | 0 | esc | 0.055966 | 0.089668 | 0.055966 | 0.089668 | 0.055966 | 0.089668 | 0 | 0
[149 empty] | All EPR in 2020WLDFRElectric Reliability | WLDFR | HFTD - Distribution - Tier 3 - 2QU CoRE ¦ 1QU LoRE | Red Flag Warning - Large Fires | 2023 | Electric Reliability | 0.71896 | 226.4749 | 2023 | Control | 0.1325 | 3 | 0 | esc | 0 | 0 | 0.15274 | 0.10981 | 0.15274 | 0.10981 | 0.15274 | 0.10981
[149 empty] | All EPR in 2020WLDFRFinancial | WLDFR | HFTD - Distribution - Tier 3 - 2QU CoRE ¦ 1QU LoRE | Red Flag Warning - Large Fires | 2023 | Financial | 3.0715 | 226.4749 | 2023 | Control | 0.053 | 3 | 0 | esc | 0 | 0 | 0.055966 | 0.1719 | 0.055966 | 0.1719 | 0.055966 | 0.1719
[149 empty] | All EPR in 2020WLDFRSafety | WLDFR | HFTD - Distribution - Tier 3 - 2QU CoRE ¦ 1QU LoRE | Red Flag Warning - Large Fires | 2023 | Safety | 1.6846 | 226.4749 | 2023 | Control | 0.053 | 3 | 0 | esc | 0 | 0 | 0.055966 | 0.094279 | 0.055966 | 0.094279 | 0.055966 | 0.094279
[149 empty] | All EPR in 2020WLDFRElectric Reliability | WLDFR | HFTD - Distribution - Tier 3 - 2QU CoRE ¦ 1QU LoRE | Red Flag Warning - Large Fires | 2024 | Electric Reliability | 0.71896 | 226.4749 | 2024 | Control | 0.1325 | 3 | 0 | esc | 0 | 0 | 0 | 0 | 0.15274 | 0.10981 | 0.15274 | 0.10981
[149 empty] | All EPR in 2020WLDFRFinancial | WLDFR | HFTD - Distribution - Tier 3 - 2QU CoRE ¦ 1QU LoRE | Red Flag Warning - Large Fires | 2024 | Financial | 3.0715 | 226.4749 | 2024 | Control | 0.053 | 3 | 0 | esc | 0 | 0 | 0 | 0 | 0.055966 | 0.1719 | 0.055966 | 0.1719
[149 empty] | All EPR in 2020WLDFRSafety | WLDFR | HFTD - Distribution - Tier 3 - 2QU CoRE ¦ 1QU LoRE | Red Flag Warning - Large Fires | 2024 | Safety | 1.6846 | 226.4749 | 2024 | Control | 0.053 | 3 | 0 | esc | 0 | 0 | 0 | 0 | 0.055966 | 0.094279 | 0.055966 | 0.094279
[149 empty] | All EPR in 2020WLDFRElectric Reliability | WLDFR | HFTD - Distribution - Tier 3 - 2QU CoRE ¦ 1QU LoRE | Red Flag Warning - Large Fires | 2025 | Electric Reliability | 0.71896 | 226.4749 | 2025 | Control | 0.1325 | 3 | 0 | esc | 0 | 0 | 0 | 0 | 0 | 0 | 0.15274 | 0.10981
[149 empty] | All EPR in 2020WLDFRFinancial | WLDFR | HFTD - Distribution - Tier 3 - 2QU CoRE ¦ 1QU LoRE | Red Flag Warning - Large Fires | 2025 | Financial | 3.0715 | 226.4749 | 2025 | Control | 0.053 | 3 | 0 | esc | 0 | 0 | 0 | 0 | 0 | 0 | 0.055966 | 0.1719
[149 empty] | All EPR in 2020WLDFRSafety | WLDFR | HFTD - Distribution - Tier 3 - 2QU CoRE ¦ 1QU LoRE | Red Flag Warning - Large Fires | 2025 | Safety | 1.6846 | 226.4749 | 2025 | Control | 0.053 | 3 | 0 | esc | 0 | 0 | 0 | 0 | 0 | 0 | 0.055966 | 0.094279
[149 empty] | All EPR in 2020WLDFRElectric Reliability | WLDFR | HFTD - Distribution - Tier 3 - 2QU CoRE ¦ 1QU LoRE | Red Flag Warning - Small Fires | 2021 | Electric Reliability | 0.036425 | 226.4749 | 2021 | Control | 0.1325 | 3 | 0 | esc | 0.15274 | 0.0055635 | 0.15274 | 0.0055635 | 0 | 0 | 0 | 0
[149 empty] | All EPR in 2020WLDFRFinancial | WLDFR | HFTD - Distribution - Tier 3 - 2QU CoRE ¦ 1QU LoRE | Red Flag Warning - Small Fires | 2021 | Financial | 0.0015809 | 226.4749 | 2021 | Control | 0.053 | 3 | 0 | esc | 0.055966 | 8.8475e-05 | 0.055966 | 8.8475e-05 | 0 | 0 | 0 | 0
[149 empty] | All EPR in 2020WLDFRSafety | WLDFR | HFTD - Distribution - Tier 3 - 2QU CoRE ¦ 1QU LoRE | Red Flag Warning - Small Fires | 2021 | Safety | 0.039895 | 226.4749 | 2021 | Control | 0.053 | 3 | 0 | esc | 0.055966 | 0.0022328 | 0.055966 | 0.0022328 | 0 | 0 | 0 | 0
[149 empty] | All EPR in 2020WLDFRElectric Reliability | WLDFR | HFTD - Distribution - Tier 3 - 2QU CoRE ¦ 1QU LoRE | Red Flag Warning - Small Fires | 2022 | Electric Reliability | 0.036425 | 226.4749 | 2022 | Control | 0.1325 | 3 | 0 | esc | 0.15274 | 0.0055635 | 0.15274 | 0.0055635 | 0.15274 | 0.0055635 | 0 | 0
[149 empty] | All EPR in 2020WLDFRFinancial | WLDFR | HFTD - Distribution - Tier 3 - 2QU CoRE ¦ 1QU LoRE | Red Flag Warning - Small Fires | 2022 | Financial | 0.0015809 | 226.4749 | 2022 | Control | 0.053 | 3 | 0 | esc | 0.055966 | 8.8475e-05 | 0.055966 | 8.8475e-05 | 0.055966 | 8.8475e-05 | 0 | 0
[149 empty] | All EPR in 2020WLDFRSafety | WLDFR | HFTD - Distribution - Tier 3 - 2QU CoRE ¦ 1QU LoRE | Red Flag Warning - Small Fires | 2022 | Safety | 0.039895 | 226.4749 | 2022 | Control | 0.053 | 3 | 0 | esc | 0.055966 | 0.0022328 | 0.055966 | 0.0022328 | 0.055966 | 0.0022328 | 0 | 0
[149 empty] | All EPR in 2020WLDFRElectric Reliability | WLDFR | HFTD - Distribution - Tier 3 - 2QU CoRE ¦ 1QU LoRE | Red Flag Warning - Small Fires | 2023 | Electric Reliability | 0.03759 | 226.4749 | 2023 | Control | 0.1325 | 3 | 0 | esc | 0 | 0 | 0.15274 | 0.0057414 | 0.15274 | 0.0057414 | 0.15274 | 0.0057414
[149 empty] | All EPR in 2020WLDFRFinancial | WLDFR | HFTD - Distribution - Tier 3 - 2QU CoRE ¦ 1QU LoRE | Red Flag Warning - Small Fires | 2023 | Financial | 0.0016314 | 226.4749 | 2023 | Control | 0.053 | 3 | 0 | esc | 0 | 0 | 0.055966 | 9.1305e-05 | 0.055966 | 9.1305e-05 | 0.055966 | 9.1305e-05
[149 empty] | All EPR in 2020WLDFRSafety | WLDFR | HFTD - Distribution - Tier 3 - 2QU CoRE ¦ 1QU LoRE | Red Flag Warning - Small Fires | 2023 | Safety | 0.041187 | 226.4749 | 2023 | Control | 0.053 | 3 | 0 | esc | 0 | 0 | 0.055966 | 0.0023051 | 0.055966 | 0.0023051 | 0.055966 | 0.0023051
[149 empty] | All EPR in 2020WLDFRElectric Reliability | WLDFR | HFTD - Distribution - Tier 3 - 2QU CoRE ¦ 1QU LoRE | Red Flag Warning - Small Fires | 2024 | Electric Reliability | 0.03759 | 226.4749 | 2024 | Control | 0.1325 | 3 | 0 | esc | 0 | 0 | 0 | 0 | 0.15274 | 0.0057414 | 0.15274 | 0.0057414
[149 empty] | All EPR in 2020WLDFRFinancial | WLDFR | HFTD - Distribution - Tier 3 - 2QU CoRE ¦ 1QU LoRE | Red Flag Warning - Small Fires | 2024 | Financial | 0.0016314 | 226.4749 | 2024 | Control | 0.053 | 3 | 0 | esc | 0 | 0 | 0 | 0 | 0.055966 | 9.1305e-05 | 0.055966 | 9.1305e-05
[149 empty] | All EPR in 2020WLDFRSafety | WLDFR | HFTD - Distribution - Tier 3 - 2QU CoRE ¦ 1QU LoRE | Red Flag Warning - Small Fires | 2024 | Safety | 0.041187 | 226.4749 | 2024 | Control | 0.053 | 3 | 0 | esc | 0 | 0 | 0 | 0 | 0.055966 | 0.0023051 | 0.055966 | 0.0023051
[149 empty] | All EPR in 2020WLDFRElectric Reliability | WLDFR | HFTD - Distribution - Tier 3 - 2QU CoRE ¦ 1QU LoRE | Red Flag Warning - Small Fires | 2025 | Electric Reliability | 0.03759 | 226.4749 | 2025 | Control | 0.1325 | 3 | 0 | esc | 0 | 0 | 0 | 0 | 0 | 0 | 0.15274 | 0.0057414
[149 empty] | All EPR in 2020WLDFRFinancial | WLDFR | HFTD - Distribution - Tier 3 - 2QU CoRE ¦ 1QU LoRE | Red Flag Warning - Small Fires | 2025 | Financial | 0.0016314 | 226.4749 | 2025 | Control | 0.053 | 3 | 0 | esc | 0 | 0 | 0 | 0 | 0 | 0 | 0.055966 | 9.1305e-05
[149 empty] | All EPR in 2020WLDFRSafety | WLDFR | HFTD - Distribution - Tier 3 - 2QU CoRE ¦ 1QU LoRE | Red Flag Warning - Small Fires | 2025 | Safety | 0.041187 | 226.4749 | 2025 | Control | 0.053 | 3 | 0 | esc | 0 | 0 | 0 | 0 | 0 | 0 | 0.055966 | 0.0023051
[149 empty] | All EPR in 2020WLDFRElectric Reliability | WLDFR | HFTD - Distribution - Tier 3 - 2QU CoRE ¦ 1QU LoRE | Seismic - Non-Red Flag Warning - Catastrophic Fires | 2021 | Electric Reliability | 409.2237 | 226.4749 | 2021 | Control | 0.1325 | 3 | 0 | esc | 0.15274 | 62.5039 | 0.15274 | 62.5039 | 0 | 0 | 0 | 0
[149 empty] | All EPR in 2020WLDFRFinancial | WLDFR | HFTD - Distribution - Tier 3 - 2QU CoRE ¦ 1QU LoRE | Seismic - Non-Red Flag Warning - Catastrophic Fires | 2021 | Financial | 13469.0878 | 226.4749 | 2021 | Control | 0.053 | 3 | 0 | esc | 0.055966 | 753.8138 | 0.055966 | 753.8138 | 0 | 0 | 0 | 0
[149 empty] | All EPR in 2020WLDFRSafety | WLDFR | HFTD - Distribution - Tier 3 - 2QU CoRE ¦ 1QU LoRE | Seismic - Non-Red Flag Warning - Catastrophic Fires | 2021 | Safety | 7205.5313 | 226.4749 | 2021 | Control | 0.053 | 3 | 0 | esc | 0.055966 | 403.2663 | 0.055966 | 403.2663 | 0 | 0 | 0 | 0
[149 empty] | All EPR in 2020WLDFRElectric Reliability | WLDFR | HFTD - Distribution - Tier 3 - 2QU CoRE ¦ 1QU LoRE | Seismic - Non-Red Flag Warning - Catastrophic Fires | 2022 | Electric Reliability | 409.2237 | 226.4749 | 2022 | Control | 0.1325 | 3 | 0 | esc | 0.15274 | 62.5039 | 0.15274 | 62.5039 | 0.15274 | 62.5039 | 0 | 0
[149 empty] | All EPR in 2020WLDFRFinancial | WLDFR | HFTD - Distribution - Tier 3 - 2QU CoRE ¦ 1QU LoRE | Seismic - Non-Red Flag Warning - Catastrophic Fires | 2022 | Financial | 13469.0878 | 226.4749 | 2022 | Control | 0.053 | 3 | 0 | esc | 0.055966 | 753.8138 | 0.055966 | 753.8138 | 0.055966 | 753.8138 | 0 | 0
[149 empty] | All EPR in 2020WLDFRSafety | WLDFR | HFTD - Distribution - Tier 3 - 2QU CoRE ¦ 1QU LoRE | Seismic - Non-Red Flag Warning - Catastrophic Fires | 2022 | Safety | 7205.5313 | 226.4749 | 2022 | Control | 0.053 | 3 | 0 | esc | 0.055966 | 403.2663 | 0.055966 | 403.2663 | 0.055966 | 403.2663 | 0 | 0
[149 empty] | All EPR in 2020WLDFRElectric Reliability | WLDFR | HFTD - Distribution - Tier 3 - 2QU CoRE ¦ 1QU LoRE | Seismic - Non-Red Flag Warning - Catastrophic Fires | 2023 | Electric Reliability | 428.6023 | 226.4749 | 2023 | Control | 0.1325 | 3 | 0 | esc | 0 | 0 | 0.15274 | 65.4638 | 0.15274 | 65.4638 | 0.15274 | 65.4638
[149 empty] | All EPR in 2020WLDFRFinancial | WLDFR | HFTD - Distribution - Tier 3 - 2QU CoRE ¦ 1QU LoRE | Seismic - Non-Red Flag Warning - Catastrophic Fires | 2023 | Financial | 13939.561 | 226.4749 | 2023 | Control | 0.053 | 3 | 0 | esc | 0 | 0 | 0.055966 | 780.1444 | 0.055966 | 780.1444 | 0.055966 | 780.1444
[149 empty] | All EPR in 2020WLDFRSafety | WLDFR | HFTD - Distribution - Tier 3 - 2QU CoRE ¦ 1QU LoRE | Seismic - Non-Red Flag Warning - Catastrophic Fires | 2023 | Safety | 7467.8148 | 226.4749 | 2023 | Control | 0.053 | 3 | 0 | esc | 0 | 0 | 0.055966 | 417.9453 | 0.055966 | 417.9453 | 0.055966 | 417.9453
[149 empty] | All EPR in 2020WLDFRElectric Reliability | WLDFR | HFTD - Distribution - Tier 3 - 2QU CoRE ¦ 1QU LoRE | Seismic - Non-Red Flag Warning - Catastrophic Fires | 2024 | Electric Reliability | 428.6023 | 226.4749 | 2024 | Control | 0.1325 | 3 | 0 | esc | 0 | 0 | 0 | 0 | 0.15274 | 65.4638 | 0.15274 | 65.4638
[149 empty] | All EPR in 2020WLDFRFinancial | WLDFR | HFTD - Distribution - Tier 3 - 2QU CoRE ¦ 1QU LoRE | Seismic - Non-Red Flag Warning - Catastrophic Fires | 2024 | Financial | 13939.561 | 226.4749 | 2024 | Control | 0.053 | 3 | 0 | esc | 0 | 0 | 0 | 0 | 0.055966 | 780.1444 | 0.055966 | 780.1444
[149 empty] | All EPR in 2020WLDFRSafety | WLDFR | HFTD - Distribution - Tier 3 - 2QU CoRE ¦ 1QU LoRE | Seismic - Non-Red Flag Warning - Catastrophic Fires | 2024 | Safety | 7467.8148 | 226.4749 | 2024 | Control | 0.053 | 3 | 0 | esc | 0 | 0 | 0 | 0 | 0.055966 | 417.9453 | 0.055966 | 417.9453
[149 empty] | All EPR in 2020WLDFRElectric Reliability | WLDFR | HFTD - Distribution - Tier 3 - 2QU CoRE ¦ 1QU LoRE | Seismic - Non-Red Flag Warning - Catastrophic Fires | 2025 | Electric Reliability | 428.6023 | 226.4749 | 2025 | Control | 0.1325 | 3 | 0 | esc | 0 | 0 | 0 | 0 | 0 | 0 | 0.15274 | 65.4638
[149 empty] | All EPR in 2020WLDFRFinancial | WLDFR | HFTD - Distribution - Tier 3 - 2QU CoRE ¦ 1QU LoRE | Seismic - Non-Red Flag Warning - Catastrophic Fires | 2025 | Financial | 13939.561 | 226.4749 | 2025 | Control | 0.053 | 3 | 0 | esc | 0 | 0 | 0 | 0 | 0 | 0 | 0.055966 | 780.1444
[149 empty] | All EPR in 2020WLDFRSafety | WLDFR | HFTD - Distribution - Tier 3 - 2QU CoRE ¦ 1QU LoRE | Seismic - Non-Red Flag Warning - Catastrophic Fires | 2025 | Safety | 7467.8148 | 226.4749 | 2025 | Control | 0.053 | 3 | 0 | esc | 0 | 0 | 0 | 0 | 0 | 0 | 0.055966 | 417.9453
[149 empty] | All EPR in 2020WLDFRElectric Reliability | WLDFR | HFTD - Distribution - Tier 3 - 2QU CoRE ¦ 1QU LoRE | Seismic - Red Flag Warning - Catastrophic Fires | 2021 | Electric Reliability | 409.2237 | 226.4749 | 2021 | Control | 0.1325 | 3 | 0 | esc | 0.15274 | 62.5039 | 0.15274 | 62.5039 | 0 | 0 | 0 | 0
[149 empty] | All EPR in 2020WLDFRFinancial | WLDFR | HFTD - Distribution - Tier 3 - 2QU CoRE ¦ 1QU LoRE | Seismic - Red Flag Warning - Catastrophic Fires | 2021 | Financial | 13469.0878 | 226.4749 | 2021 | Control | 0.053 | 3 | 0 | esc | 0.055966 | 753.8138 | 0.055966 | 753.8138 | 0 | 0 | 0 | 0
[149 empty] | All EPR in 2020WLDFRSafety | WLDFR | HFTD - Distribution - Tier 3 - 2QU CoRE ¦ 1QU LoRE | Seismic - Red Flag Warning - Catastrophic Fires | 2021 | Safety | 7205.5313 | 226.4749 | 2021 | Control | 0.053 | 3 | 0 | esc | 0.055966 | 403.2663 | 0.055966 | 403.2663 | 0 | 0 | 0 | 0
[149 empty] | All EPR in 2020WLDFRElectric Reliability | WLDFR | HFTD - Distribution - Tier 3 - 2QU CoRE ¦ 1QU LoRE | Seismic - Red Flag Warning - Catastrophic Fires | 2022 | Electric Reliability | 409.2237 | 226.4749 | 2022 | Control | 0.1325 | 3 | 0 | esc | 0.15274 | 62.5039 | 0.15274 | 62.5039 | 0.15274 | 62.5039 | 0 | 0
[149 empty] | All EPR in 2020WLDFRFinancial | WLDFR | HFTD - Distribution - Tier 3 - 2QU CoRE ¦ 1QU LoRE | Seismic - Red Flag Warning - Catastrophic Fires | 2022 | Financial | 13469.0878 | 226.4749 | 2022 | Control | 0.053 | 3 | 0 | esc | 0.055966 | 753.8138 | 0.055966 | 753.8138 | 0.055966 | 753.8138 | 0 | 0
[149 empty] | All EPR in 2020WLDFRSafety | WLDFR | HFTD - Distribution - Tier 3 - 2QU CoRE ¦ 1QU LoRE | Seismic - Red Flag Warning - Catastrophic Fires | 2022 | Safety | 7205.5313 | 226.4749 | 2022 | Control | 0.053 | 3 | 0 | esc | 0.055966 | 403.2663 | 0.055966 | 403.2663 | 0.055966 | 403.2663 | 0 | 0
[149 empty] | All EPR in 2020WLDFRElectric Reliability | WLDFR | HFTD - Distribution - Tier 3 - 2QU CoRE ¦ 1QU LoRE | Seismic - Red Flag Warning - Catastrophic Fires | 2023 | Electric Reliability | 428.6023 | 226.4749 | 2023 | Control | 0.1325 | 3 | 0 | esc | 0 | 0 | 0.15274 | 65.4638 | 0.15274 | 65.4638 | 0.15274 | 65.4638
[149 empty] | All EPR in 2020WLDFRFinancial | WLDFR | HFTD - Distribution - Tier 3 - 2QU CoRE ¦ 1QU LoRE | Seismic - Red Flag Warning - Catastrophic Fires | 2023 | Financial | 13939.561 | 226.4749 | 2023 | Control | 0.053 | 3 | 0 | esc | 0 | 0 | 0.055966 | 780.1444 | 0.055966 | 780.1444 | 0.055966 | 780.1444
[149 empty] | All EPR in 2020WLDFRSafety | WLDFR | HFTD - Distribution - Tier 3 - 2QU CoRE ¦ 1QU LoRE | Seismic - Red Flag Warning - Catastrophic Fires | 2023 | Safety | 7467.8148 | 226.4749 | 2023 | Control | 0.053 | 3 | 0 | esc | 0 | 0 | 0.055966 | 417.9453 | 0.055966 | 417.9453 | 0.055966 | 417.9453
[149 empty] | All EPR in 2020WLDFRElectric Reliability | WLDFR | HFTD - Distribution - Tier 3 - 2QU CoRE ¦ 1QU LoRE | Seismic - Red Flag Warning - Catastrophic Fires | 2024 | Electric Reliability | 428.6023 | 226.4749 | 2024 | Control | 0.1325 | 3 | 0 | esc | 0 | 0 | 0 | 0 | 0.15274 | 65.4638 | 0.15274 | 65.4638
[149 empty] | All EPR in 2020WLDFRFinancial | WLDFR | HFTD - Distribution - Tier 3 - 2QU CoRE ¦ 1QU LoRE | Seismic - Red Flag Warning - Catastrophic Fires | 2024 | Financial | 13939.561 | 226.4749 | 2024 | Control | 0.053 | 3 | 0 | esc | 0 | 0 | 0 | 0 | 0.055966 | 780.1444 | 0.055966 | 780.1444
[149 empty] | All EPR in 2020WLDFRSafety | WLDFR | HFTD - Distribution - Tier 3 - 2QU CoRE ¦ 1QU LoRE | Seismic - Red Flag Warning - Catastrophic Fires | 2024 | Safety | 7467.8148 | 226.4749 | 2024 | Control | 0.053 | 3 | 0 | esc | 0 | 0 | 0 | 0 | 0.055966 | 417.9453 | 0.055966 | 417.9453
[149 empty] | All EPR in 2020WLDFRElectric Reliability | WLDFR | HFTD - Distribution - Tier 3 - 2QU CoRE ¦ 1QU LoRE | Seismic - Red Flag Warning - Catastrophic Fires | 2025 | Electric Reliability | 428.6023 | 226.4749 | 2025 | Control | 0.1325 | 3 | 0 | esc | 0 | 0 | 0 | 0 | 0 | 0 | 0.15274 | 65.4638
[149 empty] | All EPR in 2020WLDFRFinancial | WLDFR | HFTD - Distribution - Tier 3 - 2QU CoRE ¦ 1QU LoRE | Seismic - Red Flag Warning - Catastrophic Fires | 2025 | Financial | 13939.561 | 226.4749 | 2025 | Control | 0.053 | 3 | 0 | esc | 0 | 0 | 0 | 0 | 0 | 0 | 0.055966 | 780.1444
[149 empty] | All EPR in 2020WLDFRSafety | WLDFR | HFTD - Distribution - Tier 3 - 2QU CoRE ¦ 1QU LoRE | Seismic - Red Flag Warning - Catastrophic Fires | 2025 | Safety | 7467.8148 | 226.4749 | 2025 | Control | 0.053 | 3 | 0 | esc | 0 | 0 | 0 | 0 | 0 | 0 | 0.055966 | 417.9453
[149 empty] | All EPR in 2020WLDFRElectric Reliability | WLDFR | HFTD - Distribution - Tier 3 - 2QU CoRE ¦ 2QU LoRE | Non-Red Flag Warning - Catastrophic Fires | 2021 | Electric Reliability | 222.2294 | 280.2309 | 2021 | Control | 0.1325 | 3 | 0 | esc | 0.15274 | 33.9428 | 0.15274 | 33.9428 | 0 | 0 | 0 | 0
[149 empty] | All EPR in 2020WLDFRFinancial | WLDFR | HFTD - Distribution - Tier 3 - 2QU CoRE ¦ 2QU LoRE | Non-Red Flag Warning - Catastrophic Fires | 2021 | Financial | 8585.7228 | 280.2309 | 2021 | Control | 0.053 | 3 | 0 | esc | 0.055966 | 480.5104 | 0.055966 | 480.5104 | 0 | 0 | 0 | 0
[149 empty] | All EPR in 2020WLDFRSafety | WLDFR | HFTD - Distribution - Tier 3 - 2QU CoRE ¦ 2QU LoRE | Non-Red Flag Warning - Catastrophic Fires | 2021 | Safety | 5338.1784 | 280.2309 | 2021 | Control | 0.053 | 3 | 0 | esc | 0.055966 | 298.7576 | 0.055966 | 298.7576 | 0 | 0 | 0 | 0
[149 empty] | All EPR in 2020WLDFRElectric Reliability | WLDFR | HFTD - Distribution - Tier 3 - 2QU CoRE ¦ 2QU LoRE | Non-Red Flag Warning - Catastrophic Fires | 2022 | Electric Reliability | 222.2294 | 280.2309 | 2022 | Control | 0.1325 | 3 | 0 | esc | 0.15274 | 33.9428 | 0.15274 | 33.9428 | 0.15274 | 33.9428 | 0 | 0
[149 empty] | All EPR in 2020WLDFRFinancial | WLDFR | HFTD - Distribution - Tier 3 - 2QU CoRE ¦ 2QU LoRE | Non-Red Flag Warning - Catastrophic Fires | 2022 | Financial | 8585.7228 | 280.2309 | 2022 | Control | 0.053 | 3 | 0 | esc | 0.055966 | 480.5104 | 0.055966 | 480.5104 | 0.055966 | 480.5104 | 0 | 0
[149 empty] | All EPR in 2020WLDFRSafety | WLDFR | HFTD - Distribution - Tier 3 - 2QU CoRE ¦ 2QU LoRE | Non-Red Flag Warning - Catastrophic Fires | 2022 | Safety | 5338.1784 | 280.2309 | 2022 | Control | 0.053 | 3 | 0 | esc | 0.055966 | 298.7576 | 0.055966 | 298.7576 | 0.055966 | 298.7576 | 0 | 0
[149 empty] | All EPR in 2020WLDFRElectric Reliability | WLDFR | HFTD - Distribution - Tier 3 - 2QU CoRE ¦ 2QU LoRE | Non-Red Flag Warning - Catastrophic Fires | 2023 | Electric Reliability | 233.2301 | 280.2309 | 2023 | Control | 0.1325 | 3 | 0 | esc | 0 | 0 | 0.15274 | 35.623 | 0.15274 | 35.623 | 0.15274 | 35.623
[149 empty] | All EPR in 2020WLDFRFinancial | WLDFR | HFTD - Distribution - Tier 3 - 2QU CoRE ¦ 2QU LoRE | Non-Red Flag Warning - Catastrophic Fires | 2023 | Financial | 8896.516 | 280.2309 | 2023 | Control | 0.053 | 3 | 0 | esc | 0 | 0 | 0.055966 | 497.9043 | 0.055966 | 497.9043 | 0.055966 | 497.9043
[149 empty] | All EPR in 2020WLDFRSafety | WLDFR | HFTD - Distribution - Tier 3 - 2QU CoRE ¦ 2QU LoRE | Non-Red Flag Warning - Catastrophic Fires | 2023 | Safety | 5534.8915 | 280.2309 | 2023 | Control | 0.053 | 3 | 0 | esc | 0 | 0 | 0.055966 | 309.7669 | 0.055966 | 309.7669 | 0.055966 | 309.7669
[149 empty] | All EPR in 2020WLDFRElectric Reliability | WLDFR | HFTD - Distribution - Tier 3 - 2QU CoRE ¦ 2QU LoRE | Non-Red Flag Warning - Catastrophic Fires | 2024 | Electric Reliability | 233.2301 | 280.2309 | 2024 | Control | 0.1325 | 3 | 0 | esc | 0 | 0 | 0 | 0 | 0.15274 | 35.623 | 0.15274 | 35.623
[149 empty] | All EPR in 2020WLDFRFinancial | WLDFR | HFTD - Distribution - Tier 3 - 2QU CoRE ¦ 2QU LoRE | Non-Red Flag Warning - Catastrophic Fires | 2024 | Financial | 8896.516 | 280.2309 | 2024 | Control | 0.053 | 3 | 0 | esc | 0 | 0 | 0 | 0 | 0.055966 | 497.9043 | 0.055966 | 497.9043
[149 empty] | All EPR in 2020WLDFRSafety | WLDFR | HFTD - Distribution - Tier 3 - 2QU CoRE ¦ 2QU LoRE | Non-Red Flag Warning - Catastrophic Fires | 2024 | Safety | 5534.8915 | 280.2309 | 2024 | Control | 0.053 | 3 | 0 | esc | 0 | 0 | 0 | 0 | 0.055966 | 309.7669 | 0.055966 | 309.7669
[149 empty] | All EPR in 2020WLDFRElectric Reliability | WLDFR | HFTD - Distribution - Tier 3 - 2QU CoRE ¦ 2QU LoRE | Non-Red Flag Warning - Catastrophic Fires | 2025 | Electric Reliability | 233.2301 | 280.2309 | 2025 | Control | 0.1325 | 3 | 0 | esc | 0 | 0 | 0 | 0 | 0 | 0 | 0.15274 | 35.623
[149 empty] | All EPR in 2020WLDFRFinancial | WLDFR | HFTD - Distribution - Tier 3 - 2QU CoRE ¦ 2QU LoRE | Non-Red Flag Warning - Catastrophic Fires | 2025 | Financial | 8896.516 | 280.2309 | 2025 | Control | 0.053 | 3 | 0 | esc | 0 | 0 | 0 | 0 | 0 | 0 | 0.055966 | 497.9043
[149 empty] | All EPR in 2020WLDFRSafety | WLDFR | HFTD - Distribution - Tier 3 - 2QU CoRE ¦ 2QU LoRE | Non-Red Flag Warning - Catastrophic Fires | 2025 | Safety | 5534.8915 | 280.2309 | 2025 | Control | 0.053 | 3 | 0 | esc | 0 | 0 | 0 | 0 | 0 | 0 | 0.055966 | 309.7669
[149 empty] | All EPR in 2020WLDFRElectric Reliability | WLDFR | HFTD - Distribution - Tier 3 - 2QU CoRE ¦ 2QU LoRE | Non-Red Flag Warning - Destructive Fires | 2021 | Electric Reliability | 222.2294 | 280.2309 | 2021 | Control | 0.1325 | 3 | 0 | esc | 0.15274 | 33.9428 | 0.15274 | 33.9428 | 0 | 0 | 0 | 0
[149 empty] | All EPR in 2020WLDFRFinancial | WLDFR | HFTD - Distribution - Tier 3 - 2QU CoRE ¦ 2QU LoRE | Non-Red Flag Warning - Destructive Fires | 2021 | Financial | 8585.7228 | 280.2309 | 2021 | Control | 0.053 | 3 | 0 | esc | 0.055966 | 480.5104 | 0.055966 | 480.5104 | 0 | 0 | 0 | 0
[149 empty] | All EPR in 2020WLDFRElectric Reliability | WLDFR | HFTD - Distribution - Tier 3 - 2QU CoRE ¦ 2QU LoRE | Non-Red Flag Warning - Destructive Fires | 2022 | Electric Reliability | 222.2294 | 280.2309 | 2022 | Control | 0.1325 | 3 | 0 | esc | 0.15274 | 33.9428 | 0.15274 | 33.9428 | 0.15274 | 33.9428 | 0 | 0
[149 empty] | All EPR in 2020WLDFRFinancial | WLDFR | HFTD - Distribution - Tier 3 - 2QU CoRE ¦ 2QU LoRE | Non-Red Flag Warning - Destructive Fires | 2022 | Financial | 8585.7228 | 280.2309 | 2022 | Control | 0.053 | 3 | 0 | esc | 0.055966 | 480.5104 | 0.055966 | 480.5104 | 0.055966 | 480.5104 | 0 | 0
[149 empty] | All EPR in 2020WLDFRElectric Reliability | WLDFR | HFTD - Distribution - Tier 3 - 2QU CoRE ¦ 2QU LoRE | Non-Red Flag Warning - Destructive Fires | 2023 | Electric Reliability | 233.2301 | 280.2309 | 2023 | Control | 0.1325 | 3 | 0 | esc | 0 | 0 | 0.15274 | 35.623 | 0.15274 | 35.623 | 0.15274 | 35.623
[149 empty] | All EPR in 2020WLDFRFinancial | WLDFR | HFTD - Distribution - Tier 3 - 2QU CoRE ¦ 2QU LoRE | Non-Red Flag Warning - Destructive Fires | 2023 | Financial | 8896.516 | 280.2309 | 2023 | Control | 0.053 | 3 | 0 | esc | 0 | 0 | 0.055966 | 497.9043 | 0.055966 | 497.9043 | 0.055966 | 497.9043
[149 empty] | All EPR in 2020WLDFRElectric Reliability | WLDFR | HFTD - Distribution - Tier 3 - 2QU CoRE ¦ 2QU LoRE | Non-Red Flag Warning - Destructive Fires | 2024 | Electric Reliability | 233.2301 | 280.2309 | 2024 | Control | 0.1325 | 3 | 0 | esc | 0 | 0 | 0 | 0 | 0.15274 | 35.623 | 0.15274 | 35.623
[149 empty] | All EPR in 2020WLDFRFinancial | WLDFR | HFTD - Distribution - Tier 3 - 2QU CoRE ¦ 2QU LoRE | Non-Red Flag Warning - Destructive Fires | 2024 | Financial | 8896.516 | 280.2309 | 2024 | Control | 0.053 | 3 | 0 | esc | 0 | 0 | 0 | 0 | 0.055966 | 497.9043 | 0.055966 | 497.9043
[149 empty] | All EPR in 2020WLDFRElectric Reliability | WLDFR | HFTD - Distribution - Tier 3 - 2QU CoRE ¦ 2QU LoRE | Non-Red Flag Warning - Destructive Fires | 2025 | Electric Reliability | 233.2301 | 280.2309 | 2025 | Control | 0.1325 | 3 | 0 | esc | 0 | 0 | 0 | 0 | 0 | 0 | 0.15274 | 35.623
[149 empty] | All EPR in 2020WLDFRFinancial | WLDFR | HFTD - Distribution - Tier 3 - 2QU CoRE ¦ 2QU LoRE | Non-Red Flag Warning - Destructive Fires | 2025 | Financial | 8896.516 | 280.2309 | 2025 | Control | 0.053 | 3 | 0 | esc | 0 | 0 | 0 | 0 | 0 | 0 | 0.055966 | 497.9043
[149 empty] | All EPR in 2020WLDFRElectric Reliability | WLDFR | HFTD - Distribution - Tier 3 - 2QU CoRE ¦ 2QU LoRE | Non-Red Flag Warning - Large Fires | 2021 | Electric Reliability | 0.69642 | 280.2309 | 2021 | Control | 0.1325 | 3 | 0 | esc | 0.15274 | 0.10637 | 0.15274 | 0.10637 | 0 | 0 | 0 | 0
[149 empty] | All EPR in 2020WLDFRFinancial | WLDFR | HFTD - Distribution - Tier 3 - 2QU CoRE ¦ 2QU LoRE | Non-Red Flag Warning - Large Fires | 2021 | Financial | 2.942 | 280.2309 | 2021 | Control | 0.053 | 3 | 0 | esc | 0.055966 | 0.16465 | 0.055966 | 0.16465 | 0 | 0 | 0 | 0
[149 empty] | All EPR in 2020WLDFRSafety | WLDFR | HFTD - Distribution - Tier 3 - 2QU CoRE ¦ 2QU LoRE | Non-Red Flag Warning - Large Fires | 2021 | Safety | 1.6022 | 280.2309 | 2021 | Control | 0.053 | 3 | 0 | esc | 0.055966 | 0.089668 | 0.055966 | 0.089668 | 0 | 0 | 0 | 0
[149 empty] | All EPR in 2020WLDFRElectric Reliability | WLDFR | HFTD - Distribution - Tier 3 - 2QU CoRE ¦ 2QU LoRE | Non-Red Flag Warning - Large Fires | 2022 | Electric Reliability | 0.69642 | 280.2309 | 2022 | Control | 0.1325 | 3 | 0 | esc | 0.15274 | 0.10637 | 0.15274 | 0.10637 | 0.15274 | 0.10637 | 0 | 0
[149 empty] | All EPR in 2020WLDFRFinancial | WLDFR | HFTD - Distribution - Tier 3 - 2QU CoRE ¦ 2QU LoRE | Non-Red Flag Warning - Large Fires | 2022 | Financial | 2.942 | 280.2309 | 2022 | Control | 0.053 | 3 | 0 | esc | 0.055966 | 0.16465 | 0.055966 | 0.16465 | 0.055966 | 0.16465 | 0 | 0
[149 empty] | All EPR in 2020WLDFRSafety | WLDFR | HFTD - Distribution - Tier 3 - 2QU CoRE ¦ 2QU LoRE | Non-Red Flag Warning - Large Fires | 2022 | Safety | 1.6022 | 280.2309 | 2022 | Control | 0.053 | 3 | 0 | esc | 0.055966 | 0.089668 | 0.055966 | 0.089668 | 0.055966 | 0.089668 | 0 | 0
[149 empty] | All EPR in 2020WLDFRElectric Reliability | WLDFR | HFTD - Distribution - Tier 3 - 2QU CoRE ¦ 2QU LoRE | Non-Red Flag Warning - Large Fires | 2023 | Electric Reliability | 0.71896 | 280.2309 | 2023 | Control | 0.1325 | 3 | 0 | esc | 0 | 0 | 0.15274 | 0.10981 | 0.15274 | 0.10981 | 0.15274 | 0.10981
[149 empty] | All EPR in 2020WLDFRFinancial | WLDFR | HFTD - Distribution - Tier 3 - 2QU CoRE ¦ 2QU LoRE | Non-Red Flag Warning - Large Fires | 2023 | Financial | 3.0715 | 280.2309 | 2023 | Control | 0.053 | 3 | 0 | esc | 0 | 0 | 0.055966 | 0.1719 | 0.055966 | 0.1719 | 0.055966 | 0.1719
[149 empty] | All EPR in 2020WLDFRSafety | WLDFR | HFTD - Distribution - Tier 3 - 2QU CoRE ¦ 2QU LoRE | Non-Red Flag Warning - Large Fires | 2023 | Safety | 1.6846 | 280.2309 | 2023 | Control | 0.053 | 3 | 0 | esc | 0 | 0 | 0.055966 | 0.094279 | 0.055966 | 0.094279 | 0.055966 | 0.094279
[149 empty] | All EPR in 2020WLDFRElectric Reliability | WLDFR | HFTD - Distribution - Tier 3 - 2QU CoRE ¦ 2QU LoRE | Non-Red Flag Warning - Large Fires | 2024 | Electric Reliability | 0.71896 | 280.2309 | 2024 | Control | 0.1325 | 3 | 0 | esc | 0 | 0 | 0 | 0 | 0.15274 | 0.10981 | 0.15274 | 0.10981
[149 empty] | All EPR in 2020WLDFRFinancial | WLDFR | HFTD - Distribution - Tier 3 - 2QU CoRE ¦ 2QU LoRE | Non-Red Flag Warning - Large Fires | 2024 | Financial | 3.0715 | 280.2309 | 2024 | Control | 0.053 | 3 | 0 | esc | 0 | 0 | 0 | 0 | 0.055966 | 0.1719 | 0.055966 | 0.1719
[149 empty] | All EPR in 2020WLDFRSafety | WLDFR | HFTD - Distribution - Tier 3 - 2QU CoRE ¦ 2QU LoRE | Non-Red Flag Warning - Large Fires | 2024 | Safety | 1.6846 | 280.2309 | 2024 | Control | 0.053 | 3 | 0 | esc | 0 | 0 | 0 | 0 | 0.055966 | 0.094279 | 0.055966 | 0.094279
[149 empty] | All EPR in 2020WLDFRElectric Reliability | WLDFR | HFTD - Distribution - Tier 3 - 2QU CoRE ¦ 2QU LoRE | Non-Red Flag Warning - Large Fires | 2025 | Electric Reliability | 0.71896 | 280.2309 | 2025 | Control | 0.1325 | 3 | 0 | esc | 0 | 0 | 0 | 0 | 0 | 0 | 0.15274 | 0.10981
[149 empty] | All EPR in 2020WLDFRFinancial | WLDFR | HFTD - Distribution - Tier 3 - 2QU CoRE ¦ 2QU LoRE | Non-Red Flag Warning - Large Fires | 2025 | Financial | 3.0715 | 280.2309 | 2025 | Control | 0.053 | 3 | 0 | esc | 0 | 0 | 0 | 0 | 0 | 0 | 0.055966 | 0.1719
[149 empty] | All EPR in 2020WLDFRSafety | WLDFR | HFTD - Distribution - Tier 3 - 2QU CoRE ¦ 2QU LoRE | Non-Red Flag Warning - Large Fires | 2025 | Safety | 1.6846 | 280.2309 | 2025 | Control | 0.053 | 3 | 0 | esc | 0 | 0 | 0 | 0 | 0 | 0 | 0.055966 | 0.094279
[149 empty] | All EPR in 2020WLDFRElectric Reliability | WLDFR | HFTD - Distribution - Tier 3 - 2QU CoRE ¦ 2QU LoRE | Non-Red Flag Warning - Small Fires | 2021 | Electric Reliability | 0.036425 | 280.2309 | 2021 | Control | 0.1325 | 3 | 0 | esc | 0.15274 | 0.0055635 | 0.15274 | 0.0055635 | 0 | 0 | 0 | 0
[149 empty] | All EPR in 2020WLDFRFinancial | WLDFR | HFTD - Distribution - Tier 3 - 2QU CoRE ¦ 2QU LoRE | Non-Red Flag Warning - Small Fires | 2021 | Financial | 0.0015809 | 280.2309 | 2021 | Control | 0.053 | 3 | 0 | esc | 0.055966 | 8.8475e-05 | 0.055966 | 8.8475e-05 | 0 | 0 | 0 | 0
[149 empty] | All EPR in 2020WLDFRSafety | WLDFR | HFTD - Distribution - Tier 3 - 2QU CoRE ¦ 2QU LoRE | Non-Red Flag Warning - Small Fires | 2021 | Safety | 0.039895 | 280.2309 | 2021 | Control | 0.053 | 3 | 0 | esc | 0.055966 | 0.0022328 | 0.055966 | 0.0022328 | 0 | 0 | 0 | 0
[149 empty] | All EPR in 2020WLDFRElectric Reliability | WLDFR | HFTD - Distribution - Tier 3 - 2QU CoRE ¦ 2QU LoRE | Non-Red Flag Warning - Small Fires | 2022 | Electric Reliability | 0.036425 | 280.2309 | 2022 | Control | 0.1325 | 3 | 0 | esc | 0.15274 | 0.0055635 | 0.15274 | 0.0055635 | 0.15274 | 0.0055635 | 0 | 0
[149 empty] | All EPR in 2020WLDFRFinancial | WLDFR | HFTD - Distribution - Tier 3 - 2QU CoRE ¦ 2QU LoRE | Non-Red Flag Warning - Small Fires | 2022 | Financial | 0.0015809 | 280.2309 | 2022 | Control | 0.053 | 3 | 0 | esc | 0.055966 | 8.8475e-05 | 0.055966 | 8.8475e-05 | 0.055966 | 8.8475e-05 | 0 | 0
[149 empty] | All EPR in 2020WLDFRSafety | WLDFR | HFTD - Distribution - Tier 3 - 2QU CoRE ¦ 2QU LoRE | Non-Red Flag Warning - Small Fires | 2022 | Safety | 0.039895 | 280.2309 | 2022 | Control | 0.053 | 3 | 0 | esc | 0.055966 | 0.0022328 | 0.055966 | 0.0022328 | 0.055966 | 0.0022328 | 0 | 0
[149 empty] | All EPR in 2020WLDFRElectric Reliability | WLDFR | HFTD - Distribution - Tier 3 - 2QU CoRE ¦ 2QU LoRE | Non-Red Flag Warning - Small Fires | 2023 | Electric Reliability | 0.03759 | 280.2309 | 2023 | Control | 0.1325 | 3 | 0 | esc | 0 | 0 | 0.15274 | 0.0057414 | 0.15274 | 0.0057414 | 0.15274 | 0.0057414
[149 empty] | All EPR in 2020WLDFRFinancial | WLDFR | HFTD - Distribution - Tier 3 - 2QU CoRE ¦ 2QU LoRE | Non-Red Flag Warning - Small Fires | 2023 | Financial | 0.0016314 | 280.2309 | 2023 | Control | 0.053 | 3 | 0 | esc | 0 | 0 | 0.055966 | 9.1305e-05 | 0.055966 | 9.1305e-05 | 0.055966 | 9.1305e-05
[149 empty] | All EPR in 2020WLDFRSafety | WLDFR | HFTD - Distribution - Tier 3 - 2QU CoRE ¦ 2QU LoRE | Non-Red Flag Warning - Small Fires | 2023 | Safety | 0.041187 | 280.2309 | 2023 | Control | 0.053 | 3 | 0 | esc | 0 | 0 | 0.055966 | 0.0023051 | 0.055966 | 0.0023051 | 0.055966 | 0.0023051
[149 empty] | All EPR in 2020WLDFRElectric Reliability | WLDFR | HFTD - Distribution - Tier 3 - 2QU CoRE ¦ 2QU LoRE | Non-Red Flag Warning - Small Fires | 2024 | Electric Reliability | 0.03759 | 280.2309 | 2024 | Control | 0.1325 | 3 | 0 | esc | 0 | 0 | 0 | 0 | 0.15274 | 0.0057414 | 0.15274 | 0.0057414
[149 empty] | All EPR in 2020WLDFRFinancial | WLDFR | HFTD - Distribution - Tier 3 - 2QU CoRE ¦ 2QU LoRE | Non-Red Flag Warning - Small Fires | 2024 | Financial | 0.0016314 | 280.2309 | 2024 | Control | 0.053 | 3 | 0 | esc | 0 | 0 | 0 | 0 | 0.055966 | 9.1305e-05 | 0.055966 | 9.1305e-05
[149 empty] | All EPR in 2020WLDFRSafety | WLDFR | HFTD - Distribution - Tier 3 - 2QU CoRE ¦ 2QU LoRE | Non-Red Flag Warning - Small Fires | 2024 | Safety | 0.041187 | 280.2309 | 2024 | Control | 0.053 | 3 | 0 | esc | 0 | 0 | 0 | 0 | 0.055966 | 0.0023051 | 0.055966 | 0.0023051
[149 empty] | All EPR in 2020WLDFRElectric Reliability | WLDFR | HFTD - Distribution - Tier 3 - 2QU CoRE ¦ 2QU LoRE | Non-Red Flag Warning - Small Fires | 2025 | Electric Reliability | 0.03759 | 280.2309 | 2025 | Control | 0.1325 | 3 | 0 | esc | 0 | 0 | 0 | 0 | 0 | 0 | 0.15274 | 0.0057414
[149 empty] | All EPR in 2020WLDFRFinancial | WLDFR | HFTD - Distribution - Tier 3 - 2QU CoRE ¦ 2QU LoRE | Non-Red Flag Warning - Small Fires | 2025 | Financial | 0.0016314 | 280.2309 | 2025 | Control | 0.053 | 3 | 0 | esc | 0 | 0 | 0 | 0 | 0 | 0 | 0.055966 | 9.1305e-05
[149 empty] | All EPR in 2020WLDFRSafety | WLDFR | HFTD - Distribution - Tier 3 - 2QU CoRE ¦ 2QU LoRE | Non-Red Flag Warning - Small Fires | 2025 | Safety | 0.041187 | 280.2309 | 2025 | Control | 0.053 | 3 | 0 | esc | 0 | 0 | 0 | 0 | 0 | 0 | 0.055966 | 0.0023051
[149 empty] | All EPR in 2020WLDFRElectric Reliability | WLDFR | HFTD - Distribution - Tier 3 - 2QU CoRE ¦ 2QU LoRE | Red Flag Warning - Catastrophic Fires | 2021 | Electric Reliability | 222.2294 | 280.2309 | 2021 | Control | 0.1325 | 3 | 0 | esc | 0.15274 | 33.9428 | 0.15274 | 33.9428 | 0 | 0 | 0 | 0
[149 empty] | All EPR in 2020WLDFRFinancial | WLDFR | HFTD - Distribution - Tier 3 - 2QU CoRE ¦ 2QU LoRE | Red Flag Warning - Catastrophic Fires | 2021 | Financial | 8585.7228 | 280.2309 | 2021 | Control | 0.053 | 3 | 0 | esc | 0.055966 | 480.5104 | 0.055966 | 480.5104 | 0 | 0 | 0 | 0
[149 empty] | All EPR in 2020WLDFRSafety | WLDFR | HFTD - Distribution - Tier 3 - 2QU CoRE ¦ 2QU LoRE | Red Flag Warning - Catastrophic Fires | 2021 | Safety | 5338.1784 | 280.2309 | 2021 | Control | 0.053 | 3 | 0 | esc | 0.055966 | 298.7576 | 0.055966 | 298.7576 | 0 | 0 | 0 | 0
[149 empty] | All EPR in 2020WLDFRElectric Reliability | WLDFR | HFTD - Distribution - Tier 3 - 2QU CoRE ¦ 2QU LoRE | Red Flag Warning - Catastrophic Fires | 2022 | Electric Reliability | 222.2294 | 280.2309 | 2022 | Control | 0.1325 | 3 | 0 | esc | 0.15274 | 33.9428 | 0.15274 | 33.9428 | 0.15274 | 33.9428 | 0 | 0
[149 empty] | All EPR in 2020WLDFRFinancial | WLDFR | HFTD - Distribution - Tier 3 - 2QU CoRE ¦ 2QU LoRE | Red Flag Warning - Catastrophic Fires | 2022 | Financial | 8585.7228 | 280.2309 | 2022 | Control | 0.053 | 3 | 0 | esc | 0.055966 | 480.5104 | 0.055966 | 480.5104 | 0.055966 | 480.5104 | 0 | 0
[149 empty] | All EPR in 2020WLDFRSafety | WLDFR | HFTD - Distribution - Tier 3 - 2QU CoRE ¦ 2QU LoRE | Red Flag Warning - Catastrophic Fires | 2022 | Safety | 5338.1784 | 280.2309 | 2022 | Control | 0.053 | 3 | 0 | esc | 0.055966 | 298.7576 | 0.055966 | 298.7576 | 0.055966 | 298.7576 | 0 | 0
[149 empty] | All EPR in 2020WLDFRElectric Reliability | WLDFR | HFTD - Distribution - Tier 3 - 2QU CoRE ¦ 2QU LoRE | Red Flag Warning - Catastrophic Fires | 2023 | Electric Reliability | 233.2301 | 280.2309 | 2023 | Control | 0.1325 | 3 | 0 | esc | 0 | 0 | 0.15274 | 35.623 | 0.15274 | 35.623 | 0.15274 | 35.623
[149 empty] | All EPR in 2020WLDFRFinancial | WLDFR | HFTD - Distribution - Tier 3 - 2QU CoRE ¦ 2QU LoRE | Red Flag Warning - Catastrophic Fires | 2023 | Financial | 8896.516 | 280.2309 | 2023 | Control | 0.053 | 3 | 0 | esc | 0 | 0 | 0.055966 | 497.9043 | 0.055966 | 497.9043 | 0.055966 | 497.9043
[149 empty] | All EPR in 2020WLDFRSafety | WLDFR | HFTD - Distribution - Tier 3 - 2QU CoRE ¦ 2QU LoRE | Red Flag Warning - Catastrophic Fires | 2023 | Safety | 5534.8915 | 280.2309 | 2023 | Control | 0.053 | 3 | 0 | esc | 0 | 0 | 0.055966 | 309.7669 | 0.055966 | 309.7669 | 0.055966 | 309.7669
[149 empty] | All EPR in 2020WLDFRElectric Reliability | WLDFR | HFTD - Distribution - Tier 3 - 2QU CoRE ¦ 2QU LoRE | Red Flag Warning - Catastrophic Fires | 2024 | Electric Reliability | 233.2301 | 280.2309 | 2024 | Control | 0.1325 | 3 | 0 | esc | 0 | 0 | 0 | 0 | 0.15274 | 35.623 | 0.15274 | 35.623
[149 empty] | All EPR in 2020WLDFRFinancial | WLDFR | HFTD - Distribution - Tier 3 - 2QU CoRE ¦ 2QU LoRE | Red Flag Warning - Catastrophic Fires | 2024 | Financial | 8896.516 | 280.2309 | 2024 | Control | 0.053 | 3 | 0 | esc | 0 | 0 | 0 | 0 | 0.055966 | 497.9043 | 0.055966 | 497.9043
[149 empty] | All EPR in 2020WLDFRSafety | WLDFR | HFTD - Distribution - Tier 3 - 2QU CoRE ¦ 2QU LoRE | Red Flag Warning - Catastrophic Fires | 2024 | Safety | 5534.8915 | 280.2309 | 2024 | Control | 0.053 | 3 | 0 | esc | 0 | 0 | 0 | 0 | 0.055966 | 309.7669 | 0.055966 | 309.7669
[149 empty] | All EPR in 2020WLDFRElectric Reliability | WLDFR | HFTD - Distribution - Tier 3 - 2QU CoRE ¦ 2QU LoRE | Red Flag Warning - Catastrophic Fires | 2025 | Electric Reliability | 233.2301 | 280.2309 | 2025 | Control | 0.1325 | 3 | 0 | esc | 0 | 0 | 0 | 0 | 0 | 0 | 0.15274 | 35.623
[149 empty] | All EPR in 2020WLDFRFinancial | WLDFR | HFTD - Distribution - Tier 3 - 2QU CoRE ¦ 2QU LoRE | Red Flag Warning - Catastrophic Fires | 2025 | Financial | 8896.516 | 280.2309 | 2025 | Control | 0.053 | 3 | 0 | esc | 0 | 0 | 0 | 0 | 0 | 0 | 0.055966 | 497.9043
[149 empty] | All EPR in 2020WLDFRSafety | WLDFR | HFTD - Distribution - Tier 3 - 2QU CoRE ¦ 2QU LoRE | Red Flag Warning - Catastrophic Fires | 2025 | Safety | 5534.8915 | 280.2309 | 2025 | Control | 0.053 | 3 | 0 | esc | 0 | 0 | 0 | 0 | 0 | 0 | 0.055966 | 309.7669
[149 empty] | All EPR in 2020WLDFRElectric Reliability | WLDFR | HFTD - Distribution - Tier 3 - 2QU CoRE ¦ 2QU LoRE | Red Flag Warning - Destructive Fires | 2021 | Electric Reliability | 222.2294 | 280.2309 | 2021 | Control | 0.1325 | 3 | 0 | esc | 0.15274 | 33.9428 | 0.15274 | 33.9428 | 0 | 0 | 0 | 0
[149 empty] | All EPR in 2020WLDFRFinancial | WLDFR | HFTD - Distribution - Tier 3 - 2QU CoRE ¦ 2QU LoRE | Red Flag Warning - Destructive Fires | 2021 | Financial | 8585.7228 | 280.2309 | 2021 | Control | 0.053 | 3 | 0 | esc | 0.055966 | 480.5104 | 0.055966 | 480.5104 | 0 | 0 | 0 | 0
[149 empty] | All EPR in 2020WLDFRElectric Reliability | WLDFR | HFTD - Distribution - Tier 3 - 2QU CoRE ¦ 2QU LoRE | Red Flag Warning - Destructive Fires | 2022 | Electric Reliability | 222.2294 | 280.2309 | 2022 | Control | 0.1325 | 3 | 0 | esc | 0.15274 | 33.9428 | 0.15274 | 33.9428 | 0.15274 | 33.9428 | 0 | 0
[149 empty] | All EPR in 2020WLDFRFinancial | WLDFR | HFTD - Distribution - Tier 3 - 2QU CoRE ¦ 2QU LoRE | Red Flag Warning - Destructive Fires | 2022 | Financial | 8585.7228 | 280.2309 | 2022 | Control | 0.053 | 3 | 0 | esc | 0.055966 | 480.5104 | 0.055966 | 480.5104 | 0.055966 | 480.5104 | 0 | 0
[149 empty] | All EPR in 2020WLDFRElectric Reliability | WLDFR | HFTD - Distribution - Tier 3 - 2QU CoRE ¦ 2QU LoRE | Red Flag Warning - Destructive Fires | 2023 | Electric Reliability | 233.2301 | 280.2309 | 2023 | Control | 0.1325 | 3 | 0 | esc | 0 | 0 | 0.15274 | 35.623 | 0.15274 | 35.623 | 0.15274 | 35.623
[149 empty] | All EPR in 2020WLDFRFinancial | WLDFR | HFTD - Distribution - Tier 3 - 2QU CoRE ¦ 2QU LoRE | Red Flag Warning - Destructive Fires | 2023 | Financial | 8896.516 | 280.2309 | 2023 | Control | 0.053 | 3 | 0 | esc | 0 | 0 | 0.055966 | 497.9043 | 0.055966 | 497.9043 | 0.055966 | 497.9043
[149 empty] | All EPR in 2020WLDFRElectric Reliability | WLDFR | HFTD - Distribution - Tier 3 - 2QU CoRE ¦ 2QU LoRE | Red Flag Warning - Destructive Fires | 2024 | Electric Reliability | 233.2301 | 280.2309 | 2024 | Control | 0.1325 | 3 | 0 | esc | 0 | 0 | 0 | 0 | 0.15274 | 35.623 | 0.15274 | 35.623
[149 empty] | All EPR in 2020WLDFRFinancial | WLDFR | HFTD - Distribution - Tier 3 - 2QU CoRE ¦ 2QU LoRE | Red Flag Warning - Destructive Fires | 2024 | Financial | 8896.516 | 280.2309 | 2024 | Control | 0.053 | 3 | 0 | esc | 0 | 0 | 0 | 0 | 0.055966 | 497.9043 | 0.055966 | 497.9043
[149 empty] | All EPR in 2020WLDFRElectric Reliability | WLDFR | HFTD - Distribution - Tier 3 - 2QU CoRE ¦ 2QU LoRE | Red Flag Warning - Destructive Fires | 2025 | Electric Reliability | 233.2301 | 280.2309 | 2025 | Control | 0.1325 | 3 | 0 | esc | 0 | 0 | 0 | 0 | 0 | 0 | 0.15274 | 35.623
[149 empty] | All EPR in 2020WLDFRFinancial | WLDFR | HFTD - Distribution - Tier 3 - 2QU CoRE ¦ 2QU LoRE | Red Flag Warning - Destructive Fires | 2025 | Financial | 8896.516 | 280.2309 | 2025 | Control | 0.053 | 3 | 0 | esc | 0 | 0 | 0 | 0 | 0 | 0 | 0.055966 | 497.9043
[149 empty] | All EPR in 2020WLDFRElectric Reliability | WLDFR | HFTD - Distribution - Tier 3 - 2QU CoRE ¦ 2QU LoRE | Red Flag Warning - Large Fires | 2021 | Electric Reliability | 0.69642 | 280.2309 | 2021 | Control | 0.1325 | 3 | 0 | esc | 0.15274 | 0.10637 | 0.15274 | 0.10637 | 0 | 0 | 0 | 0
[149 empty] | All EPR in 2020WLDFRFinancial | WLDFR | HFTD - Distribution - Tier 3 - 2QU CoRE ¦ 2QU LoRE | Red Flag Warning - Large Fires | 2021 | Financial | 2.942 | 280.2309 | 2021 | Control | 0.053 | 3 | 0 | esc | 0.055966 | 0.16465 | 0.055966 | 0.16465 | 0 | 0 | 0 | 0
[149 empty] | All EPR in 2020WLDFRSafety | WLDFR | HFTD - Distribution - Tier 3 - 2QU CoRE ¦ 2QU LoRE | Red Flag Warning - Large Fires | 2021 | Safety | 1.6022 | 280.2309 | 2021 | Control | 0.053 | 3 | 0 | esc | 0.055966 | 0.089668 | 0.055966 | 0.089668 | 0 | 0 | 0 | 0
[149 empty] | All EPR in 2020WLDFRElectric Reliability | WLDFR | HFTD - Distribution - Tier 3 - 2QU CoRE ¦ 2QU LoRE | Red Flag Warning - Large Fires | 2022 | Electric Reliability | 0.69642 | 280.2309 | 2022 | Control | 0.1325 | 3 | 0 | esc | 0.15274 | 0.10637 | 0.15274 | 0.10637 | 0.15274 | 0.10637 | 0 | 0
[149 empty] | All EPR in 2020WLDFRFinancial | WLDFR | HFTD - Distribution - Tier 3 - 2QU CoRE ¦ 2QU LoRE | Red Flag Warning - Large Fires | 2022 | Financial | 2.942 | 280.2309 | 2022 | Control | 0.053 | 3 | 0 | esc | 0.055966 | 0.16465 | 0.055966 | 0.16465 | 0.055966 | 0.16465 | 0 | 0
[149 empty] | All EPR in 2020WLDFRSafety | WLDFR | HFTD - Distribution - Tier 3 - 2QU CoRE ¦ 2QU LoRE | Red Flag Warning - Large Fires | 2022 | Safety | 1.6022 | 280.2309 | 2022 | Control | 0.053 | 3 | 0 | esc | 0.055966 | 0.089668 | 0.055966 | 0.089668 | 0.055966 | 0.089668 | 0 | 0
[149 empty] | All EPR in 2020WLDFRElectric Reliability | WLDFR | HFTD - Distribution - Tier 3 - 2QU CoRE ¦ 2QU LoRE | Red Flag Warning - Large Fires | 2023 | Electric Reliability | 0.71896 | 280.2309 | 2023 | Control | 0.1325 | 3 | 0 | esc | 0 | 0 | 0.15274 | 0.10981 | 0.15274 | 0.10981 | 0.15274 | 0.10981
[149 empty] | All EPR in 2020WLDFRFinancial | WLDFR | HFTD - Distribution - Tier 3 - 2QU CoRE ¦ 2QU LoRE | Red Flag Warning - Large Fires | 2023 | Financial | 3.0715 | 280.2309 | 2023 | Control | 0.053 | 3 | 0 | esc | 0 | 0 | 0.055966 | 0.1719 | 0.055966 | 0.1719 | 0.055966 | 0.1719
[149 empty] | All EPR in 2020WLDFRSafety | WLDFR | HFTD - Distribution - Tier 3 - 2QU CoRE ¦ 2QU LoRE | Red Flag Warning - Large Fires | 2023 | Safety | 1.6846 | 280.2309 | 2023 | Control | 0.053 | 3 | 0 | esc | 0 | 0 | 0.055966 | 0.094279 | 0.055966 | 0.094279 | 0.055966 | 0.094279
[149 empty] | All EPR in 2020WLDFRElectric Reliability | WLDFR | HFTD - Distribution - Tier 3 - 2QU CoRE ¦ 2QU LoRE | Red Flag Warning - Large Fires | 2024 | Electric Reliability | 0.71896 | 280.2309 | 2024 | Control | 0.1325 | 3 | 0 | esc | 0 | 0 | 0 | 0 | 0.15274 | 0.10981 | 0.15274 | 0.10981
[149 empty] | All EPR in 2020WLDFRFinancial | WLDFR | HFTD - Distribution - Tier 3 - 2QU CoRE ¦ 2QU LoRE | Red Flag Warning - Large Fires | 2024 | Financial | 3.0715 | 280.2309 | 2024 | Control | 0.053 | 3 | 0 | esc | 0 | 0 | 0 | 0 | 0.055966 | 0.1719 | 0.055966 | 0.1719
[149 empty] | All EPR in 2020WLDFRSafety | WLDFR | HFTD - Distribution - Tier 3 - 2QU CoRE ¦ 2QU LoRE | Red Flag Warning - Large Fires | 2024 | Safety | 1.6846 | 280.2309 | 2024 | Control | 0.053 | 3 | 0 | esc | 0 | 0 | 0 | 0 | 0.055966 | 0.094279 | 0.055966 | 0.094279
[149 empty] | All EPR in 2020WLDFRElectric Reliability | WLDFR | HFTD - Distribution - Tier 3 - 2QU CoRE ¦ 2QU LoRE | Red Flag Warning - Large Fires | 2025 | Electric Reliability | 0.71896 | 280.2309 | 2025 | Control | 0.1325 | 3 | 0 | esc | 0 | 0 | 0 | 0 | 0 | 0 | 0.15274 | 0.10981
[149 empty] | All EPR in 2020WLDFRFinancial | WLDFR | HFTD - Distribution - Tier 3 - 2QU CoRE ¦ 2QU LoRE | Red Flag Warning - Large Fires | 2025 | Financial | 3.0715 | 280.2309 | 2025 | Control | 0.053 | 3 | 0 | esc | 0 | 0 | 0 | 0 | 0 | 0 | 0.055966 | 0.1719
[149 empty] | All EPR in 2020WLDFRSafety | WLDFR | HFTD - Distribution - Tier 3 - 2QU CoRE ¦ 2QU LoRE | Red Flag Warning - Large Fires | 2025 | Safety | 1.6846 | 280.2309 | 2025 | Control | 0.053 | 3 | 0 | esc | 0 | 0 | 0 | 0 | 0 | 0 | 0.055966 | 0.094279
[149 empty] | All EPR in 2020WLDFRElectric Reliability | WLDFR | HFTD - Distribution - Tier 3 - 2QU CoRE ¦ 2QU LoRE | Red Flag Warning - Small Fires | 2021 | Electric Reliability | 0.036425 | 280.2309 | 2021 | Control | 0.1325 | 3 | 0 | esc | 0.15274 | 0.0055635 | 0.15274 | 0.0055635 | 0 | 0 | 0 | 0
[149 empty] | All EPR in 2020WLDFRFinancial | WLDFR | HFTD - Distribution - Tier 3 - 2QU CoRE ¦ 2QU LoRE | Red Flag Warning - Small Fires | 2021 | Financial | 0.0015809 | 280.2309 | 2021 | Control | 0.053 | 3 | 0 | esc | 0.055966 | 8.8475e-05 | 0.055966 | 8.8475e-05 | 0 | 0 | 0 | 0
[149 empty] | All EPR in 2020WLDFRSafety | WLDFR | HFTD - Distribution - Tier 3 - 2QU CoRE ¦ 2QU LoRE | Red Flag Warning - Small Fires | 2021 | Safety | 0.039895 | 280.2309 | 2021 | Control | 0.053 | 3 | 0 | esc | 0.055966 | 0.0022328 | 0.055966 | 0.0022328 | 0 | 0 | 0 | 0
[149 empty] | All EPR in 2020WLDFRElectric Reliability | WLDFR | HFTD - Distribution - Tier 3 - 2QU CoRE ¦ 2QU LoRE | Red Flag Warning - Small Fires | 2022 | Electric Reliability | 0.036425 | 280.2309 | 2022 | Control | 0.1325 | 3 | 0 | esc | 0.15274 | 0.0055635 | 0.15274 | 0.0055635 | 0.15274 | 0.0055635 | 0 | 0
[149 empty] | All EPR in 2020WLDFRFinancial | WLDFR | HFTD - Distribution - Tier 3 - 2QU CoRE ¦ 2QU LoRE | Red Flag Warning - Small Fires | 2022 | Financial | 0.0015809 | 280.2309 | 2022 | Control | 0.053 | 3 | 0 | esc | 0.055966 | 8.8475e-05 | 0.055966 | 8.8475e-05 | 0.055966 | 8.8475e-05 | 0 | 0
[149 empty] | All EPR in 2020WLDFRSafety | WLDFR | HFTD - Distribution - Tier 3 - 2QU CoRE ¦ 2QU LoRE | Red Flag Warning - Small Fires | 2022 | Safety | 0.039895 | 280.2309 | 2022 | Control | 0.053 | 3 | 0 | esc | 0.055966 | 0.0022328 | 0.055966 | 0.0022328 | 0.055966 | 0.0022328 | 0 | 0
[149 empty] | All EPR in 2020WLDFRElectric Reliability | WLDFR | HFTD - Distribution - Tier 3 - 2QU CoRE ¦ 2QU LoRE | Red Flag Warning - Small Fires | 2023 | Electric Reliability | 0.03759 | 280.2309 | 2023 | Control | 0.1325 | 3 | 0 | esc | 0 | 0 | 0.15274 | 0.0057414 | 0.15274 | 0.0057414 | 0.15274 | 0.0057414
[149 empty] | All EPR in 2020WLDFRFinancial | WLDFR | HFTD - Distribution - Tier 3 - 2QU CoRE ¦ 2QU LoRE | Red Flag Warning - Small Fires | 2023 | Financial | 0.0016314 | 280.2309 | 2023 | Control | 0.053 | 3 | 0 | esc | 0 | 0 | 0.055966 | 9.1305e-05 | 0.055966 | 9.1305e-05 | 0.055966 | 9.1305e-05
[149 empty] | All EPR in 2020WLDFRSafety | WLDFR | HFTD - Distribution - Tier 3 - 2QU CoRE ¦ 2QU LoRE | Red Flag Warning - Small Fires | 2023 | Safety | 0.041187 | 280.2309 | 2023 | Control | 0.053 | 3 | 0 | esc | 0 | 0 | 0.055966 | 0.0023051 | 0.055966 | 0.0023051 | 0.055966 | 0.0023051
[149 empty] | All EPR in 2020WLDFRElectric Reliability | WLDFR | HFTD - Distribution - Tier 3 - 2QU CoRE ¦ 2QU LoRE | Red Flag Warning - Small Fires | 2024 | Electric Reliability | 0.03759 | 280.2309 | 2024 | Control | 0.1325 | 3 | 0 | esc | 0 | 0 | 0 | 0 | 0.15274 | 0.0057414 | 0.15274 | 0.0057414
[149 empty] | All EPR in 2020WLDFRFinancial | WLDFR | HFTD - Distribution - Tier 3 - 2QU CoRE ¦ 2QU LoRE | Red Flag Warning - Small Fires | 2024 | Financial | 0.0016314 | 280.2309 | 2024 | Control | 0.053 | 3 | 0 | esc | 0 | 0 | 0 | 0 | 0.055966 | 9.1305e-05 | 0.055966 | 9.1305e-05
[149 empty] | All EPR in 2020WLDFRSafety | WLDFR | HFTD - Distribution - Tier 3 - 2QU CoRE ¦ 2QU LoRE | Red Flag Warning - Small Fires | 2024 | Safety | 0.041187 | 280.2309 | 2024 | Control | 0.053 | 3 | 0 | esc | 0 | 0 | 0 | 0 | 0.055966 | 0.0023051 | 0.055966 | 0.0023051
[149 empty] | All EPR in 2020WLDFRElectric Reliability | WLDFR | HFTD - Distribution - Tier 3 - 2QU CoRE ¦ 2QU LoRE | Red Flag Warning - Small Fires | 2025 | Electric Reliability | 0.03759 | 280.2309 | 2025 | Control | 0.1325 | 3 | 0 | esc | 0 | 0 | 0 | 0 | 0 | 0 | 0.15274 | 0.0057414
[149 empty] | All EPR in 2020WLDFRFinancial | WLDFR | HFTD - Distribution - Tier 3 - 2QU CoRE ¦ 2QU LoRE | Red Flag Warning - Small Fires | 2025 | Financial | 0.0016314 | 280.2309 | 2025 | Control | 0.053 | 3 | 0 | esc | 0 | 0 | 0 | 0 | 0 | 0 | 0.055966 | 9.1305e-05
[149 empty] | All EPR in 2020WLDFRSafety | WLDFR | HFTD - Distribution - Tier 3 - 2QU CoRE ¦ 2QU LoRE | Red Flag Warning - Small Fires | 2025 | Safety | 0.041187 | 280.2309 | 2025 | Control | 0.053 | 3 | 0 | esc | 0 | 0 | 0 | 0 | 0 | 0 | 0.055966 | 0.0023051
[149 empty] | All EPR in 2020WLDFRElectric Reliability | WLDFR | HFTD - Distribution - Tier 3 - 2QU CoRE ¦ 2QU LoRE | Seismic - Non-Red Flag Warning - Catastrophic Fires | 2021 | Electric Reliability | 409.2237 | 280.2309 | 2021 | Control | 0.1325 | 3 | 0 | esc | 0.15274 | 62.5039 | 0.15274 | 62.5039 | 0 | 0 | 0 | 0
[149 empty] | All EPR in 2020WLDFRFinancial | WLDFR | HFTD - Distribution - Tier 3 - 2QU CoRE ¦ 2QU LoRE | Seismic - Non-Red Flag Warning - Catastrophic Fires | 2021 | Financial | 13469.0878 | 280.2309 | 2021 | Control | 0.053 | 3 | 0 | esc | 0.055966 | 753.8138 | 0.055966 | 753.8138 | 0 | 0 | 0 | 0
[149 empty] | All EPR in 2020WLDFRSafety | WLDFR | HFTD - Distribution - Tier 3 - 2QU CoRE ¦ 2QU LoRE | Seismic - Non-Red Flag Warning - Catastrophic Fires | 2021 | Safety | 7205.5313 | 280.2309 | 2021 | Control | 0.053 | 3 | 0 | esc | 0.055966 | 403.2663 | 0.055966 | 403.2663 | 0 | 0 | 0 | 0
[149 empty] | All EPR in 2020WLDFRElectric Reliability | WLDFR | HFTD - Distribution - Tier 3 - 2QU CoRE ¦ 2QU LoRE | Seismic - Non-Red Flag Warning - Catastrophic Fires | 2022 | Electric Reliability | 409.2237 | 280.2309 | 2022 | Control | 0.1325 | 3 | 0 | esc | 0.15274 | 62.5039 | 0.15274 | 62.5039 | 0.15274 | 62.5039 | 0 | 0
[149 empty] | All EPR in 2020WLDFRFinancial | WLDFR | HFTD - Distribution - Tier 3 - 2QU CoRE ¦ 2QU LoRE | Seismic - Non-Red Flag Warning - Catastrophic Fires | 2022 | Financial | 13469.0878 | 280.2309 | 2022 | Control | 0.053 | 3 | 0 | esc | 0.055966 | 753.8138 | 0.055966 | 753.8138 | 0.055966 | 753.8138 | 0 | 0
[149 empty] | All EPR in 2020WLDFRSafety | WLDFR | HFTD - Distribution - Tier 3 - 2QU CoRE ¦ 2QU LoRE | Seismic - Non-Red Flag Warning - Catastrophic Fires | 2022 | Safety | 7205.5313 | 280.2309 | 2022 | Control | 0.053 | 3 | 0 | esc | 0.055966 | 403.2663 | 0.055966 | 403.2663 | 0.055966 | 403.2663 | 0 | 0
[149 empty] | All EPR in 2020WLDFRElectric Reliability | WLDFR | HFTD - Distribution - Tier 3 - 2QU CoRE ¦ 2QU LoRE | Seismic - Non-Red Flag Warning - Catastrophic Fires | 2023 | Electric Reliability | 428.6023 | 280.2309 | 2023 | Control | 0.1325 | 3 | 0 | esc | 0 | 0 | 0.15274 | 65.4638 | 0.15274 | 65.4638 | 0.15274 | 65.4638
[149 empty] | All EPR in 2020WLDFRFinancial | WLDFR | HFTD - Distribution - Tier 3 - 2QU CoRE ¦ 2QU LoRE | Seismic - Non-Red Flag Warning - Catastrophic Fires | 2023 | Financial | 13939.561 | 280.2309 | 2023 | Control | 0.053 | 3 | 0 | esc | 0 | 0 | 0.055966 | 780.1444 | 0.055966 | 780.1444 | 0.055966 | 780.1444
[149 empty] | All EPR in 2020WLDFRSafety | WLDFR | HFTD - Distribution - Tier 3 - 2QU CoRE ¦ 2QU LoRE | Seismic - Non-Red Flag Warning - Catastrophic Fires | 2023 | Safety | 7467.8148 | 280.2309 | 2023 | Control | 0.053 | 3 | 0 | esc | 0 | 0 | 0.055966 | 417.9453 | 0.055966 | 417.9453 | 0.055966 | 417.9453
[149 empty] | All EPR in 2020WLDFRElectric Reliability | WLDFR | HFTD - Distribution - Tier 3 - 2QU CoRE ¦ 2QU LoRE | Seismic - Non-Red Flag Warning - Catastrophic Fires | 2024 | Electric Reliability | 428.6023 | 280.2309 | 2024 | Control | 0.1325 | 3 | 0 | esc | 0 | 0 | 0 | 0 | 0.15274 | 65.4638 | 0.15274 | 65.4638
[149 empty] | All EPR in 2020WLDFRFinancial | WLDFR | HFTD - Distribution - Tier 3 - 2QU CoRE ¦ 2QU LoRE | Seismic - Non-Red Flag Warning - Catastrophic Fires | 2024 | Financial | 13939.561 | 280.2309 | 2024 | Control | 0.053 | 3 | 0 | esc | 0 | 0 | 0 | 0 | 0.055966 | 780.1444 | 0.055966 | 780.1444
[149 empty] | All EPR in 2020WLDFRSafety | WLDFR | HFTD - Distribution - Tier 3 - 2QU CoRE ¦ 2QU LoRE | Seismic - Non-Red Flag Warning - Catastrophic Fires | 2024 | Safety | 7467.8148 | 280.2309 | 2024 | Control | 0.053 | 3 | 0 | esc | 0 | 0 | 0 | 0 | 0.055966 | 417.9453 | 0.055966 | 417.9453
[149 empty] | All EPR in 2020WLDFRElectric Reliability | WLDFR | HFTD - Distribution - Tier 3 - 2QU CoRE ¦ 2QU LoRE | Seismic - Non-Red Flag Warning - Catastrophic Fires | 2025 | Electric Reliability | 428.6023 | 280.2309 | 2025 | Control | 0.1325 | 3 | 0 | esc | 0 | 0 | 0 | 0 | 0 | 0 | 0.15274 | 65.4638
[149 empty] | All EPR in 2020WLDFRFinancial | WLDFR | HFTD - Distribution - Tier 3 - 2QU CoRE ¦ 2QU LoRE | Seismic - Non-Red Flag Warning - Catastrophic Fires | 2025 | Financial | 13939.561 | 280.2309 | 2025 | Control | 0.053 | 3 | 0 | esc | 0 | 0 | 0 | 0 | 0 | 0 | 0.055966 | 780.1444
[149 empty] | All EPR in 2020WLDFRSafety | WLDFR | HFTD - Distribution - Tier 3 - 2QU CoRE ¦ 2QU LoRE | Seismic - Non-Red Flag Warning - Catastrophic Fires | 2025 | Safety | 7467.8148 | 280.2309 | 2025 | Control | 0.053 | 3 | 0 | esc | 0 | 0 | 0 | 0 | 0 | 0 | 0.055966 | 417.9453
[149 empty] | All EPR in 2020WLDFRElectric Reliability | WLDFR | HFTD - Distribution - Tier 3 - 2QU CoRE ¦ 2QU LoRE | Seismic - Red Flag Warning - Catastrophic Fires | 2021 | Electric Reliability | 409.2237 | 280.2309 | 2021 | Control | 0.1325 | 3 | 0 | esc | 0.15274 | 62.5039 | 0.15274 | 62.5039 | 0 | 0 | 0 | 0
[149 empty] | All EPR in 2020WLDFRFinancial | WLDFR | HFTD - Distribution - Tier 3 - 2QU CoRE ¦ 2QU LoRE | Seismic - Red Flag Warning - Catastrophic Fires | 2021 | Financial | 13469.0878 | 280.2309 | 2021 | Control | 0.053 | 3 | 0 | esc | 0.055966 | 753.8138 | 0.055966 | 753.8138 | 0 | 0 | 0 | 0
[149 empty] | All EPR in 2020WLDFRSafety | WLDFR | HFTD - Distribution - Tier 3 - 2QU CoRE ¦ 2QU LoRE | Seismic - Red Flag Warning - Catastrophic Fires | 2021 | Safety | 7205.5313 | 280.2309 | 2021 | Control | 0.053 | 3 | 0 | esc | 0.055966 | 403.2663 | 0.055966 | 403.2663 | 0 | 0 | 0 | 0
[149 empty] | All EPR in 2020WLDFRElectric Reliability | WLDFR | HFTD - Distribution - Tier 3 - 2QU CoRE ¦ 2QU LoRE | Seismic - Red Flag Warning - Catastrophic Fires | 2022 | Electric Reliability | 409.2237 | 280.2309 | 2022 | Control | 0.1325 | 3 | 0 | esc | 0.15274 | 62.5039 | 0.15274 | 62.5039 | 0.15274 | 62.5039 | 0 | 0
[149 empty] | All EPR in 2020WLDFRFinancial | WLDFR | HFTD - Distribution - Tier 3 - 2QU CoRE ¦ 2QU LoRE | Seismic - Red Flag Warning - Catastrophic Fires | 2022 | Financial | 13469.0878 | 280.2309 | 2022 | Control | 0.053 | 3 | 0 | esc | 0.055966 | 753.8138 | 0.055966 | 753.8138 | 0.055966 | 753.8138 | 0 | 0
[149 empty] | All EPR in 2020WLDFRSafety | WLDFR | HFTD - Distribution - Tier 3 - 2QU CoRE ¦ 2QU LoRE | Seismic - Red Flag Warning - Catastrophic Fires | 2022 | Safety | 7205.5313 | 280.2309 | 2022 | Control | 0.053 | 3 | 0 | esc | 0.055966 | 403.2663 | 0.055966 | 403.2663 | 0.055966 | 403.2663 | 0 | 0
[149 empty] | All EPR in 2020WLDFRElectric Reliability | WLDFR | HFTD - Distribution - Tier 3 - 2QU CoRE ¦ 2QU LoRE | Seismic - Red Flag Warning - Catastrophic Fires | 2023 | Electric Reliability | 428.6023 | 280.2309 | 2023 | Control | 0.1325 | 3 | 0 | esc | 0 | 0 | 0.15274 | 65.4638 | 0.15274 | 65.4638 | 0.15274 | 65.4638
[149 empty] | All EPR in 2020WLDFRFinancial | WLDFR | HFTD - Distribution - Tier 3 - 2QU CoRE ¦ 2QU LoRE | Seismic - Red Flag Warning - Catastrophic Fires | 2023 | Financial | 13939.561 | 280.2309 | 2023 | Control | 0.053 | 3 | 0 | esc | 0 | 0 | 0.055966 | 780.1444 | 0.055966 | 780.1444 | 0.055966 | 780.1444
[149 empty] | All EPR in 2020WLDFRSafety | WLDFR | HFTD - Distribution - Tier 3 - 2QU CoRE ¦ 2QU LoRE | Seismic - Red Flag Warning - Catastrophic Fires | 2023 | Safety | 7467.8148 | 280.2309 | 2023 | Control | 0.053 | 3 | 0 | esc | 0 | 0 | 0.055966 | 417.9453 | 0.055966 | 417.9453 | 0.055966 | 417.9453
[149 empty] | All EPR in 2020WLDFRElectric Reliability | WLDFR | HFTD - Distribution - Tier 3 - 2QU CoRE ¦ 2QU LoRE | Seismic - Red Flag Warning - Catastrophic Fires | 2024 | Electric Reliability | 428.6023 | 280.2309 | 2024 | Control | 0.1325 | 3 | 0 | esc | 0 | 0 | 0 | 0 | 0.15274 | 65.4638 | 0.15274 | 65.4638
[149 empty] | All EPR in 2020WLDFRFinancial | WLDFR | HFTD - Distribution - Tier 3 - 2QU CoRE ¦ 2QU LoRE | Seismic - Red Flag Warning - Catastrophic Fires | 2024 | Financial | 13939.561 | 280.2309 | 2024 | Control | 0.053 | 3 | 0 | esc | 0 | 0 | 0 | 0 | 0.055966 | 780.1444 | 0.055966 | 780.1444
[149 empty] | All EPR in 2020WLDFRSafety | WLDFR | HFTD - Distribution - Tier 3 - 2QU CoRE ¦ 2QU LoRE | Seismic - Red Flag Warning - Catastrophic Fires | 2024 | Safety | 7467.8148 | 280.2309 | 2024 | Control | 0.053 | 3 | 0 | esc | 0 | 0 | 0 | 0 | 0.055966 | 417.9453 | 0.055966 | 417.9453
[149 empty] | All EPR in 2020WLDFRElectric Reliability | WLDFR | HFTD - Distribution - Tier 3 - 2QU CoRE ¦ 2QU LoRE | Seismic - Red Flag Warning - Catastrophic Fires | 2025 | Electric Reliability | 428.6023 | 280.2309 | 2025 | Control | 0.1325 | 3 | 0 | esc | 0 | 0 | 0 | 0 | 0 | 0 | 0.15274 | 65.4638
[149 empty] | All EPR in 2020WLDFRFinancial | WLDFR | HFTD - Distribution - Tier 3 - 2QU CoRE ¦ 2QU LoRE | Seismic - Red Flag Warning - Catastrophic Fires | 2025 | Financial | 13939.561 | 280.2309 | 2025 | Control | 0.053 | 3 | 0 | esc | 0 | 0 | 0 | 0 | 0 | 0 | 0.055966 | 780.1444
[149 empty] | All EPR in 2020WLDFRSafety | WLDFR | HFTD - Distribution - Tier 3 - 2QU CoRE ¦ 2QU LoRE | Seismic - Red Flag Warning - Catastrophic Fires | 2025 | Safety | 7467.8148 | 280.2309 | 2025 | Control | 0.053 | 3 | 0 | esc | 0 | 0 | 0 | 0 | 0 | 0 | 0.055966 | 417.9453
[149 empty] | All EPR in 2020WLDFRElectric Reliability | WLDFR | HFTD - Distribution - Tier 3 - 2QU CoRE ¦ 3QU LoRE | Non-Red Flag Warning - Catastrophic Fires | 2021 | Electric Reliability | 222.2294 | 267.1271 | 2021 | Control | 0.1325 | 3 | 0 | esc | 0.15274 | 33.9428 | 0.15274 | 33.9428 | 0 | 0 | 0 | 0
[149 empty] | All EPR in 2020WLDFRFinancial | WLDFR | HFTD - Distribution - Tier 3 - 2QU CoRE ¦ 3QU LoRE | Non-Red Flag Warning - Catastrophic Fires | 2021 | Financial | 8585.7228 | 267.1271 | 2021 | Control | 0.053 | 3 | 0 | esc | 0.055966 | 480.5104 | 0.055966 | 480.5104 | 0 | 0 | 0 | 0
[149 empty] | All EPR in 2020WLDFRSafety | WLDFR | HFTD - Distribution - Tier 3 - 2QU CoRE ¦ 3QU LoRE | Non-Red Flag Warning - Catastrophic Fires | 2021 | Safety | 5338.1784 | 267.1271 | 2021 | Control | 0.053 | 3 | 0 | esc | 0.055966 | 298.7576 | 0.055966 | 298.7576 | 0 | 0 | 0 | 0
[149 empty] | All EPR in 2020WLDFRElectric Reliability | WLDFR | HFTD - Distribution - Tier 3 - 2QU CoRE ¦ 3QU LoRE | Non-Red Flag Warning - Catastrophic Fires | 2022 | Electric Reliability | 222.2294 | 267.1271 | 2022 | Control | 0.1325 | 3 | 0 | esc | 0.15274 | 33.9428 | 0.15274 | 33.9428 | 0.15274 | 33.9428 | 0 | 0
[149 empty] | All EPR in 2020WLDFRFinancial | WLDFR | HFTD - Distribution - Tier 3 - 2QU CoRE ¦ 3QU LoRE | Non-Red Flag Warning - Catastrophic Fires | 2022 | Financial | 8585.7228 | 267.1271 | 2022 | Control | 0.053 | 3 | 0 | esc | 0.055966 | 480.5104 | 0.055966 | 480.5104 | 0.055966 | 480.5104 | 0 | 0
[149 empty] | All EPR in 2020WLDFRSafety | WLDFR | HFTD - Distribution - Tier 3 - 2QU CoRE ¦ 3QU LoRE | Non-Red Flag Warning - Catastrophic Fires | 2022 | Safety | 5338.1784 | 267.1271 | 2022 | Control | 0.053 | 3 | 0 | esc | 0.055966 | 298.7576 | 0.055966 | 298.7576 | 0.055966 | 298.7576 | 0 | 0
[149 empty] | All EPR in 2020WLDFRElectric Reliability | WLDFR | HFTD - Distribution - Tier 3 - 2QU CoRE ¦ 3QU LoRE | Non-Red Flag Warning - Catastrophic Fires | 2023 | Electric Reliability | 233.2301 | 267.1271 | 2023 | Control | 0.1325 | 3 | 0 | esc | 0 | 0 | 0.15274 | 35.623 | 0.15274 | 35.623 | 0.15274 | 35.623
[149 empty] | All EPR in 2020WLDFRFinancial | WLDFR | HFTD - Distribution - Tier 3 - 2QU CoRE ¦ 3QU LoRE | Non-Red Flag Warning - Catastrophic Fires | 2023 | Financial | 8896.516 | 267.1271 | 2023 | Control | 0.053 | 3 | 0 | esc | 0 | 0 | 0.055966 | 497.9043 | 0.055966 | 497.9043 | 0.055966 | 497.9043
[149 empty] | All EPR in 2020WLDFRSafety | WLDFR | HFTD - Distribution - Tier 3 - 2QU CoRE ¦ 3QU LoRE | Non-Red Flag Warning - Catastrophic Fires | 2023 | Safety | 5534.8915 | 267.1271 | 2023 | Control | 0.053 | 3 | 0 | esc | 0 | 0 | 0.055966 | 309.7669 | 0.055966 | 309.7669 | 0.055966 | 309.7669
[149 empty] | All EPR in 2020WLDFRElectric Reliability | WLDFR | HFTD - Distribution - Tier 3 - 2QU CoRE ¦ 3QU LoRE | Non-Red Flag Warning - Catastrophic Fires | 2024 | Electric Reliability | 233.2301 | 267.1271 | 2024 | Control | 0.1325 | 3 | 0 | esc | 0 | 0 | 0 | 0 | 0.15274 | 35.623 | 0.15274 | 35.623
[149 empty] | All EPR in 2020WLDFRFinancial | WLDFR | HFTD - Distribution - Tier 3 - 2QU CoRE ¦ 3QU LoRE | Non-Red Flag Warning - Catastrophic Fires | 2024 | Financial | 8896.516 | 267.1271 | 2024 | Control | 0.053 | 3 | 0 | esc | 0 | 0 | 0 | 0 | 0.055966 | 497.9043 | 0.055966 | 497.9043
[149 empty] | All EPR in 2020WLDFRSafety | WLDFR | HFTD - Distribution - Tier 3 - 2QU CoRE ¦ 3QU LoRE | Non-Red Flag Warning - Catastrophic Fires | 2024 | Safety | 5534.8915 | 267.1271 | 2024 | Control | 0.053 | 3 | 0 | esc | 0 | 0 | 0 | 0 | 0.055966 | 309.7669 | 0.055966 | 309.7669
[149 empty] | All EPR in 2020WLDFRElectric Reliability | WLDFR | HFTD - Distribution - Tier 3 - 2QU CoRE ¦ 3QU LoRE | Non-Red Flag Warning - Catastrophic Fires | 2025 | Electric Reliability | 233.2301 | 267.1271 | 2025 | Control | 0.1325 | 3 | 0 | esc | 0 | 0 | 0 | 0 | 0 | 0 | 0.15274 | 35.623
[149 empty] | All EPR in 2020WLDFRFinancial | WLDFR | HFTD - Distribution - Tier 3 - 2QU CoRE ¦ 3QU LoRE | Non-Red Flag Warning - Catastrophic Fires | 2025 | Financial | 8896.516 | 267.1271 | 2025 | Control | 0.053 | 3 | 0 | esc | 0 | 0 | 0 | 0 | 0 | 0 | 0.055966 | 497.9043
[149 empty] | All EPR in 2020WLDFRSafety | WLDFR | HFTD - Distribution - Tier 3 - 2QU CoRE ¦ 3QU LoRE | Non-Red Flag Warning - Catastrophic Fires | 2025 | Safety | 5534.8915 | 267.1271 | 2025 | Control | 0.053 | 3 | 0 | esc | 0 | 0 | 0 | 0 | 0 | 0 | 0.055966 | 309.7669
[149 empty] | All EPR in 2020WLDFRElectric Reliability | WLDFR | HFTD - Distribution - Tier 3 - 2QU CoRE ¦ 3QU LoRE | Non-Red Flag Warning - Destructive Fires | 2021 | Electric Reliability | 222.2294 | 267.1271 | 2021 | Control | 0.1325 | 3 | 0 | esc | 0.15274 | 33.9428 | 0.15274 | 33.9428 | 0 | 0 | 0 | 0
[149 empty] | All EPR in 2020WLDFRFinancial | WLDFR | HFTD - Distribution - Tier 3 - 2QU CoRE ¦ 3QU LoRE | Non-Red Flag Warning - Destructive Fires | 2021 | Financial | 8585.7228 | 267.1271 | 2021 | Control | 0.053 | 3 | 0 | esc | 0.055966 | 480.5104 | 0.055966 | 480.5104 | 0 | 0 | 0 | 0
[149 empty] | All EPR in 2020WLDFRElectric Reliability | WLDFR | HFTD - Distribution - Tier 3 - 2QU CoRE ¦ 3QU LoRE | Non-Red Flag Warning - Destructive Fires | 2022 | Electric Reliability | 222.2294 | 267.1271 | 2022 | Control | 0.1325 | 3 | 0 | esc | 0.15274 | 33.9428 | 0.15274 | 33.9428 | 0.15274 | 33.9428 | 0 | 0
[149 empty] | All EPR in 2020WLDFRFinancial | WLDFR | HFTD - Distribution - Tier 3 - 2QU CoRE ¦ 3QU LoRE | Non-Red Flag Warning - Destructive Fires | 2022 | Financial | 8585.7228 | 267.1271 | 2022 | Control | 0.053 | 3 | 0 | esc | 0.055966 | 480.5104 | 0.055966 | 480.5104 | 0.055966 | 480.5104 | 0 | 0
[149 empty] | All EPR in 2020WLDFRElectric Reliability | WLDFR | HFTD - Distribution - Tier 3 - 2QU CoRE ¦ 3QU LoRE | Non-Red Flag Warning - Destructive Fires | 2023 | Electric Reliability | 233.2301 | 267.1271 | 2023 | Control | 0.1325 | 3 | 0 | esc | 0 | 0 | 0.15274 | 35.623 | 0.15274 | 35.623 | 0.15274 | 35.623
[149 empty] | All EPR in 2020WLDFRFinancial | WLDFR | HFTD - Distribution - Tier 3 - 2QU CoRE ¦ 3QU LoRE | Non-Red Flag Warning - Destructive Fires | 2023 | Financial | 8896.516 | 267.1271 | 2023 | Control | 0.053 | 3 | 0 | esc | 0 | 0 | 0.055966 | 497.9043 | 0.055966 | 497.9043 | 0.055966 | 497.9043
[149 empty] | All EPR in 2020WLDFRElectric Reliability | WLDFR | HFTD - Distribution - Tier 3 - 2QU CoRE ¦ 3QU LoRE | Non-Red Flag Warning - Destructive Fires | 2024 | Electric Reliability | 233.2301 | 267.1271 | 2024 | Control | 0.1325 | 3 | 0 | esc | 0 | 0 | 0 | 0 | 0.15274 | 35.623 | 0.15274 | 35.623
[149 empty] | All EPR in 2020WLDFRFinancial | WLDFR | HFTD - Distribution - Tier 3 - 2QU CoRE ¦ 3QU LoRE | Non-Red Flag Warning - Destructive Fires | 2024 | Financial | 8896.516 | 267.1271 | 2024 | Control | 0.053 | 3 | 0 | esc | 0 | 0 | 0 | 0 | 0.055966 | 497.9043 | 0.055966 | 497.9043
[149 empty] | All EPR in 2020WLDFRElectric Reliability | WLDFR | HFTD - Distribution - Tier 3 - 2QU CoRE ¦ 3QU LoRE | Non-Red Flag Warning - Destructive Fires | 2025 | Electric Reliability | 233.2301 | 267.1271 | 2025 | Control | 0.1325 | 3 | 0 | esc | 0 | 0 | 0 | 0 | 0 | 0 | 0.15274 | 35.623
[149 empty] | All EPR in 2020WLDFRFinancial | WLDFR | HFTD - Distribution - Tier 3 - 2QU CoRE ¦ 3QU LoRE | Non-Red Flag Warning - Destructive Fires | 2025 | Financial | 8896.516 | 267.1271 | 2025 | Control | 0.053 | 3 | 0 | esc | 0 | 0 | 0 | 0 | 0 | 0 | 0.055966 | 497.9043
[149 empty] | All EPR in 2020WLDFRElectric Reliability | WLDFR | HFTD - Distribution - Tier 3 - 2QU CoRE ¦ 3QU LoRE | Non-Red Flag Warning - Large Fires | 2021 | Electric Reliability | 0.69642 | 267.1271 | 2021 | Control | 0.1325 | 3 | 0 | esc | 0.15274 | 0.10637 | 0.15274 | 0.10637 | 0 | 0 | 0 | 0
[149 empty] | All EPR in 2020WLDFRFinancial | WLDFR | HFTD - Distribution - Tier 3 - 2QU CoRE ¦ 3QU LoRE | Non-Red Flag Warning - Large Fires | 2021 | Financial | 2.942 | 267.1271 | 2021 | Control | 0.053 | 3 | 0 | esc | 0.055966 | 0.16465 | 0.055966 | 0.16465 | 0 | 0 | 0 | 0
[149 empty] | All EPR in 2020WLDFRSafety | WLDFR | HFTD - Distribution - Tier 3 - 2QU CoRE ¦ 3QU LoRE | Non-Red Flag Warning - Large Fires | 2021 | Safety | 1.6022 | 267.1271 | 2021 | Control | 0.053 | 3 | 0 | esc | 0.055966 | 0.089668 | 0.055966 | 0.089668 | 0 | 0 | 0 | 0
[149 empty] | All EPR in 2020WLDFRElectric Reliability | WLDFR | HFTD - Distribution - Tier 3 - 2QU CoRE ¦ 3QU LoRE | Non-Red Flag Warning - Large Fires | 2022 | Electric Reliability | 0.69642 | 267.1271 | 2022 | Control | 0.1325 | 3 | 0 | esc | 0.15274 | 0.10637 | 0.15274 | 0.10637 | 0.15274 | 0.10637 | 0 | 0
[149 empty] | All EPR in 2020WLDFRFinancial | WLDFR | HFTD - Distribution - Tier 3 - 2QU CoRE ¦ 3QU LoRE | Non-Red Flag Warning - Large Fires | 2022 | Financial | 2.942 | 267.1271 | 2022 | Control | 0.053 | 3 | 0 | esc | 0.055966 | 0.16465 | 0.055966 | 0.16465 | 0.055966 | 0.16465 | 0 | 0
[149 empty] | All EPR in 2020WLDFRSafety | WLDFR | HFTD - Distribution - Tier 3 - 2QU CoRE ¦ 3QU LoRE | Non-Red Flag Warning - Large Fires | 2022 | Safety | 1.6022 | 267.1271 | 2022 | Control | 0.053 | 3 | 0 | esc | 0.055966 | 0.089668 | 0.055966 | 0.089668 | 0.055966 | 0.089668 | 0 | 0
[149 empty] | All EPR in 2020WLDFRElectric Reliability | WLDFR | HFTD - Distribution - Tier 3 - 2QU CoRE ¦ 3QU LoRE | Non-Red Flag Warning - Large Fires | 2023 | Electric Reliability | 0.71896 | 267.1271 | 2023 | Control | 0.1325 | 3 | 0 | esc | 0 | 0 | 0.15274 | 0.10981 | 0.15274 | 0.10981 | 0.15274 | 0.10981
[149 empty] | All EPR in 2020WLDFRFinancial | WLDFR | HFTD - Distribution - Tier 3 - 2QU CoRE ¦ 3QU LoRE | Non-Red Flag Warning - Large Fires | 2023 | Financial | 3.0715 | 267.1271 | 2023 | Control | 0.053 | 3 | 0 | esc | 0 | 0 | 0.055966 | 0.1719 | 0.055966 | 0.1719 | 0.055966 | 0.1719
[149 empty] | All EPR in 2020WLDFRSafety | WLDFR | HFTD - Distribution - Tier 3 - 2QU CoRE ¦ 3QU LoRE | Non-Red Flag Warning - Large Fires | 2023 | Safety | 1.6846 | 267.1271 | 2023 | Control | 0.053 | 3 | 0 | esc | 0 | 0 | 0.055966 | 0.094279 | 0.055966 | 0.094279 | 0.055966 | 0.094279
[149 empty] | All EPR in 2020WLDFRElectric Reliability | WLDFR | HFTD - Distribution - Tier 3 - 2QU CoRE ¦ 3QU LoRE | Non-Red Flag Warning - Large Fires | 2024 | Electric Reliability | 0.71896 | 267.1271 | 2024 | Control | 0.1325 | 3 | 0 | esc | 0 | 0 | 0 | 0 | 0.15274 | 0.10981 | 0.15274 | 0.10981
[149 empty] | All EPR in 2020WLDFRFinancial | WLDFR | HFTD - Distribution - Tier 3 - 2QU CoRE ¦ 3QU LoRE | Non-Red Flag Warning - Large Fires | 2024 | Financial | 3.0715 | 267.1271 | 2024 | Control | 0.053 | 3 | 0 | esc | 0 | 0 | 0 | 0 | 0.055966 | 0.1719 | 0.055966 | 0.1719
[149 empty] | All EPR in 2020WLDFRSafety | WLDFR | HFTD - Distribution - Tier 3 - 2QU CoRE ¦ 3QU LoRE | Non-Red Flag Warning - Large Fires | 2024 | Safety | 1.6846 | 267.1271 | 2024 | Control | 0.053 | 3 | 0 | esc | 0 | 0 | 0 | 0 | 0.055966 | 0.094279 | 0.055966 | 0.094279
[149 empty] | All EPR in 2020WLDFRElectric Reliability | WLDFR | HFTD - Distribution - Tier 3 - 2QU CoRE ¦ 3QU LoRE | Non-Red Flag Warning - Large Fires | 2025 | Electric Reliability | 0.71896 | 267.1271 | 2025 | Control | 0.1325 | 3 | 0 | esc | 0 | 0 | 0 | 0 | 0 | 0 | 0.15274 | 0.10981
[149 empty] | All EPR in 2020WLDFRFinancial | WLDFR | HFTD - Distribution - Tier 3 - 2QU CoRE ¦ 3QU LoRE | Non-Red Flag Warning - Large Fires | 2025 | Financial | 3.0715 | 267.1271 | 2025 | Control | 0.053 | 3 | 0 | esc | 0 | 0 | 0 | 0 | 0 | 0 | 0.055966 | 0.1719
[149 empty] | All EPR in 2020WLDFRSafety | WLDFR | HFTD - Distribution - Tier 3 - 2QU CoRE ¦ 3QU LoRE | Non-Red Flag Warning - Large Fires | 2025 | Safety | 1.6846 | 267.1271 | 2025 | Control | 0.053 | 3 | 0 | esc | 0 | 0 | 0 | 0 | 0 | 0 | 0.055966 | 0.094279
[149 empty] | All EPR in 2020WLDFRElectric Reliability | WLDFR | HFTD - Distribution - Tier 3 - 2QU CoRE ¦ 3QU LoRE | Non-Red Flag Warning - Small Fires | 2021 | Electric Reliability | 0.036425 | 267.1271 | 2021 | Control | 0.1325 | 3 | 0 | esc | 0.15274 | 0.0055635 | 0.15274 | 0.0055635 | 0 | 0 | 0 | 0
[149 empty] | All EPR in 2020WLDFRFinancial | WLDFR | HFTD - Distribution - Tier 3 - 2QU CoRE ¦ 3QU LoRE | Non-Red Flag Warning - Small Fires | 2021 | Financial | 0.0015809 | 267.1271 | 2021 | Control | 0.053 | 3 | 0 | esc | 0.055966 | 8.8475e-05 | 0.055966 | 8.8475e-05 | 0 | 0 | 0 | 0
[149 empty] | All EPR in 2020WLDFRSafety | WLDFR | HFTD - Distribution - Tier 3 - 2QU CoRE ¦ 3QU LoRE | Non-Red Flag Warning - Small Fires | 2021 | Safety | 0.039895 | 267.1271 | 2021 | Control | 0.053 | 3 | 0 | esc | 0.055966 | 0.0022328 | 0.055966 | 0.0022328 | 0 | 0 | 0 | 0
[149 empty] | All EPR in 2020WLDFRElectric Reliability | WLDFR | HFTD - Distribution - Tier 3 - 2QU CoRE ¦ 3QU LoRE | Non-Red Flag Warning - Small Fires | 2022 | Electric Reliability | 0.036425 | 267.1271 | 2022 | Control | 0.1325 | 3 | 0 | esc | 0.15274 | 0.0055635 | 0.15274 | 0.0055635 | 0.15274 | 0.0055635 | 0 | 0
[149 empty] | All EPR in 2020WLDFRFinancial | WLDFR | HFTD - Distribution - Tier 3 - 2QU CoRE ¦ 3QU LoRE | Non-Red Flag Warning - Small Fires | 2022 | Financial | 0.0015809 | 267.1271 | 2022 | Control | 0.053 | 3 | 0 | esc | 0.055966 | 8.8475e-05 | 0.055966 | 8.8475e-05 | 0.055966 | 8.8475e-05 | 0 | 0
[149 empty] | All EPR in 2020WLDFRSafety | WLDFR | HFTD - Distribution - Tier 3 - 2QU CoRE ¦ 3QU LoRE | Non-Red Flag Warning - Small Fires | 2022 | Safety | 0.039895 | 267.1271 | 2022 | Control | 0.053 | 3 | 0 | esc | 0.055966 | 0.0022328 | 0.055966 | 0.0022328 | 0.055966 | 0.0022328 | 0 | 0
[149 empty] | All EPR in 2020WLDFRElectric Reliability | WLDFR | HFTD - Distribution - Tier 3 - 2QU CoRE ¦ 3QU LoRE | Non-Red Flag Warning - Small Fires | 2023 | Electric Reliability | 0.03759 | 267.1271 | 2023 | Control | 0.1325 | 3 | 0 | esc | 0 | 0 | 0.15274 | 0.0057414 | 0.15274 | 0.0057414 | 0.15274 | 0.0057414
[149 empty] | All EPR in 2020WLDFRFinancial | WLDFR | HFTD - Distribution - Tier 3 - 2QU CoRE ¦ 3QU LoRE | Non-Red Flag Warning - Small Fires | 2023 | Financial | 0.0016314 | 267.1271 | 2023 | Control | 0.053 | 3 | 0 | esc | 0 | 0 | 0.055966 | 9.1305e-05 | 0.055966 | 9.1305e-05 | 0.055966 | 9.1305e-05
[149 empty] | All EPR in 2020WLDFRSafety | WLDFR | HFTD - Distribution - Tier 3 - 2QU CoRE ¦ 3QU LoRE | Non-Red Flag Warning - Small Fires | 2023 | Safety | 0.041187 | 267.1271 | 2023 | Control | 0.053 | 3 | 0 | esc | 0 | 0 | 0.055966 | 0.0023051 | 0.055966 | 0.0023051 | 0.055966 | 0.0023051
[149 empty] | All EPR in 2020WLDFRElectric Reliability | WLDFR | HFTD - Distribution - Tier 3 - 2QU CoRE ¦ 3QU LoRE | Non-Red Flag Warning - Small Fires | 2024 | Electric Reliability | 0.03759 | 267.1271 | 2024 | Control | 0.1325 | 3 | 0 | esc | 0 | 0 | 0 | 0 | 0.15274 | 0.0057414 | 0.15274 | 0.0057414
[149 empty] | All EPR in 2020WLDFRFinancial | WLDFR | HFTD - Distribution - Tier 3 - 2QU CoRE ¦ 3QU LoRE | Non-Red Flag Warning - Small Fires | 2024 | Financial | 0.0016314 | 267.1271 | 2024 | Control | 0.053 | 3 | 0 | esc | 0 | 0 | 0 | 0 | 0.055966 | 9.1305e-05 | 0.055966 | 9.1305e-05
[149 empty] | All EPR in 2020WLDFRSafety | WLDFR | HFTD - Distribution - Tier 3 - 2QU CoRE ¦ 3QU LoRE | Non-Red Flag Warning - Small Fires | 2024 | Safety | 0.041187 | 267.1271 | 2024 | Control | 0.053 | 3 | 0 | esc | 0 | 0 | 0 | 0 | 0.055966 | 0.0023051 | 0.055966 | 0.0023051
[149 empty] | All EPR in 2020WLDFRElectric Reliability | WLDFR | HFTD - Distribution - Tier 3 - 2QU CoRE ¦ 3QU LoRE | Non-Red Flag Warning - Small Fires | 2025 | Electric Reliability | 0.03759 | 267.1271 | 2025 | Control | 0.1325 | 3 | 0 | esc | 0 | 0 | 0 | 0 | 0 | 0 | 0.15274 | 0.0057414
[149 empty] | All EPR in 2020WLDFRFinancial | WLDFR | HFTD - Distribution - Tier 3 - 2QU CoRE ¦ 3QU LoRE | Non-Red Flag Warning - Small Fires | 2025 | Financial | 0.0016314 | 267.1271 | 2025 | Control | 0.053 | 3 | 0 | esc | 0 | 0 | 0 | 0 | 0 | 0 | 0.055966 | 9.1305e-05
[149 empty] | All EPR in 2020WLDFRSafety | WLDFR | HFTD - Distribution - Tier 3 - 2QU CoRE ¦ 3QU LoRE | Non-Red Flag Warning - Small Fires | 2025 | Safety | 0.041187 | 267.1271 | 2025 | Control | 0.053 | 3 | 0 | esc | 0 | 0 | 0 | 0 | 0 | 0 | 0.055966 | 0.0023051
[149 empty] | All EPR in 2020WLDFRElectric Reliability | WLDFR | HFTD - Distribution - Tier 3 - 2QU CoRE ¦ 3QU LoRE | Red Flag Warning - Catastrophic Fires | 2021 | Electric Reliability | 222.2294 | 267.1271 | 2021 | Control | 0.1325 | 3 | 0 | esc | 0.15274 | 33.9428 | 0.15274 | 33.9428 | 0 | 0 | 0 | 0
[149 empty] | All EPR in 2020WLDFRFinancial | WLDFR | HFTD - Distribution - Tier 3 - 2QU CoRE ¦ 3QU LoRE | Red Flag Warning - Catastrophic Fires | 2021 | Financial | 8585.7228 | 267.1271 | 2021 | Control | 0.053 | 3 | 0 | esc | 0.055966 | 480.5104 | 0.055966 | 480.5104 | 0 | 0 | 0 | 0
[149 empty] | All EPR in 2020WLDFRSafety | WLDFR | HFTD - Distribution - Tier 3 - 2QU CoRE ¦ 3QU LoRE | Red Flag Warning - Catastrophic Fires | 2021 | Safety | 5338.1784 | 267.1271 | 2021 | Control | 0.053 | 3 | 0 | esc | 0.055966 | 298.7576 | 0.055966 | 298.7576 | 0 | 0 | 0 | 0
[149 empty] | All EPR in 2020WLDFRElectric Reliability | WLDFR | HFTD - Distribution - Tier 3 - 2QU CoRE ¦ 3QU LoRE | Red Flag Warning - Catastrophic Fires | 2022 | Electric Reliability | 222.2294 | 267.1271 | 2022 | Control | 0.1325 | 3 | 0 | esc | 0.15274 | 33.9428 | 0.15274 | 33.9428 | 0.15274 | 33.9428 | 0 | 0
[149 empty] | All EPR in 2020WLDFRFinancial | WLDFR | HFTD - Distribution - Tier 3 - 2QU CoRE ¦ 3QU LoRE | Red Flag Warning - Catastrophic Fires | 2022 | Financial | 8585.7228 | 267.1271 | 2022 | Control | 0.053 | 3 | 0 | esc | 0.055966 | 480.5104 | 0.055966 | 480.5104 | 0.055966 | 480.5104 | 0 | 0
[149 empty] | All EPR in 2020WLDFRSafety | WLDFR | HFTD - Distribution - Tier 3 - 2QU CoRE ¦ 3QU LoRE | Red Flag Warning - Catastrophic Fires | 2022 | Safety | 5338.1784 | 267.1271 | 2022 | Control | 0.053 | 3 | 0 | esc | 0.055966 | 298.7576 | 0.055966 | 298.7576 | 0.055966 | 298.7576 | 0 | 0
[149 empty] | All EPR in 2020WLDFRElectric Reliability | WLDFR | HFTD - Distribution - Tier 3 - 2QU CoRE ¦ 3QU LoRE | Red Flag Warning - Catastrophic Fires | 2023 | Electric Reliability | 233.2301 | 267.1271 | 2023 | Control | 0.1325 | 3 | 0 | esc | 0 | 0 | 0.15274 | 35.623 | 0.15274 | 35.623 | 0.15274 | 35.623
[149 empty] | All EPR in 2020WLDFRFinancial | WLDFR | HFTD - Distribution - Tier 3 - 2QU CoRE ¦ 3QU LoRE | Red Flag Warning - Catastrophic Fires | 2023 | Financial | 8896.516 | 267.1271 | 2023 | Control | 0.053 | 3 | 0 | esc | 0 | 0 | 0.055966 | 497.9043 | 0.055966 | 497.9043 | 0.055966 | 497.9043
[149 empty] | All EPR in 2020WLDFRSafety | WLDFR | HFTD - Distribution - Tier 3 - 2QU CoRE ¦ 3QU LoRE | Red Flag Warning - Catastrophic Fires | 2023 | Safety | 5534.8915 | 267.1271 | 2023 | Control | 0.053 | 3 | 0 | esc | 0 | 0 | 0.055966 | 309.7669 | 0.055966 | 309.7669 | 0.055966 | 309.7669
[149 empty] | All EPR in 2020WLDFRElectric Reliability | WLDFR | HFTD - Distribution - Tier 3 - 2QU CoRE ¦ 3QU LoRE | Red Flag Warning - Catastrophic Fires | 2024 | Electric Reliability | 233.2301 | 267.1271 | 2024 | Control | 0.1325 | 3 | 0 | esc | 0 | 0 | 0 | 0 | 0.15274 | 35.623 | 0.15274 | 35.623
[149 empty] | All EPR in 2020WLDFRFinancial | WLDFR | HFTD - Distribution - Tier 3 - 2QU CoRE ¦ 3QU LoRE | Red Flag Warning - Catastrophic Fires | 2024 | Financial | 8896.516 | 267.1271 | 2024 | Control | 0.053 | 3 | 0 | esc | 0 | 0 | 0 | 0 | 0.055966 | 497.9043 | 0.055966 | 497.9043
[149 empty] | All EPR in 2020WLDFRSafety | WLDFR | HFTD - Distribution - Tier 3 - 2QU CoRE ¦ 3QU LoRE | Red Flag Warning - Catastrophic Fires | 2024 | Safety | 5534.8915 | 267.1271 | 2024 | Control | 0.053 | 3 | 0 | esc | 0 | 0 | 0 | 0 | 0.055966 | 309.7669 | 0.055966 | 309.7669
[149 empty] | All EPR in 2020WLDFRElectric Reliability | WLDFR | HFTD - Distribution - Tier 3 - 2QU CoRE ¦ 3QU LoRE | Red Flag Warning - Catastrophic Fires | 2025 | Electric Reliability | 233.2301 | 267.1271 | 2025 | Control | 0.1325 | 3 | 0 | esc | 0 | 0 | 0 | 0 | 0 | 0 | 0.15274 | 35.623
[149 empty] | All EPR in 2020WLDFRFinancial | WLDFR | HFTD - Distribution - Tier 3 - 2QU CoRE ¦ 3QU LoRE | Red Flag Warning - Catastrophic Fires | 2025 | Financial | 8896.516 | 267.1271 | 2025 | Control | 0.053 | 3 | 0 | esc | 0 | 0 | 0 | 0 | 0 | 0 | 0.055966 | 497.9043
[149 empty] | All EPR in 2020WLDFRSafety | WLDFR | HFTD - Distribution - Tier 3 - 2QU CoRE ¦ 3QU LoRE | Red Flag Warning - Catastrophic Fires | 2025 | Safety | 5534.8915 | 267.1271 | 2025 | Control | 0.053 | 3 | 0 | esc | 0 | 0 | 0 | 0 | 0 | 0 | 0.055966 | 309.7669
[149 empty] | All EPR in 2020WLDFRElectric Reliability | WLDFR | HFTD - Distribution - Tier 3 - 2QU CoRE ¦ 3QU LoRE | Red Flag Warning - Destructive Fires | 2021 | Electric Reliability | 222.2294 | 267.1271 | 2021 | Control | 0.1325 | 3 | 0 | esc | 0.15274 | 33.9428 | 0.15274 | 33.9428 | 0 | 0 | 0 | 0
[149 empty] | All EPR in 2020WLDFRFinancial | WLDFR | HFTD - Distribution - Tier 3 - 2QU CoRE ¦ 3QU LoRE | Red Flag Warning - Destructive Fires | 2021 | Financial | 8585.7228 | 267.1271 | 2021 | Control | 0.053 | 3 | 0 | esc | 0.055966 | 480.5104 | 0.055966 | 480.5104 | 0 | 0 | 0 | 0
[149 empty] | All EPR in 2020WLDFRElectric Reliability | WLDFR | HFTD - Distribution - Tier 3 - 2QU CoRE ¦ 3QU LoRE | Red Flag Warning - Destructive Fires | 2022 | Electric Reliability | 222.2294 | 267.1271 | 2022 | Control | 0.1325 | 3 | 0 | esc | 0.15274 | 33.9428 | 0.15274 | 33.9428 | 0.15274 | 33.9428 | 0 | 0
[149 empty] | All EPR in 2020WLDFRFinancial | WLDFR | HFTD - Distribution - Tier 3 - 2QU CoRE ¦ 3QU LoRE | Red Flag Warning - Destructive Fires | 2022 | Financial | 8585.7228 | 267.1271 | 2022 | Control | 0.053 | 3 | 0 | esc | 0.055966 | 480.5104 | 0.055966 | 480.5104 | 0.055966 | 480.5104 | 0 | 0
[149 empty] | All EPR in 2020WLDFRElectric Reliability | WLDFR | HFTD - Distribution - Tier 3 - 2QU CoRE ¦ 3QU LoRE | Red Flag Warning - Destructive Fires | 2023 | Electric Reliability | 233.2301 | 267.1271 | 2023 | Control | 0.1325 | 3 | 0 | esc | 0 | 0 | 0.15274 | 35.623 | 0.15274 | 35.623 | 0.15274 | 35.623
[149 empty] | All EPR in 2020WLDFRFinancial | WLDFR | HFTD - Distribution - Tier 3 - 2QU CoRE ¦ 3QU LoRE | Red Flag Warning - Destructive Fires | 2023 | Financial | 8896.516 | 267.1271 | 2023 | Control | 0.053 | 3 | 0 | esc | 0 | 0 | 0.055966 | 497.9043 | 0.055966 | 497.9043 | 0.055966 | 497.9043
[149 empty] | All EPR in 2020WLDFRElectric Reliability | WLDFR | HFTD - Distribution - Tier 3 - 2QU CoRE ¦ 3QU LoRE | Red Flag Warning - Destructive Fires | 2024 | Electric Reliability | 233.2301 | 267.1271 | 2024 | Control | 0.1325 | 3 | 0 | esc | 0 | 0 | 0 | 0 | 0.15274 | 35.623 | 0.15274 | 35.623
[149 empty] | All EPR in 2020WLDFRFinancial | WLDFR | HFTD - Distribution - Tier 3 - 2QU CoRE ¦ 3QU LoRE | Red Flag Warning - Destructive Fires | 2024 | Financial | 8896.516 | 267.1271 | 2024 | Control | 0.053 | 3 | 0 | esc | 0 | 0 | 0 | 0 | 0.055966 | 497.9043 | 0.055966 | 497.9043
[149 empty] | All EPR in 2020WLDFRElectric Reliability | WLDFR | HFTD - Distribution - Tier 3 - 2QU CoRE ¦ 3QU LoRE | Red Flag Warning - Destructive Fires | 2025 | Electric Reliability | 233.2301 | 267.1271 | 2025 | Control | 0.1325 | 3 | 0 | esc | 0 | 0 | 0 | 0 | 0 | 0 | 0.15274 | 35.623
[149 empty] | All EPR in 2020WLDFRFinancial | WLDFR | HFTD - Distribution - Tier 3 - 2QU CoRE ¦ 3QU LoRE | Red Flag Warning - Destructive Fires | 2025 | Financial | 8896.516 | 267.1271 | 2025 | Control | 0.053 | 3 | 0 | esc | 0 | 0 | 0 | 0 | 0 | 0 | 0.055966 | 497.9043
[149 empty] | All EPR in 2020WLDFRElectric Reliability | WLDFR | HFTD - Distribution - Tier 3 - 2QU CoRE ¦ 3QU LoRE | Red Flag Warning - Large Fires | 2021 | Electric Reliability | 0.69642 | 267.1271 | 2021 | Control | 0.1325 | 3 | 0 | esc | 0.15274 | 0.10637 | 0.15274 | 0.10637 | 0 | 0 | 0 | 0
[149 empty] | All EPR in 2020WLDFRFinancial | WLDFR | HFTD - Distribution - Tier 3 - 2QU CoRE ¦ 3QU LoRE | Red Flag Warning - Large Fires | 2021 | Financial | 2.942 | 267.1271 | 2021 | Control | 0.053 | 3 | 0 | esc | 0.055966 | 0.16465 | 0.055966 | 0.16465 | 0 | 0 | 0 | 0
[149 empty] | All EPR in 2020WLDFRSafety | WLDFR | HFTD - Distribution - Tier 3 - 2QU CoRE ¦ 3QU LoRE | Red Flag Warning - Large Fires | 2021 | Safety | 1.6022 | 267.1271 | 2021 | Control | 0.053 | 3 | 0 | esc | 0.055966 | 0.089668 | 0.055966 | 0.089668 | 0 | 0 | 0 | 0
[149 empty] | All EPR in 2020WLDFRElectric Reliability | WLDFR | HFTD - Distribution - Tier 3 - 2QU CoRE ¦ 3QU LoRE | Red Flag Warning - Large Fires | 2022 | Electric Reliability | 0.69642 | 267.1271 | 2022 | Control | 0.1325 | 3 | 0 | esc | 0.15274 | 0.10637 | 0.15274 | 0.10637 | 0.15274 | 0.10637 | 0 | 0
[149 empty] | All EPR in 2020WLDFRFinancial | WLDFR | HFTD - Distribution - Tier 3 - 2QU CoRE ¦ 3QU LoRE | Red Flag Warning - Large Fires | 2022 | Financial | 2.942 | 267.1271 | 2022 | Control | 0.053 | 3 | 0 | esc | 0.055966 | 0.16465 | 0.055966 | 0.16465 | 0.055966 | 0.16465 | 0 | 0
[149 empty] | All EPR in 2020WLDFRSafety | WLDFR | HFTD - Distribution - Tier 3 - 2QU CoRE ¦ 3QU LoRE | Red Flag Warning - Large Fires | 2022 | Safety | 1.6022 | 267.1271 | 2022 | Control | 0.053 | 3 | 0 | esc | 0.055966 | 0.089668 | 0.055966 | 0.089668 | 0.055966 | 0.089668 | 0 | 0
[149 empty] | All EPR in 2020WLDFRElectric Reliability | WLDFR | HFTD - Distribution - Tier 3 - 2QU CoRE ¦ 3QU LoRE | Red Flag Warning - Large Fires | 2023 | Electric Reliability | 0.71896 | 267.1271 | 2023 | Control | 0.1325 | 3 | 0 | esc | 0 | 0 | 0.15274 | 0.10981 | 0.15274 | 0.10981 | 0.15274 | 0.10981
[149 empty] | All EPR in 2020WLDFRFinancial | WLDFR | HFTD - Distribution - Tier 3 - 2QU CoRE ¦ 3QU LoRE | Red Flag Warning - Large Fires | 2023 | Financial | 3.0715 | 267.1271 | 2023 | Control | 0.053 | 3 | 0 | esc | 0 | 0 | 0.055966 | 0.1719 | 0.055966 | 0.1719 | 0.055966 | 0.1719
[149 empty] | All EPR in 2020WLDFRSafety | WLDFR | HFTD - Distribution - Tier 3 - 2QU CoRE ¦ 3QU LoRE | Red Flag Warning - Large Fires | 2023 | Safety | 1.6846 | 267.1271 | 2023 | Control | 0.053 | 3 | 0 | esc | 0 | 0 | 0.055966 | 0.094279 | 0.055966 | 0.094279 | 0.055966 | 0.094279
[149 empty] | All EPR in 2020WLDFRElectric Reliability | WLDFR | HFTD - Distribution - Tier 3 - 2QU CoRE ¦ 3QU LoRE | Red Flag Warning - Large Fires | 2024 | Electric Reliability | 0.71896 | 267.1271 | 2024 | Control | 0.1325 | 3 | 0 | esc | 0 | 0 | 0 | 0 | 0.15274 | 0.10981 | 0.15274 | 0.10981
[149 empty] | All EPR in 2020WLDFRFinancial | WLDFR | HFTD - Distribution - Tier 3 - 2QU CoRE ¦ 3QU LoRE | Red Flag Warning - Large Fires | 2024 | Financial | 3.0715 | 267.1271 | 2024 | Control | 0.053 | 3 | 0 | esc | 0 | 0 | 0 | 0 | 0.055966 | 0.1719 | 0.055966 | 0.1719
[149 empty] | All EPR in 2020WLDFRSafety | WLDFR | HFTD - Distribution - Tier 3 - 2QU CoRE ¦ 3QU LoRE | Red Flag Warning - Large Fires | 2024 | Safety | 1.6846 | 267.1271 | 2024 | Control | 0.053 | 3 | 0 | esc | 0 | 0 | 0 | 0 | 0.055966 | 0.094279 | 0.055966 | 0.094279
[149 empty] | All EPR in 2020WLDFRElectric Reliability | WLDFR | HFTD - Distribution - Tier 3 - 2QU CoRE ¦ 3QU LoRE | Red Flag Warning - Large Fires | 2025 | Electric Reliability | 0.71896 | 267.1271 | 2025 | Control | 0.1325 | 3 | 0 | esc | 0 | 0 | 0 | 0 | 0 | 0 | 0.15274 | 0.10981
[149 empty] | All EPR in 2020WLDFRFinancial | WLDFR | HFTD - Distribution - Tier 3 - 2QU CoRE ¦ 3QU LoRE | Red Flag Warning - Large Fires | 2025 | Financial | 3.0715 | 267.1271 | 2025 | Control | 0.053 | 3 | 0 | esc | 0 | 0 | 0 | 0 | 0 | 0 | 0.055966 | 0.1719
[149 empty] | All EPR in 2020WLDFRSafety | WLDFR | HFTD - Distribution - Tier 3 - 2QU CoRE ¦ 3QU LoRE | Red Flag Warning - Large Fires | 2025 | Safety | 1.6846 | 267.1271 | 2025 | Control | 0.053 | 3 | 0 | esc | 0 | 0 | 0 | 0 | 0 | 0 | 0.055966 | 0.094279
[149 empty] | All EPR in 2020WLDFRElectric Reliability | WLDFR | HFTD - Distribution - Tier 3 - 2QU CoRE ¦ 3QU LoRE | Red Flag Warning - Small Fires | 2021 | Electric Reliability | 0.036425 | 267.1271 | 2021 | Control | 0.1325 | 3 | 0 | esc | 0.15274 | 0.0055635 | 0.15274 | 0.0055635 | 0 | 0 | 0 | 0
[149 empty] | All EPR in 2020WLDFRFinancial | WLDFR | HFTD - Distribution - Tier 3 - 2QU CoRE ¦ 3QU LoRE | Red Flag Warning - Small Fires | 2021 | Financial | 0.0015809 | 267.1271 | 2021 | Control | 0.053 | 3 | 0 | esc | 0.055966 | 8.8475e-05 | 0.055966 | 8.8475e-05 | 0 | 0 | 0 | 0
[149 empty] | All EPR in 2020WLDFRSafety | WLDFR | HFTD - Distribution - Tier 3 - 2QU CoRE ¦ 3QU LoRE | Red Flag Warning - Small Fires | 2021 | Safety | 0.039895 | 267.1271 | 2021 | Control | 0.053 | 3 | 0 | esc | 0.055966 | 0.0022328 | 0.055966 | 0.0022328 | 0 | 0 | 0 | 0
[149 empty] | All EPR in 2020WLDFRElectric Reliability | WLDFR | HFTD - Distribution - Tier 3 - 2QU CoRE ¦ 3QU LoRE | Red Flag Warning - Small Fires | 2022 | Electric Reliability | 0.036425 | 267.1271 | 2022 | Control | 0.1325 | 3 | 0 | esc | 0.15274 | 0.0055635 | 0.15274 | 0.0055635 | 0.15274 | 0.0055635 | 0 | 0
[149 empty] | All EPR in 2020WLDFRFinancial | WLDFR | HFTD - Distribution - Tier 3 - 2QU CoRE ¦ 3QU LoRE | Red Flag Warning - Small Fires | 2022 | Financial | 0.0015809 | 267.1271 | 2022 | Control | 0.053 | 3 | 0 | esc | 0.055966 | 8.8475e-05 | 0.055966 | 8.8475e-05 | 0.055966 | 8.8475e-05 | 0 | 0
[149 empty] | All EPR in 2020WLDFRSafety | WLDFR | HFTD - Distribution - Tier 3 - 2QU CoRE ¦ 3QU LoRE | Red Flag Warning - Small Fires | 2022 | Safety | 0.039895 | 267.1271 | 2022 | Control | 0.053 | 3 | 0 | esc | 0.055966 | 0.0022328 | 0.055966 | 0.0022328 | 0.055966 | 0.0022328 | 0 | 0
[149 empty] | All EPR in 2020WLDFRElectric Reliability | WLDFR | HFTD - Distribution - Tier 3 - 2QU CoRE ¦ 3QU LoRE | Red Flag Warning - Small Fires | 2023 | Electric Reliability | 0.03759 | 267.1271 | 2023 | Control | 0.1325 | 3 | 0 | esc | 0 | 0 | 0.15274 | 0.0057414 | 0.15274 | 0.0057414 | 0.15274 | 0.0057414
[149 empty] | All EPR in 2020WLDFRFinancial | WLDFR | HFTD - Distribution - Tier 3 - 2QU CoRE ¦ 3QU LoRE | Red Flag Warning - Small Fires | 2023 | Financial | 0.0016314 | 267.1271 | 2023 | Control | 0.053 | 3 | 0 | esc | 0 | 0 | 0.055966 | 9.1305e-05 | 0.055966 | 9.1305e-05 | 0.055966 | 9.1305e-05
[149 empty] | All EPR in 2020WLDFRSafety | WLDFR | HFTD - Distribution - Tier 3 - 2QU CoRE ¦ 3QU LoRE | Red Flag Warning - Small Fires | 2023 | Safety | 0.041187 | 267.1271 | 2023 | Control | 0.053 | 3 | 0 | esc | 0 | 0 | 0.055966 | 0.0023051 | 0.055966 | 0.0023051 | 0.055966 | 0.0023051
[149 empty] | All EPR in 2020WLDFRElectric Reliability | WLDFR | HFTD - Distribution - Tier 3 - 2QU CoRE ¦ 3QU LoRE | Red Flag Warning - Small Fires | 2024 | Electric Reliability | 0.03759 | 267.1271 | 2024 | Control | 0.1325 | 3 | 0 | esc | 0 | 0 | 0 | 0 | 0.15274 | 0.0057414 | 0.15274 | 0.0057414
[149 empty] | All EPR in 2020WLDFRFinancial | WLDFR | HFTD - Distribution - Tier 3 - 2QU CoRE ¦ 3QU LoRE | Red Flag Warning - Small Fires | 2024 | Financial | 0.0016314 | 267.1271 | 2024 | Control | 0.053 | 3 | 0 | esc | 0 | 0 | 0 | 0 | 0.055966 | 9.1305e-05 | 0.055966 | 9.1305e-05
[149 empty] | All EPR in 2020WLDFRSafety | WLDFR | HFTD - Distribution - Tier 3 - 2QU CoRE ¦ 3QU LoRE | Red Flag Warning - Small Fires | 2024 | Safety | 0.041187 | 267.1271 | 2024 | Control | 0.053 | 3 | 0 | esc | 0 | 0 | 0 | 0 | 0.055966 | 0.0023051 | 0.055966 | 0.0023051
[149 empty] | All EPR in 2020WLDFRElectric Reliability | WLDFR | HFTD - Distribution - Tier 3 - 2QU CoRE ¦ 3QU LoRE | Red Flag Warning - Small Fires | 2025 | Electric Reliability | 0.03759 | 267.1271 | 2025 | Control | 0.1325 | 3 | 0 | esc | 0 | 0 | 0 | 0 | 0 | 0 | 0.15274 | 0.0057414
[149 empty] | All EPR in 2020WLDFRFinancial | WLDFR | HFTD - Distribution - Tier 3 - 2QU CoRE ¦ 3QU LoRE | Red Flag Warning - Small Fires | 2025 | Financial | 0.0016314 | 267.1271 | 2025 | Control | 0.053 | 3 | 0 | esc | 0 | 0 | 0 | 0 | 0 | 0 | 0.055966 | 9.1305e-05
[149 empty] | All EPR in 2020WLDFRSafety | WLDFR | HFTD - Distribution - Tier 3 - 2QU CoRE ¦ 3QU LoRE | Red Flag Warning - Small Fires | 2025 | Safety | 0.041187 | 267.1271 | 2025 | Control | 0.053 | 3 | 0 | esc | 0 | 0 | 0 | 0 | 0 | 0 | 0.055966 | 0.0023051
[149 empty] | All EPR in 2020WLDFRElectric Reliability | WLDFR | HFTD - Distribution - Tier 3 - 2QU CoRE ¦ 3QU LoRE | Seismic - Non-Red Flag Warning - Catastrophic Fires | 2021 | Electric Reliability | 409.2237 | 267.1271 | 2021 | Control | 0.1325 | 3 | 0 | esc | 0.15274 | 62.5039 | 0.15274 | 62.5039 | 0 | 0 | 0 | 0
[149 empty] | All EPR in 2020WLDFRFinancial | WLDFR | HFTD - Distribution - Tier 3 - 2QU CoRE ¦ 3QU LoRE | Seismic - Non-Red Flag Warning - Catastrophic Fires | 2021 | Financial | 13469.0878 | 267.1271 | 2021 | Control | 0.053 | 3 | 0 | esc | 0.055966 | 753.8138 | 0.055966 | 753.8138 | 0 | 0 | 0 | 0
[149 empty] | All EPR in 2020WLDFRSafety | WLDFR | HFTD - Distribution - Tier 3 - 2QU CoRE ¦ 3QU LoRE | Seismic - Non-Red Flag Warning - Catastrophic Fires | 2021 | Safety | 7205.5313 | 267.1271 | 2021 | Control | 0.053 | 3 | 0 | esc | 0.055966 | 403.2663 | 0.055966 | 403.2663 | 0 | 0 | 0 | 0
[149 empty] | All EPR in 2020WLDFRElectric Reliability | WLDFR | HFTD - Distribution - Tier 3 - 2QU CoRE ¦ 3QU LoRE | Seismic - Non-Red Flag Warning - Catastrophic Fires | 2022 | Electric Reliability | 409.2237 | 267.1271 | 2022 | Control | 0.1325 | 3 | 0 | esc | 0.15274 | 62.5039 | 0.15274 | 62.5039 | 0.15274 | 62.5039 | 0 | 0
[149 empty] | All EPR in 2020WLDFRFinancial | WLDFR | HFTD - Distribution - Tier 3 - 2QU CoRE ¦ 3QU LoRE | Seismic - Non-Red Flag Warning - Catastrophic Fires | 2022 | Financial | 13469.0878 | 267.1271 | 2022 | Control | 0.053 | 3 | 0 | esc | 0.055966 | 753.8138 | 0.055966 | 753.8138 | 0.055966 | 753.8138 | 0 | 0
[149 empty] | All EPR in 2020WLDFRSafety | WLDFR | HFTD - Distribution - Tier 3 - 2QU CoRE ¦ 3QU LoRE | Seismic - Non-Red Flag Warning - Catastrophic Fires | 2022 | Safety | 7205.5313 | 267.1271 | 2022 | Control | 0.053 | 3 | 0 | esc | 0.055966 | 403.2663 | 0.055966 | 403.2663 | 0.055966 | 403.2663 | 0 | 0
[149 empty] | All EPR in 2020WLDFRElectric Reliability | WLDFR | HFTD - Distribution - Tier 3 - 2QU CoRE ¦ 3QU LoRE | Seismic - Non-Red Flag Warning - Catastrophic Fires | 2023 | Electric Reliability | 428.6023 | 267.1271 | 2023 | Control | 0.1325 | 3 | 0 | esc | 0 | 0 | 0.15274 | 65.4638 | 0.15274 | 65.4638 | 0.15274 | 65.4638
[149 empty] | All EPR in 2020WLDFRFinancial | WLDFR | HFTD - Distribution - Tier 3 - 2QU CoRE ¦ 3QU LoRE | Seismic - Non-Red Flag Warning - Catastrophic Fires | 2023 | Financial | 13939.561 | 267.1271 | 2023 | Control | 0.053 | 3 | 0 | esc | 0 | 0 | 0.055966 | 780.1444 | 0.055966 | 780.1444 | 0.055966 | 780.1444
[149 empty] | All EPR in 2020WLDFRSafety | WLDFR | HFTD - Distribution - Tier 3 - 2QU CoRE ¦ 3QU LoRE | Seismic - Non-Red Flag Warning - Catastrophic Fires | 2023 | Safety | 7467.8148 | 267.1271 | 2023 | Control | 0.053 | 3 | 0 | esc | 0 | 0 | 0.055966 | 417.9453 | 0.055966 | 417.9453 | 0.055966 | 417.9453
[149 empty] | All EPR in 2020WLDFRElectric Reliability | WLDFR | HFTD - Distribution - Tier 3 - 2QU CoRE ¦ 3QU LoRE | Seismic - Non-Red Flag Warning - Catastrophic Fires | 2024 | Electric Reliability | 428.6023 | 267.1271 | 2024 | Control | 0.1325 | 3 | 0 | esc | 0 | 0 | 0 | 0 | 0.15274 | 65.4638 | 0.15274 | 65.4638
[149 empty] | All EPR in 2020WLDFRFinancial | WLDFR | HFTD - Distribution - Tier 3 - 2QU CoRE ¦ 3QU LoRE | Seismic - Non-Red Flag Warning - Catastrophic Fires | 2024 | Financial | 13939.561 | 267.1271 | 2024 | Control | 0.053 | 3 | 0 | esc | 0 | 0 | 0 | 0 | 0.055966 | 780.1444 | 0.055966 | 780.1444
[149 empty] | All EPR in 2020WLDFRSafety | WLDFR | HFTD - Distribution - Tier 3 - 2QU CoRE ¦ 3QU LoRE | Seismic - Non-Red Flag Warning - Catastrophic Fires | 2024 | Safety | 7467.8148 | 267.1271 | 2024 | Control | 0.053 | 3 | 0 | esc | 0 | 0 | 0 | 0 | 0.055966 | 417.9453 | 0.055966 | 417.9453
[149 empty] | All EPR in 2020WLDFRElectric Reliability | WLDFR | HFTD - Distribution - Tier 3 - 2QU CoRE ¦ 3QU LoRE | Seismic - Non-Red Flag Warning - Catastrophic Fires | 2025 | Electric Reliability | 428.6023 | 267.1271 | 2025 | Control | 0.1325 | 3 | 0 | esc | 0 | 0 | 0 | 0 | 0 | 0 | 0.15274 | 65.4638
[149 empty] | All EPR in 2020WLDFRFinancial | WLDFR | HFTD - Distribution - Tier 3 - 2QU CoRE ¦ 3QU LoRE | Seismic - Non-Red Flag Warning - Catastrophic Fires | 2025 | Financial | 13939.561 | 267.1271 | 2025 | Control | 0.053 | 3 | 0 | esc | 0 | 0 | 0 | 0 | 0 | 0 | 0.055966 | 780.1444
[149 empty] | All EPR in 2020WLDFRSafety | WLDFR | HFTD - Distribution - Tier 3 - 2QU CoRE ¦ 3QU LoRE | Seismic - Non-Red Flag Warning - Catastrophic Fires | 2025 | Safety | 7467.8148 | 267.1271 | 2025 | Control | 0.053 | 3 | 0 | esc | 0 | 0 | 0 | 0 | 0 | 0 | 0.055966 | 417.9453
[149 empty] | All EPR in 2020WLDFRElectric Reliability | WLDFR | HFTD - Distribution - Tier 3 - 2QU CoRE ¦ 3QU LoRE | Seismic - Red Flag Warning - Catastrophic Fires | 2021 | Electric Reliability | 409.2237 | 267.1271 | 2021 | Control | 0.1325 | 3 | 0 | esc | 0.15274 | 62.5039 | 0.15274 | 62.5039 | 0 | 0 | 0 | 0
[149 empty] | All EPR in 2020WLDFRFinancial | WLDFR | HFTD - Distribution - Tier 3 - 2QU CoRE ¦ 3QU LoRE | Seismic - Red Flag Warning - Catastrophic Fires | 2021 | Financial | 13469.0878 | 267.1271 | 2021 | Control | 0.053 | 3 | 0 | esc | 0.055966 | 753.8138 | 0.055966 | 753.8138 | 0 | 0 | 0 | 0
[149 empty] | All EPR in 2020WLDFRSafety | WLDFR | HFTD - Distribution - Tier 3 - 2QU CoRE ¦ 3QU LoRE | Seismic - Red Flag Warning - Catastrophic Fires | 2021 | Safety | 7205.5313 | 267.1271 | 2021 | Control | 0.053 | 3 | 0 | esc | 0.055966 | 403.2663 | 0.055966 | 403.2663 | 0 | 0 | 0 | 0
[149 empty] | All EPR in 2020WLDFRElectric Reliability | WLDFR | HFTD - Distribution - Tier 3 - 2QU CoRE ¦ 3QU LoRE | Seismic - Red Flag Warning - Catastrophic Fires | 2022 | Electric Reliability | 409.2237 | 267.1271 | 2022 | Control | 0.1325 | 3 | 0 | esc | 0.15274 | 62.5039 | 0.15274 | 62.5039 | 0.15274 | 62.5039 | 0 | 0
[149 empty] | All EPR in 2020WLDFRFinancial | WLDFR | HFTD - Distribution - Tier 3 - 2QU CoRE ¦ 3QU LoRE | Seismic - Red Flag Warning - Catastrophic Fires | 2022 | Financial | 13469.0878 | 267.1271 | 2022 | Control | 0.053 | 3 | 0 | esc | 0.055966 | 753.8138 | 0.055966 | 753.8138 | 0.055966 | 753.8138 | 0 | 0
[149 empty] | All EPR in 2020WLDFRSafety | WLDFR | HFTD - Distribution - Tier 3 - 2QU CoRE ¦ 3QU LoRE | Seismic - Red Flag Warning - Catastrophic Fires | 2022 | Safety | 7205.5313 | 267.1271 | 2022 | Control | 0.053 | 3 | 0 | esc | 0.055966 | 403.2663 | 0.055966 | 403.2663 | 0.055966 | 403.2663 | 0 | 0
[149 empty] | All EPR in 2020WLDFRElectric Reliability | WLDFR | HFTD - Distribution - Tier 3 - 2QU CoRE ¦ 3QU LoRE | Seismic - Red Flag Warning - Catastrophic Fires | 2023 | Electric Reliability | 428.6023 | 267.1271 | 2023 | Control | 0.1325 | 3 | 0 | esc | 0 | 0 | 0.15274 | 65.4638 | 0.15274 | 65.4638 | 0.15274 | 65.4638
[149 empty] | All EPR in 2020WLDFRFinancial | WLDFR | HFTD - Distribution - Tier 3 - 2QU CoRE ¦ 3QU LoRE | Seismic - Red Flag Warning - Catastrophic Fires | 2023 | Financial | 13939.561 | 267.1271 | 2023 | Control | 0.053 | 3 | 0 | esc | 0 | 0 | 0.055966 | 780.1444 | 0.055966 | 780.1444 | 0.055966 | 780.1444
[149 empty] | All EPR in 2020WLDFRSafety | WLDFR | HFTD - Distribution - Tier 3 - 2QU CoRE ¦ 3QU LoRE | Seismic - Red Flag Warning - Catastrophic Fires | 2023 | Safety | 7467.8148 | 267.1271 | 2023 | Control | 0.053 | 3 | 0 | esc | 0 | 0 | 0.055966 | 417.9453 | 0.055966 | 417.9453 | 0.055966 | 417.9453
[149 empty] | All EPR in 2020WLDFRElectric Reliability | WLDFR | HFTD - Distribution - Tier 3 - 2QU CoRE ¦ 3QU LoRE | Seismic - Red Flag Warning - Catastrophic Fires | 2024 | Electric Reliability | 428.6023 | 267.1271 | 2024 | Control | 0.1325 | 3 | 0 | esc | 0 | 0 | 0 | 0 | 0.15274 | 65.4638 | 0.15274 | 65.4638
[149 empty] | All EPR in 2020WLDFRFinancial | WLDFR | HFTD - Distribution - Tier 3 - 2QU CoRE ¦ 3QU LoRE | Seismic - Red Flag Warning - Catastrophic Fires | 2024 | Financial | 13939.561 | 267.1271 | 2024 | Control | 0.053 | 3 | 0 | esc | 0 | 0 | 0 | 0 | 0.055966 | 780.1444 | 0.055966 | 780.1444
[149 empty] | All EPR in 2020WLDFRSafety | WLDFR | HFTD - Distribution - Tier 3 - 2QU CoRE ¦ 3QU LoRE | Seismic - Red Flag Warning - Catastrophic Fires | 2024 | Safety | 7467.8148 | 267.1271 | 2024 | Control | 0.053 | 3 | 0 | esc | 0 | 0 | 0 | 0 | 0.055966 | 417.9453 | 0.055966 | 417.9453
[149 empty] | All EPR in 2020WLDFRElectric Reliability | WLDFR | HFTD - Distribution - Tier 3 - 2QU CoRE ¦ 3QU LoRE | Seismic - Red Flag Warning - Catastrophic Fires | 2025 | Electric Reliability | 428.6023 | 267.1271 | 2025 | Control | 0.1325 | 3 | 0 | esc | 0 | 0 | 0 | 0 | 0 | 0 | 0.15274 | 65.4638
[149 empty] | All EPR in 2020WLDFRFinancial | WLDFR | HFTD - Distribution - Tier 3 - 2QU CoRE ¦ 3QU LoRE | Seismic - Red Flag Warning - Catastrophic Fires | 2025 | Financial | 13939.561 | 267.1271 | 2025 | Control | 0.053 | 3 | 0 | esc | 0 | 0 | 0 | 0 | 0 | 0 | 0.055966 | 780.1444
[149 empty] | All EPR in 2020WLDFRSafety | WLDFR | HFTD - Distribution - Tier 3 - 2QU CoRE ¦ 3QU LoRE | Seismic - Red Flag Warning - Catastrophic Fires | 2025 | Safety | 7467.8148 | 267.1271 | 2025 | Control | 0.053 | 3 | 0 | esc | 0 | 0 | 0 | 0 | 0 | 0 | 0.055966 | 417.9453
[149 empty] | All EPR in 2020WLDFRElectric Reliability | WLDFR | HFTD - Distribution - Tier 3 - 2QU CoRE ¦ 4QU LoRE | Non-Red Flag Warning - Catastrophic Fires | 2021 | Electric Reliability | 222.2294 | 69.0654 | 2021 | Control | 0.1325 | 3 | 0 | esc | 0.15274 | 33.9428 | 0.15274 | 33.9428 | 0 | 0 | 0 | 0
[149 empty] | All EPR in 2020WLDFRFinancial | WLDFR | HFTD - Distribution - Tier 3 - 2QU CoRE ¦ 4QU LoRE | Non-Red Flag Warning - Catastrophic Fires | 2021 | Financial | 8585.7228 | 69.0654 | 2021 | Control | 0.053 | 3 | 0 | esc | 0.055966 | 480.5104 | 0.055966 | 480.5104 | 0 | 0 | 0 | 0
[149 empty] | All EPR in 2020WLDFRSafety | WLDFR | HFTD - Distribution - Tier 3 - 2QU CoRE ¦ 4QU LoRE | Non-Red Flag Warning - Catastrophic Fires | 2021 | Safety | 5338.1784 | 69.0654 | 2021 | Control | 0.053 | 3 | 0 | esc | 0.055966 | 298.7576 | 0.055966 | 298.7576 | 0 | 0 | 0 | 0
[149 empty] | All EPR in 2020WLDFRElectric Reliability | WLDFR | HFTD - Distribution - Tier 3 - 2QU CoRE ¦ 4QU LoRE | Non-Red Flag Warning - Catastrophic Fires | 2022 | Electric Reliability | 222.2294 | 69.0654 | 2022 | Control | 0.1325 | 3 | 0 | esc | 0.15274 | 33.9428 | 0.15274 | 33.9428 | 0.15274 | 33.9428 | 0 | 0
[149 empty] | All EPR in 2020WLDFRFinancial | WLDFR | HFTD - Distribution - Tier 3 - 2QU CoRE ¦ 4QU LoRE | Non-Red Flag Warning - Catastrophic Fires | 2022 | Financial | 8585.7228 | 69.0654 | 2022 | Control | 0.053 | 3 | 0 | esc | 0.055966 | 480.5104 | 0.055966 | 480.5104 | 0.055966 | 480.5104 | 0 | 0
[149 empty] | All EPR in 2020WLDFRSafety | WLDFR | HFTD - Distribution - Tier 3 - 2QU CoRE ¦ 4QU LoRE | Non-Red Flag Warning - Catastrophic Fires | 2022 | Safety | 5338.1784 | 69.0654 | 2022 | Control | 0.053 | 3 | 0 | esc | 0.055966 | 298.7576 | 0.055966 | 298.7576 | 0.055966 | 298.7576 | 0 | 0
[149 empty] | All EPR in 2020WLDFRElectric Reliability | WLDFR | HFTD - Distribution - Tier 3 - 2QU CoRE ¦ 4QU LoRE | Non-Red Flag Warning - Catastrophic Fires | 2023 | Electric Reliability | 233.2301 | 69.0654 | 2023 | Control | 0.1325 | 3 | 0 | esc | 0 | 0 | 0.15274 | 35.623 | 0.15274 | 35.623 | 0.15274 | 35.623
[149 empty] | All EPR in 2020WLDFRFinancial | WLDFR | HFTD - Distribution - Tier 3 - 2QU CoRE ¦ 4QU LoRE | Non-Red Flag Warning - Catastrophic Fires | 2023 | Financial | 8896.516 | 69.0654 | 2023 | Control | 0.053 | 3 | 0 | esc | 0 | 0 | 0.055966 | 497.9043 | 0.055966 | 497.9043 | 0.055966 | 497.9043
[149 empty] | All EPR in 2020WLDFRSafety | WLDFR | HFTD - Distribution - Tier 3 - 2QU CoRE ¦ 4QU LoRE | Non-Red Flag Warning - Catastrophic Fires | 2023 | Safety | 5534.8915 | 69.0654 | 2023 | Control | 0.053 | 3 | 0 | esc | 0 | 0 | 0.055966 | 309.7669 | 0.055966 | 309.7669 | 0.055966 | 309.7669
[149 empty] | All EPR in 2020WLDFRElectric Reliability | WLDFR | HFTD - Distribution - Tier 3 - 2QU CoRE ¦ 4QU LoRE | Non-Red Flag Warning - Catastrophic Fires | 2024 | Electric Reliability | 233.2301 | 69.0654 | 2024 | Control | 0.1325 | 3 | 0 | esc | 0 | 0 | 0 | 0 | 0.15274 | 35.623 | 0.15274 | 35.623
[149 empty] | All EPR in 2020WLDFRFinancial | WLDFR | HFTD - Distribution - Tier 3 - 2QU CoRE ¦ 4QU LoRE | Non-Red Flag Warning - Catastrophic Fires | 2024 | Financial | 8896.516 | 69.0654 | 2024 | Control | 0.053 | 3 | 0 | esc | 0 | 0 | 0 | 0 | 0.055966 | 497.9043 | 0.055966 | 497.9043
[149 empty] | All EPR in 2020WLDFRSafety | WLDFR | HFTD - Distribution - Tier 3 - 2QU CoRE ¦ 4QU LoRE | Non-Red Flag Warning - Catastrophic Fires | 2024 | Safety | 5534.8915 | 69.0654 | 2024 | Control | 0.053 | 3 | 0 | esc | 0 | 0 | 0 | 0 | 0.055966 | 309.7669 | 0.055966 | 309.7669
[149 empty] | All EPR in 2020WLDFRElectric Reliability | WLDFR | HFTD - Distribution - Tier 3 - 2QU CoRE ¦ 4QU LoRE | Non-Red Flag Warning - Catastrophic Fires | 2025 | Electric Reliability | 233.2301 | 69.0654 | 2025 | Control | 0.1325 | 3 | 0 | esc | 0 | 0 | 0 | 0 | 0 | 0 | 0.15274 | 35.623
[149 empty] | All EPR in 2020WLDFRFinancial | WLDFR | HFTD - Distribution - Tier 3 - 2QU CoRE ¦ 4QU LoRE | Non-Red Flag Warning - Catastrophic Fires | 2025 | Financial | 8896.516 | 69.0654 | 2025 | Control | 0.053 | 3 | 0 | esc | 0 | 0 | 0 | 0 | 0 | 0 | 0.055966 | 497.9043
[149 empty] | All EPR in 2020WLDFRSafety | WLDFR | HFTD - Distribution - Tier 3 - 2QU CoRE ¦ 4QU LoRE | Non-Red Flag Warning - Catastrophic Fires | 2025 | Safety | 5534.8915 | 69.0654 | 2025 | Control | 0.053 | 3 | 0 | esc | 0 | 0 | 0 | 0 | 0 | 0 | 0.055966 | 309.7669
[149 empty] | All EPR in 2020WLDFRElectric Reliability | WLDFR | HFTD - Distribution - Tier 3 - 2QU CoRE ¦ 4QU LoRE | Non-Red Flag Warning - Destructive Fires | 2021 | Electric Reliability | 222.2294 | 69.0654 | 2021 | Control | 0.1325 | 3 | 0 | esc | 0.15274 | 33.9428 | 0.15274 | 33.9428 | 0 | 0 | 0 | 0
[149 empty] | All EPR in 2020WLDFRFinancial | WLDFR | HFTD - Distribution - Tier 3 - 2QU CoRE ¦ 4QU LoRE | Non-Red Flag Warning - Destructive Fires | 2021 | Financial | 8585.7228 | 69.0654 | 2021 | Control | 0.053 | 3 | 0 | esc | 0.055966 | 480.5104 | 0.055966 | 480.5104 | 0 | 0 | 0 | 0
[149 empty] | All EPR in 2020WLDFRElectric Reliability | WLDFR | HFTD - Distribution - Tier 3 - 2QU CoRE ¦ 4QU LoRE | Non-Red Flag Warning - Destructive Fires | 2022 | Electric Reliability | 222.2294 | 69.0654 | 2022 | Control | 0.1325 | 3 | 0 | esc | 0.15274 | 33.9428 | 0.15274 | 33.9428 | 0.15274 | 33.9428 | 0 | 0
[149 empty] | All EPR in 2020WLDFRFinancial | WLDFR | HFTD - Distribution - Tier 3 - 2QU CoRE ¦ 4QU LoRE | Non-Red Flag Warning - Destructive Fires | 2022 | Financial | 8585.7228 | 69.0654 | 2022 | Control | 0.053 | 3 | 0 | esc | 0.055966 | 480.5104 | 0.055966 | 480.5104 | 0.055966 | 480.5104 | 0 | 0
[149 empty] | All EPR in 2020WLDFRElectric Reliability | WLDFR | HFTD - Distribution - Tier 3 - 2QU CoRE ¦ 4QU LoRE | Non-Red Flag Warning - Destructive Fires | 2023 | Electric Reliability | 233.2301 | 69.0654 | 2023 | Control | 0.1325 | 3 | 0 | esc | 0 | 0 | 0.15274 | 35.623 | 0.15274 | 35.623 | 0.15274 | 35.623
[149 empty] | All EPR in 2020WLDFRFinancial | WLDFR | HFTD - Distribution - Tier 3 - 2QU CoRE ¦ 4QU LoRE | Non-Red Flag Warning - Destructive Fires | 2023 | Financial | 8896.516 | 69.0654 | 2023 | Control | 0.053 | 3 | 0 | esc | 0 | 0 | 0.055966 | 497.9043 | 0.055966 | 497.9043 | 0.055966 | 497.9043
[149 empty] | All EPR in 2020WLDFRElectric Reliability | WLDFR | HFTD - Distribution - Tier 3 - 2QU CoRE ¦ 4QU LoRE | Non-Red Flag Warning - Destructive Fires | 2024 | Electric Reliability | 233.2301 | 69.0654 | 2024 | Control | 0.1325 | 3 | 0 | esc | 0 | 0 | 0 | 0 | 0.15274 | 35.623 | 0.15274 | 35.623
[149 empty] | All EPR in 2020WLDFRFinancial | WLDFR | HFTD - Distribution - Tier 3 - 2QU CoRE ¦ 4QU LoRE | Non-Red Flag Warning - Destructive Fires | 2024 | Financial | 8896.516 | 69.0654 | 2024 | Control | 0.053 | 3 | 0 | esc | 0 | 0 | 0 | 0 | 0.055966 | 497.9043 | 0.055966 | 497.9043
[149 empty] | All EPR in 2020WLDFRElectric Reliability | WLDFR | HFTD - Distribution - Tier 3 - 2QU CoRE ¦ 4QU LoRE | Non-Red Flag Warning - Destructive Fires | 2025 | Electric Reliability | 233.2301 | 69.0654 | 2025 | Control | 0.1325 | 3 | 0 | esc | 0 | 0 | 0 | 0 | 0 | 0 | 0.15274 | 35.623
[149 empty] | All EPR in 2020WLDFRFinancial | WLDFR | HFTD - Distribution - Tier 3 - 2QU CoRE ¦ 4QU LoRE | Non-Red Flag Warning - Destructive Fires | 2025 | Financial | 8896.516 | 69.0654 | 2025 | Control | 0.053 | 3 | 0 | esc | 0 | 0 | 0 | 0 | 0 | 0 | 0.055966 | 497.9043
[149 empty] | All EPR in 2020WLDFRElectric Reliability | WLDFR | HFTD - Distribution - Tier 3 - 2QU CoRE ¦ 4QU LoRE | Non-Red Flag Warning - Large Fires | 2021 | Electric Reliability | 0.69642 | 69.0654 | 2021 | Control | 0.1325 | 3 | 0 | esc | 0.15274 | 0.10637 | 0.15274 | 0.10637 | 0 | 0 | 0 | 0
[149 empty] | All EPR in 2020WLDFRFinancial | WLDFR | HFTD - Distribution - Tier 3 - 2QU CoRE ¦ 4QU LoRE | Non-Red Flag Warning - Large Fires | 2021 | Financial | 2.942 | 69.0654 | 2021 | Control | 0.053 | 3 | 0 | esc | 0.055966 | 0.16465 | 0.055966 | 0.16465 | 0 | 0 | 0 | 0
[149 empty] | All EPR in 2020WLDFRSafety | WLDFR | HFTD - Distribution - Tier 3 - 2QU CoRE ¦ 4QU LoRE | Non-Red Flag Warning - Large Fires | 2021 | Safety | 1.6022 | 69.0654 | 2021 | Control | 0.053 | 3 | 0 | esc | 0.055966 | 0.089668 | 0.055966 | 0.089668 | 0 | 0 | 0 | 0
[149 empty] | All EPR in 2020WLDFRElectric Reliability | WLDFR | HFTD - Distribution - Tier 3 - 2QU CoRE ¦ 4QU LoRE | Non-Red Flag Warning - Large Fires | 2022 | Electric Reliability | 0.69642 | 69.0654 | 2022 | Control | 0.1325 | 3 | 0 | esc | 0.15274 | 0.10637 | 0.15274 | 0.10637 | 0.15274 | 0.10637 | 0 | 0
[149 empty] | All EPR in 2020WLDFRFinancial | WLDFR | HFTD - Distribution - Tier 3 - 2QU CoRE ¦ 4QU LoRE | Non-Red Flag Warning - Large Fires | 2022 | Financial | 2.942 | 69.0654 | 2022 | Control | 0.053 | 3 | 0 | esc | 0.055966 | 0.16465 | 0.055966 | 0.16465 | 0.055966 | 0.16465 | 0 | 0
[149 empty] | All EPR in 2020WLDFRSafety | WLDFR | HFTD - Distribution - Tier 3 - 2QU CoRE ¦ 4QU LoRE | Non-Red Flag Warning - Large Fires | 2022 | Safety | 1.6022 | 69.0654 | 2022 | Control | 0.053 | 3 | 0 | esc | 0.055966 | 0.089668 | 0.055966 | 0.089668 | 0.055966 | 0.089668 | 0 | 0
[149 empty] | All EPR in 2020WLDFRElectric Reliability | WLDFR | HFTD - Distribution - Tier 3 - 2QU CoRE ¦ 4QU LoRE | Non-Red Flag Warning - Large Fires | 2023 | Electric Reliability | 0.71896 | 69.0654 | 2023 | Control | 0.1325 | 3 | 0 | esc | 0 | 0 | 0.15274 | 0.10981 | 0.15274 | 0.10981 | 0.15274 | 0.10981
[149 empty] | All EPR in 2020WLDFRFinancial | WLDFR | HFTD - Distribution - Tier 3 - 2QU CoRE ¦ 4QU LoRE | Non-Red Flag Warning - Large Fires | 2023 | Financial | 3.0715 | 69.0654 | 2023 | Control | 0.053 | 3 | 0 | esc | 0 | 0 | 0.055966 | 0.1719 | 0.055966 | 0.1719 | 0.055966 | 0.1719
[149 empty] | All EPR in 2020WLDFRSafety | WLDFR | HFTD - Distribution - Tier 3 - 2QU CoRE ¦ 4QU LoRE | Non-Red Flag Warning - Large Fires | 2023 | Safety | 1.6846 | 69.0654 | 2023 | Control | 0.053 | 3 | 0 | esc | 0 | 0 | 0.055966 | 0.094279 | 0.055966 | 0.094279 | 0.055966 | 0.094279
[149 empty] | All EPR in 2020WLDFRElectric Reliability | WLDFR | HFTD - Distribution - Tier 3 - 2QU CoRE ¦ 4QU LoRE | Non-Red Flag Warning - Large Fires | 2024 | Electric Reliability | 0.71896 | 69.0654 | 2024 | Control | 0.1325 | 3 | 0 | esc | 0 | 0 | 0 | 0 | 0.15274 | 0.10981 | 0.15274 | 0.10981
[149 empty] | All EPR in 2020WLDFRFinancial | WLDFR | HFTD - Distribution - Tier 3 - 2QU CoRE ¦ 4QU LoRE | Non-Red Flag Warning - Large Fires | 2024 | Financial | 3.0715 | 69.0654 | 2024 | Control | 0.053 | 3 | 0 | esc | 0 | 0 | 0 | 0 | 0.055966 | 0.1719 | 0.055966 | 0.1719
[149 empty] | All EPR in 2020WLDFRSafety | WLDFR | HFTD - Distribution - Tier 3 - 2QU CoRE ¦ 4QU LoRE | Non-Red Flag Warning - Large Fires | 2024 | Safety | 1.6846 | 69.0654 | 2024 | Control | 0.053 | 3 | 0 | esc | 0 | 0 | 0 | 0 | 0.055966 | 0.094279 | 0.055966 | 0.094279
[149 empty] | All EPR in 2020WLDFRElectric Reliability | WLDFR | HFTD - Distribution - Tier 3 - 2QU CoRE ¦ 4QU LoRE | Non-Red Flag Warning - Large Fires | 2025 | Electric Reliability | 0.71896 | 69.0654 | 2025 | Control | 0.1325 | 3 | 0 | esc | 0 | 0 | 0 | 0 | 0 | 0 | 0.15274 | 0.10981
[149 empty] | All EPR in 2020WLDFRFinancial | WLDFR | HFTD - Distribution - Tier 3 - 2QU CoRE ¦ 4QU LoRE | Non-Red Flag Warning - Large Fires | 2025 | Financial | 3.0715 | 69.0654 | 2025 | Control | 0.053 | 3 | 0 | esc | 0 | 0 | 0 | 0 | 0 | 0 | 0.055966 | 0.1719
[149 empty] | All EPR in 2020WLDFRSafety | WLDFR | HFTD - Distribution - Tier 3 - 2QU CoRE ¦ 4QU LoRE | Non-Red Flag Warning - Large Fires | 2025 | Safety | 1.6846 | 69.0654 | 2025 | Control | 0.053 | 3 | 0 | esc | 0 | 0 | 0 | 0 | 0 | 0 | 0.055966 | 0.094279
[149 empty] | All EPR in 2020WLDFRElectric Reliability | WLDFR | HFTD - Distribution - Tier 3 - 2QU CoRE ¦ 4QU LoRE | Non-Red Flag Warning - Small Fires | 2021 | Electric Reliability | 0.036425 | 69.0654 | 2021 | Control | 0.1325 | 3 | 0 | esc | 0.15274 | 0.0055635 | 0.15274 | 0.0055635 | 0 | 0 | 0 | 0
[149 empty] | All EPR in 2020WLDFRFinancial | WLDFR | HFTD - Distribution - Tier 3 - 2QU CoRE ¦ 4QU LoRE | Non-Red Flag Warning - Small Fires | 2021 | Financial | 0.0015809 | 69.0654 | 2021 | Control | 0.053 | 3 | 0 | esc | 0.055966 | 8.8475e-05 | 0.055966 | 8.8475e-05 | 0 | 0 | 0 | 0
[149 empty] | All EPR in 2020WLDFRSafety | WLDFR | HFTD - Distribution - Tier 3 - 2QU CoRE ¦ 4QU LoRE | Non-Red Flag Warning - Small Fires | 2021 | Safety | 0.039895 | 69.0654 | 2021 | Control | 0.053 | 3 | 0 | esc | 0.055966 | 0.0022328 | 0.055966 | 0.0022328 | 0 | 0 | 0 | 0
[149 empty] | All EPR in 2020WLDFRElectric Reliability | WLDFR | HFTD - Distribution - Tier 3 - 2QU CoRE ¦ 4QU LoRE | Non-Red Flag Warning - Small Fires | 2022 | Electric Reliability | 0.036425 | 69.0654 | 2022 | Control | 0.1325 | 3 | 0 | esc | 0.15274 | 0.0055635 | 0.15274 | 0.0055635 | 0.15274 | 0.0055635 | 0 | 0
[149 empty] | All EPR in 2020WLDFRFinancial | WLDFR | HFTD - Distribution - Tier 3 - 2QU CoRE ¦ 4QU LoRE | Non-Red Flag Warning - Small Fires | 2022 | Financial | 0.0015809 | 69.0654 | 2022 | Control | 0.053 | 3 | 0 | esc | 0.055966 | 8.8475e-05 | 0.055966 | 8.8475e-05 | 0.055966 | 8.8475e-05 | 0 | 0
[149 empty] | All EPR in 2020WLDFRSafety | WLDFR | HFTD - Distribution - Tier 3 - 2QU CoRE ¦ 4QU LoRE | Non-Red Flag Warning - Small Fires | 2022 | Safety | 0.039895 | 69.0654 | 2022 | Control | 0.053 | 3 | 0 | esc | 0.055966 | 0.0022328 | 0.055966 | 0.0022328 | 0.055966 | 0.0022328 | 0 | 0
[149 empty] | All EPR in 2020WLDFRElectric Reliability | WLDFR | HFTD - Distribution - Tier 3 - 2QU CoRE ¦ 4QU LoRE | Non-Red Flag Warning - Small Fires | 2023 | Electric Reliability | 0.03759 | 69.0654 | 2023 | Control | 0.1325 | 3 | 0 | esc | 0 | 0 | 0.15274 | 0.0057414 | 0.15274 | 0.0057414 | 0.15274 | 0.0057414
[149 empty] | All EPR in 2020WLDFRFinancial | WLDFR | HFTD - Distribution - Tier 3 - 2QU CoRE ¦ 4QU LoRE | Non-Red Flag Warning - Small Fires | 2023 | Financial | 0.0016314 | 69.0654 | 2023 | Control | 0.053 | 3 | 0 | esc | 0 | 0 | 0.055966 | 9.1305e-05 | 0.055966 | 9.1305e-05 | 0.055966 | 9.1305e-05
[149 empty] | All EPR in 2020WLDFRSafety | WLDFR | HFTD - Distribution - Tier 3 - 2QU CoRE ¦ 4QU LoRE | Non-Red Flag Warning - Small Fires | 2023 | Safety | 0.041187 | 69.0654 | 2023 | Control | 0.053 | 3 | 0 | esc | 0 | 0 | 0.055966 | 0.0023051 | 0.055966 | 0.0023051 | 0.055966 | 0.0023051
[149 empty] | All EPR in 2020WLDFRElectric Reliability | WLDFR | HFTD - Distribution - Tier 3 - 2QU CoRE ¦ 4QU LoRE | Non-Red Flag Warning - Small Fires | 2024 | Electric Reliability | 0.03759 | 69.0654 | 2024 | Control | 0.1325 | 3 | 0 | esc | 0 | 0 | 0 | 0 | 0.15274 | 0.0057414 | 0.15274 | 0.0057414
[149 empty] | All EPR in 2020WLDFRFinancial | WLDFR | HFTD - Distribution - Tier 3 - 2QU CoRE ¦ 4QU LoRE | Non-Red Flag Warning - Small Fires | 2024 | Financial | 0.0016314 | 69.0654 | 2024 | Control | 0.053 | 3 | 0 | esc | 0 | 0 | 0 | 0 | 0.055966 | 9.1305e-05 | 0.055966 | 9.1305e-05
[149 empty] | All EPR in 2020WLDFRSafety | WLDFR | HFTD - Distribution - Tier 3 - 2QU CoRE ¦ 4QU LoRE | Non-Red Flag Warning - Small Fires | 2024 | Safety | 0.041187 | 69.0654 | 2024 | Control | 0.053 | 3 | 0 | esc | 0 | 0 | 0 | 0 | 0.055966 | 0.0023051 | 0.055966 | 0.0023051
[149 empty] | All EPR in 2020WLDFRElectric Reliability | WLDFR | HFTD - Distribution - Tier 3 - 2QU CoRE ¦ 4QU LoRE | Non-Red Flag Warning - Small Fires | 2025 | Electric Reliability | 0.03759 | 69.0654 | 2025 | Control | 0.1325 | 3 | 0 | esc | 0 | 0 | 0 | 0 | 0 | 0 | 0.15274 | 0.0057414
[149 empty] | All EPR in 2020WLDFRFinancial | WLDFR | HFTD - Distribution - Tier 3 - 2QU CoRE ¦ 4QU LoRE | Non-Red Flag Warning - Small Fires | 2025 | Financial | 0.0016314 | 69.0654 | 2025 | Control | 0.053 | 3 | 0 | esc | 0 | 0 | 0 | 0 | 0 | 0 | 0.055966 | 9.1305e-05
[149 empty] | All EPR in 2020WLDFRSafety | WLDFR | HFTD - Distribution - Tier 3 - 2QU CoRE ¦ 4QU LoRE | Non-Red Flag Warning - Small Fires | 2025 | Safety | 0.041187 | 69.0654 | 2025 | Control | 0.053 | 3 | 0 | esc | 0 | 0 | 0 | 0 | 0 | 0 | 0.055966 | 0.0023051
[149 empty] | All EPR in 2020WLDFRElectric Reliability | WLDFR | HFTD - Distribution - Tier 3 - 2QU CoRE ¦ 4QU LoRE | Red Flag Warning - Catastrophic Fires | 2021 | Electric Reliability | 222.2294 | 69.0654 | 2021 | Control | 0.1325 | 3 | 0 | esc | 0.15274 | 33.9428 | 0.15274 | 33.9428 | 0 | 0 | 0 | 0
[149 empty] | All EPR in 2020WLDFRFinancial | WLDFR | HFTD - Distribution - Tier 3 - 2QU CoRE ¦ 4QU LoRE | Red Flag Warning - Catastrophic Fires | 2021 | Financial | 8585.7228 | 69.0654 | 2021 | Control | 0.053 | 3 | 0 | esc | 0.055966 | 480.5104 | 0.055966 | 480.5104 | 0 | 0 | 0 | 0
[149 empty] | All EPR in 2020WLDFRSafety | WLDFR | HFTD - Distribution - Tier 3 - 2QU CoRE ¦ 4QU LoRE | Red Flag Warning - Catastrophic Fires | 2021 | Safety | 5338.1784 | 69.0654 | 2021 | Control | 0.053 | 3 | 0 | esc | 0.055966 | 298.7576 | 0.055966 | 298.7576 | 0 | 0 | 0 | 0
[149 empty] | All EPR in 2020WLDFRElectric Reliability | WLDFR | HFTD - Distribution - Tier 3 - 2QU CoRE ¦ 4QU LoRE | Red Flag Warning - Catastrophic Fires | 2022 | Electric Reliability | 222.2294 | 69.0654 | 2022 | Control | 0.1325 | 3 | 0 | esc | 0.15274 | 33.9428 | 0.15274 | 33.9428 | 0.15274 | 33.9428 | 0 | 0
[149 empty] | All EPR in 2020WLDFRFinancial | WLDFR | HFTD - Distribution - Tier 3 - 2QU CoRE ¦ 4QU LoRE | Red Flag Warning - Catastrophic Fires | 2022 | Financial | 8585.7228 | 69.0654 | 2022 | Control | 0.053 | 3 | 0 | esc | 0.055966 | 480.5104 | 0.055966 | 480.5104 | 0.055966 | 480.5104 | 0 | 0
[149 empty] | All EPR in 2020WLDFRSafety | WLDFR | HFTD - Distribution - Tier 3 - 2QU CoRE ¦ 4QU LoRE | Red Flag Warning - Catastrophic Fires | 2022 | Safety | 5338.1784 | 69.0654 | 2022 | Control | 0.053 | 3 | 0 | esc | 0.055966 | 298.7576 | 0.055966 | 298.7576 | 0.055966 | 298.7576 | 0 | 0
[149 empty] | All EPR in 2020WLDFRElectric Reliability | WLDFR | HFTD - Distribution - Tier 3 - 2QU CoRE ¦ 4QU LoRE | Red Flag Warning - Catastrophic Fires | 2023 | Electric Reliability | 233.2301 | 69.0654 | 2023 | Control | 0.1325 | 3 | 0 | esc | 0 | 0 | 0.15274 | 35.623 | 0.15274 | 35.623 | 0.15274 | 35.623
[149 empty] | All EPR in 2020WLDFRFinancial | WLDFR | HFTD - Distribution - Tier 3 - 2QU CoRE ¦ 4QU LoRE | Red Flag Warning - Catastrophic Fires | 2023 | Financial | 8896.516 | 69.0654 | 2023 | Control | 0.053 | 3 | 0 | esc | 0 | 0 | 0.055966 | 497.9043 | 0.055966 | 497.9043 | 0.055966 | 497.9043
[149 empty] | All EPR in 2020WLDFRSafety | WLDFR | HFTD - Distribution - Tier 3 - 2QU CoRE ¦ 4QU LoRE | Red Flag Warning - Catastrophic Fires | 2023 | Safety | 5534.8915 | 69.0654 | 2023 | Control | 0.053 | 3 | 0 | esc | 0 | 0 | 0.055966 | 309.7669 | 0.055966 | 309.7669 | 0.055966 | 309.7669
[149 empty] | All EPR in 2020WLDFRElectric Reliability | WLDFR | HFTD - Distribution - Tier 3 - 2QU CoRE ¦ 4QU LoRE | Red Flag Warning - Catastrophic Fires | 2024 | Electric Reliability | 233.2301 | 69.0654 | 2024 | Control | 0.1325 | 3 | 0 | esc | 0 | 0 | 0 | 0 | 0.15274 | 35.623 | 0.15274 | 35.623
[149 empty] | All EPR in 2020WLDFRFinancial | WLDFR | HFTD - Distribution - Tier 3 - 2QU CoRE ¦ 4QU LoRE | Red Flag Warning - Catastrophic Fires | 2024 | Financial | 8896.516 | 69.0654 | 2024 | Control | 0.053 | 3 | 0 | esc | 0 | 0 | 0 | 0 | 0.055966 | 497.9043 | 0.055966 | 497.9043
[149 empty] | All EPR in 2020WLDFRSafety | WLDFR | HFTD - Distribution - Tier 3 - 2QU CoRE ¦ 4QU LoRE | Red Flag Warning - Catastrophic Fires | 2024 | Safety | 5534.8915 | 69.0654 | 2024 | Control | 0.053 | 3 | 0 | esc | 0 | 0 | 0 | 0 | 0.055966 | 309.7669 | 0.055966 | 309.7669
[149 empty] | All EPR in 2020WLDFRElectric Reliability | WLDFR | HFTD - Distribution - Tier 3 - 2QU CoRE ¦ 4QU LoRE | Red Flag Warning - Catastrophic Fires | 2025 | Electric Reliability | 233.2301 | 69.0654 | 2025 | Control | 0.1325 | 3 | 0 | esc | 0 | 0 | 0 | 0 | 0 | 0 | 0.15274 | 35.623
[149 empty] | All EPR in 2020WLDFRFinancial | WLDFR | HFTD - Distribution - Tier 3 - 2QU CoRE ¦ 4QU LoRE | Red Flag Warning - Catastrophic Fires | 2025 | Financial | 8896.516 | 69.0654 | 2025 | Control | 0.053 | 3 | 0 | esc | 0 | 0 | 0 | 0 | 0 | 0 | 0.055966 | 497.9043
[149 empty] | All EPR in 2020WLDFRSafety | WLDFR | HFTD - Distribution - Tier 3 - 2QU CoRE ¦ 4QU LoRE | Red Flag Warning - Catastrophic Fires | 2025 | Safety | 5534.8915 | 69.0654 | 2025 | Control | 0.053 | 3 | 0 | esc | 0 | 0 | 0 | 0 | 0 | 0 | 0.055966 | 309.7669
[149 empty] | All EPR in 2020WLDFRElectric Reliability | WLDFR | HFTD - Distribution - Tier 3 - 2QU CoRE ¦ 4QU LoRE | Red Flag Warning - Destructive Fires | 2021 | Electric Reliability | 222.2294 | 69.0654 | 2021 | Control | 0.1325 | 3 | 0 | esc | 0.15274 | 33.9428 | 0.15274 | 33.9428 | 0 | 0 | 0 | 0
[149 empty] | All EPR in 2020WLDFRFinancial | WLDFR | HFTD - Distribution - Tier 3 - 2QU CoRE ¦ 4QU LoRE | Red Flag Warning - Destructive Fires | 2021 | Financial | 8585.7228 | 69.0654 | 2021 | Control | 0.053 | 3 | 0 | esc | 0.055966 | 480.5104 | 0.055966 | 480.5104 | 0 | 0 | 0 | 0
[149 empty] | All EPR in 2020WLDFRElectric Reliability | WLDFR | HFTD - Distribution - Tier 3 - 2QU CoRE ¦ 4QU LoRE | Red Flag Warning - Destructive Fires | 2022 | Electric Reliability | 222.2294 | 69.0654 | 2022 | Control | 0.1325 | 3 | 0 | esc | 0.15274 | 33.9428 | 0.15274 | 33.9428 | 0.15274 | 33.9428 | 0 | 0
[149 empty] | All EPR in 2020WLDFRFinancial | WLDFR | HFTD - Distribution - Tier 3 - 2QU CoRE ¦ 4QU LoRE | Red Flag Warning - Destructive Fires | 2022 | Financial | 8585.7228 | 69.0654 | 2022 | Control | 0.053 | 3 | 0 | esc | 0.055966 | 480.5104 | 0.055966 | 480.5104 | 0.055966 | 480.5104 | 0 | 0
[149 empty] | All EPR in 2020WLDFRElectric Reliability | WLDFR | HFTD - Distribution - Tier 3 - 2QU CoRE ¦ 4QU LoRE | Red Flag Warning - Destructive Fires | 2023 | Electric Reliability | 233.2301 | 69.0654 | 2023 | Control | 0.1325 | 3 | 0 | esc | 0 | 0 | 0.15274 | 35.623 | 0.15274 | 35.623 | 0.15274 | 35.623
[149 empty] | All EPR in 2020WLDFRFinancial | WLDFR | HFTD - Distribution - Tier 3 - 2QU CoRE ¦ 4QU LoRE | Red Flag Warning - Destructive Fires | 2023 | Financial | 8896.516 | 69.0654 | 2023 | Control | 0.053 | 3 | 0 | esc | 0 | 0 | 0.055966 | 497.9043 | 0.055966 | 497.9043 | 0.055966 | 497.9043
[149 empty] | All EPR in 2020WLDFRElectric Reliability | WLDFR | HFTD - Distribution - Tier 3 - 2QU CoRE ¦ 4QU LoRE | Red Flag Warning - Destructive Fires | 2024 | Electric Reliability | 233.2301 | 69.0654 | 2024 | Control | 0.1325 | 3 | 0 | esc | 0 | 0 | 0 | 0 | 0.15274 | 35.623 | 0.15274 | 35.623
[149 empty] | All EPR in 2020WLDFRFinancial | WLDFR | HFTD - Distribution - Tier 3 - 2QU CoRE ¦ 4QU LoRE | Red Flag Warning - Destructive Fires | 2024 | Financial | 8896.516 | 69.0654 | 2024 | Control | 0.053 | 3 | 0 | esc | 0 | 0 | 0 | 0 | 0.055966 | 497.9043 | 0.055966 | 497.9043
[149 empty] | All EPR in 2020WLDFRElectric Reliability | WLDFR | HFTD - Distribution - Tier 3 - 2QU CoRE ¦ 4QU LoRE | Red Flag Warning - Destructive Fires | 2025 | Electric Reliability | 233.2301 | 69.0654 | 2025 | Control | 0.1325 | 3 | 0 | esc | 0 | 0 | 0 | 0 | 0 | 0 | 0.15274 | 35.623
[149 empty] | All EPR in 2020WLDFRFinancial | WLDFR | HFTD - Distribution - Tier 3 - 2QU CoRE ¦ 4QU LoRE | Red Flag Warning - Destructive Fires | 2025 | Financial | 8896.516 | 69.0654 | 2025 | Control | 0.053 | 3 | 0 | esc | 0 | 0 | 0 | 0 | 0 | 0 | 0.055966 | 497.9043
[149 empty] | All EPR in 2020WLDFRElectric Reliability | WLDFR | HFTD - Distribution - Tier 3 - 2QU CoRE ¦ 4QU LoRE | Red Flag Warning - Large Fires | 2021 | Electric Reliability | 0.69642 | 69.0654 | 2021 | Control | 0.1325 | 3 | 0 | esc | 0.15274 | 0.10637 | 0.15274 | 0.10637 | 0 | 0 | 0 | 0
[149 empty] | All EPR in 2020WLDFRFinancial | WLDFR | HFTD - Distribution - Tier 3 - 2QU CoRE ¦ 4QU LoRE | Red Flag Warning - Large Fires | 2021 | Financial | 2.942 | 69.0654 | 2021 | Control | 0.053 | 3 | 0 | esc | 0.055966 | 0.16465 | 0.055966 | 0.16465 | 0 | 0 | 0 | 0
[149 empty] | All EPR in 2020WLDFRSafety | WLDFR | HFTD - Distribution - Tier 3 - 2QU CoRE ¦ 4QU LoRE | Red Flag Warning - Large Fires | 2021 | Safety | 1.6022 | 69.0654 | 2021 | Control | 0.053 | 3 | 0 | esc | 0.055966 | 0.089668 | 0.055966 | 0.089668 | 0 | 0 | 0 | 0
[149 empty] | All EPR in 2020WLDFRElectric Reliability | WLDFR | HFTD - Distribution - Tier 3 - 2QU CoRE ¦ 4QU LoRE | Red Flag Warning - Large Fires | 2022 | Electric Reliability | 0.69642 | 69.0654 | 2022 | Control | 0.1325 | 3 | 0 | esc | 0.15274 | 0.10637 | 0.15274 | 0.10637 | 0.15274 | 0.10637 | 0 | 0
[149 empty] | All EPR in 2020WLDFRFinancial | WLDFR | HFTD - Distribution - Tier 3 - 2QU CoRE ¦ 4QU LoRE | Red Flag Warning - Large Fires | 2022 | Financial | 2.942 | 69.0654 | 2022 | Control | 0.053 | 3 | 0 | esc | 0.055966 | 0.16465 | 0.055966 | 0.16465 | 0.055966 | 0.16465 | 0 | 0
[149 empty] | All EPR in 2020WLDFRSafety | WLDFR | HFTD - Distribution - Tier 3 - 2QU CoRE ¦ 4QU LoRE | Red Flag Warning - Large Fires | 2022 | Safety | 1.6022 | 69.0654 | 2022 | Control | 0.053 | 3 | 0 | esc | 0.055966 | 0.089668 | 0.055966 | 0.089668 | 0.055966 | 0.089668 | 0 | 0
[149 empty] | All EPR in 2020WLDFRElectric Reliability | WLDFR | HFTD - Distribution - Tier 3 - 2QU CoRE ¦ 4QU LoRE | Red Flag Warning - Large Fires | 2023 | Electric Reliability | 0.71896 | 69.0654 | 2023 | Control | 0.1325 | 3 | 0 | esc | 0 | 0 | 0.15274 | 0.10981 | 0.15274 | 0.10981 | 0.15274 | 0.10981
[149 empty] | All EPR in 2020WLDFRFinancial | WLDFR | HFTD - Distribution - Tier 3 - 2QU CoRE ¦ 4QU LoRE | Red Flag Warning - Large Fires | 2023 | Financial | 3.0715 | 69.0654 | 2023 | Control | 0.053 | 3 | 0 | esc | 0 | 0 | 0.055966 | 0.1719 | 0.055966 | 0.1719 | 0.055966 | 0.1719
[149 empty] | All EPR in 2020WLDFRSafety | WLDFR | HFTD - Distribution - Tier 3 - 2QU CoRE ¦ 4QU LoRE | Red Flag Warning - Large Fires | 2023 | Safety | 1.6846 | 69.0654 | 2023 | Control | 0.053 | 3 | 0 | esc | 0 | 0 | 0.055966 | 0.094279 | 0.055966 | 0.094279 | 0.055966 | 0.094279
[149 empty] | All EPR in 2020WLDFRElectric Reliability | WLDFR | HFTD - Distribution - Tier 3 - 2QU CoRE ¦ 4QU LoRE | Red Flag Warning - Large Fires | 2024 | Electric Reliability | 0.71896 | 69.0654 | 2024 | Control | 0.1325 | 3 | 0 | esc | 0 | 0 | 0 | 0 | 0.15274 | 0.10981 | 0.15274 | 0.10981
[149 empty] | All EPR in 2020WLDFRFinancial | WLDFR | HFTD - Distribution - Tier 3 - 2QU CoRE ¦ 4QU LoRE | Red Flag Warning - Large Fires | 2024 | Financial | 3.0715 | 69.0654 | 2024 | Control | 0.053 | 3 | 0 | esc | 0 | 0 | 0 | 0 | 0.055966 | 0.1719 | 0.055966 | 0.1719
[149 empty] | All EPR in 2020WLDFRSafety | WLDFR | HFTD - Distribution - Tier 3 - 2QU CoRE ¦ 4QU LoRE | Red Flag Warning - Large Fires | 2024 | Safety | 1.6846 | 69.0654 | 2024 | Control | 0.053 | 3 | 0 | esc | 0 | 0 | 0 | 0 | 0.055966 | 0.094279 | 0.055966 | 0.094279
[149 empty] | All EPR in 2020WLDFRElectric Reliability | WLDFR | HFTD - Distribution - Tier 3 - 2QU CoRE ¦ 4QU LoRE | Red Flag Warning - Large Fires | 2025 | Electric Reliability | 0.71896 | 69.0654 | 2025 | Control | 0.1325 | 3 | 0 | esc | 0 | 0 | 0 | 0 | 0 | 0 | 0.15274 | 0.10981
[149 empty] | All EPR in 2020WLDFRFinancial | WLDFR | HFTD - Distribution - Tier 3 - 2QU CoRE ¦ 4QU LoRE | Red Flag Warning - Large Fires | 2025 | Financial | 3.0715 | 69.0654 | 2025 | Control | 0.053 | 3 | 0 | esc | 0 | 0 | 0 | 0 | 0 | 0 | 0.055966 | 0.1719
[149 empty] | All EPR in 2020WLDFRSafety | WLDFR | HFTD - Distribution - Tier 3 - 2QU CoRE ¦ 4QU LoRE | Red Flag Warning - Large Fires | 2025 | Safety | 1.6846 | 69.0654 | 2025 | Control | 0.053 | 3 | 0 | esc | 0 | 0 | 0 | 0 | 0 | 0 | 0.055966 | 0.094279
[149 empty] | All EPR in 2020WLDFRElectric Reliability | WLDFR | HFTD - Distribution - Tier 3 - 2QU CoRE ¦ 4QU LoRE | Red Flag Warning - Small Fires | 2021 | Electric Reliability | 0.036425 | 69.0654 | 2021 | Control | 0.1325 | 3 | 0 | esc | 0.15274 | 0.0055635 | 0.15274 | 0.0055635 | 0 | 0 | 0 | 0
[149 empty] | All EPR in 2020WLDFRFinancial | WLDFR | HFTD - Distribution - Tier 3 - 2QU CoRE ¦ 4QU LoRE | Red Flag Warning - Small Fires | 2021 | Financial | 0.0015809 | 69.0654 | 2021 | Control | 0.053 | 3 | 0 | esc | 0.055966 | 8.8475e-05 | 0.055966 | 8.8475e-05 | 0 | 0 | 0 | 0
[149 empty] | All EPR in 2020WLDFRSafety | WLDFR | HFTD - Distribution - Tier 3 - 2QU CoRE ¦ 4QU LoRE | Red Flag Warning - Small Fires | 2021 | Safety | 0.039895 | 69.0654 | 2021 | Control | 0.053 | 3 | 0 | esc | 0.055966 | 0.0022328 | 0.055966 | 0.0022328 | 0 | 0 | 0 | 0
[149 empty] | All EPR in 2020WLDFRElectric Reliability | WLDFR | HFTD - Distribution - Tier 3 - 2QU CoRE ¦ 4QU LoRE | Red Flag Warning - Small Fires | 2022 | Electric Reliability | 0.036425 | 69.0654 | 2022 | Control | 0.1325 | 3 | 0 | esc | 0.15274 | 0.0055635 | 0.15274 | 0.0055635 | 0.15274 | 0.0055635 | 0 | 0
[149 empty] | All EPR in 2020WLDFRFinancial | WLDFR | HFTD - Distribution - Tier 3 - 2QU CoRE ¦ 4QU LoRE | Red Flag Warning - Small Fires | 2022 | Financial | 0.0015809 | 69.0654 | 2022 | Control | 0.053 | 3 | 0 | esc | 0.055966 | 8.8475e-05 | 0.055966 | 8.8475e-05 | 0.055966 | 8.8475e-05 | 0 | 0
[149 empty] | All EPR in 2020WLDFRSafety | WLDFR | HFTD - Distribution - Tier 3 - 2QU CoRE ¦ 4QU LoRE | Red Flag Warning - Small Fires | 2022 | Safety | 0.039895 | 69.0654 | 2022 | Control | 0.053 | 3 | 0 | esc | 0.055966 | 0.0022328 | 0.055966 | 0.0022328 | 0.055966 | 0.0022328 | 0 | 0
[149 empty] | All EPR in 2020WLDFRElectric Reliability | WLDFR | HFTD - Distribution - Tier 3 - 2QU CoRE ¦ 4QU LoRE | Red Flag Warning - Small Fires | 2023 | Electric Reliability | 0.03759 | 69.0654 | 2023 | Control | 0.1325 | 3 | 0 | esc | 0 | 0 | 0.15274 | 0.0057414 | 0.15274 | 0.0057414 | 0.15274 | 0.0057414
[149 empty] | All EPR in 2020WLDFRFinancial | WLDFR | HFTD - Distribution - Tier 3 - 2QU CoRE ¦ 4QU LoRE | Red Flag Warning - Small Fires | 2023 | Financial | 0.0016314 | 69.0654 | 2023 | Control | 0.053 | 3 | 0 | esc | 0 | 0 | 0.055966 | 9.1305e-05 | 0.055966 | 9.1305e-05 | 0.055966 | 9.1305e-05
[149 empty] | All EPR in 2020WLDFRSafety | WLDFR | HFTD - Distribution - Tier 3 - 2QU CoRE ¦ 4QU LoRE | Red Flag Warning - Small Fires | 2023 | Safety | 0.041187 | 69.0654 | 2023 | Control | 0.053 | 3 | 0 | esc | 0 | 0 | 0.055966 | 0.0023051 | 0.055966 | 0.0023051 | 0.055966 | 0.0023051
[149 empty] | All EPR in 2020WLDFRElectric Reliability | WLDFR | HFTD - Distribution - Tier 3 - 2QU CoRE ¦ 4QU LoRE | Red Flag Warning - Small Fires | 2024 | Electric Reliability | 0.03759 | 69.0654 | 2024 | Control | 0.1325 | 3 | 0 | esc | 0 | 0 | 0 | 0 | 0.15274 | 0.0057414 | 0.15274 | 0.0057414
[149 empty] | All EPR in 2020WLDFRFinancial | WLDFR | HFTD - Distribution - Tier 3 - 2QU CoRE ¦ 4QU LoRE | Red Flag Warning - Small Fires | 2024 | Financial | 0.0016314 | 69.0654 | 2024 | Control | 0.053 | 3 | 0 | esc | 0 | 0 | 0 | 0 | 0.055966 | 9.1305e-05 | 0.055966 | 9.1305e-05
[149 empty] | All EPR in 2020WLDFRSafety | WLDFR | HFTD - Distribution - Tier 3 - 2QU CoRE ¦ 4QU LoRE | Red Flag Warning - Small Fires | 2024 | Safety | 0.041187 | 69.0654 | 2024 | Control | 0.053 | 3 | 0 | esc | 0 | 0 | 0 | 0 | 0.055966 | 0.0023051 | 0.055966 | 0.0023051
[149 empty] | All EPR in 2020WLDFRElectric Reliability | WLDFR | HFTD - Distribution - Tier 3 - 2QU CoRE ¦ 4QU LoRE | Red Flag Warning - Small Fires | 2025 | Electric Reliability | 0.03759 | 69.0654 | 2025 | Control | 0.1325 | 3 | 0 | esc | 0 | 0 | 0 | 0 | 0 | 0 | 0.15274 | 0.0057414
[149 empty] | All EPR in 2020WLDFRFinancial | WLDFR | HFTD - Distribution - Tier 3 - 2QU CoRE ¦ 4QU LoRE | Red Flag Warning - Small Fires | 2025 | Financial | 0.0016314 | 69.0654 | 2025 | Control | 0.053 | 3 | 0 | esc | 0 | 0 | 0 | 0 | 0 | 0 | 0.055966 | 9.1305e-05
[149 empty] | All EPR in 2020WLDFRSafety | WLDFR | HFTD - Distribution - Tier 3 - 2QU CoRE ¦ 4QU LoRE | Red Flag Warning - Small Fires | 2025 | Safety | 0.041187 | 69.0654 | 2025 | Control | 0.053 | 3 | 0 | esc | 0 | 0 | 0 | 0 | 0 | 0 | 0.055966 | 0.0023051
[149 empty] | All EPR in 2020WLDFRElectric Reliability | WLDFR | HFTD - Distribution - Tier 3 - 2QU CoRE ¦ 4QU LoRE | Seismic - Non-Red Flag Warning - Catastrophic Fires | 2021 | Electric Reliability | 409.2237 | 69.0654 | 2021 | Control | 0.1325 | 3 | 0 | esc | 0.15274 | 62.5039 | 0.15274 | 62.5039 | 0 | 0 | 0 | 0
[149 empty] | All EPR in 2020WLDFRFinancial | WLDFR | HFTD - Distribution - Tier 3 - 2QU CoRE ¦ 4QU LoRE | Seismic - Non-Red Flag Warning - Catastrophic Fires | 2021 | Financial | 13469.0878 | 69.0654 | 2021 | Control | 0.053 | 3 | 0 | esc | 0.055966 | 753.8138 | 0.055966 | 753.8138 | 0 | 0 | 0 | 0
[149 empty] | All EPR in 2020WLDFRSafety | WLDFR | HFTD - Distribution - Tier 3 - 2QU CoRE ¦ 4QU LoRE | Seismic - Non-Red Flag Warning - Catastrophic Fires | 2021 | Safety | 7205.5313 | 69.0654 | 2021 | Control | 0.053 | 3 | 0 | esc | 0.055966 | 403.2663 | 0.055966 | 403.2663 | 0 | 0 | 0 | 0
[149 empty] | All EPR in 2020WLDFRElectric Reliability | WLDFR | HFTD - Distribution - Tier 3 - 2QU CoRE ¦ 4QU LoRE | Seismic - Non-Red Flag Warning - Catastrophic Fires | 2022 | Electric Reliability | 409.2237 | 69.0654 | 2022 | Control | 0.1325 | 3 | 0 | esc | 0.15274 | 62.5039 | 0.15274 | 62.5039 | 0.15274 | 62.5039 | 0 | 0
[149 empty] | All EPR in 2020WLDFRFinancial | WLDFR | HFTD - Distribution - Tier 3 - 2QU CoRE ¦ 4QU LoRE | Seismic - Non-Red Flag Warning - Catastrophic Fires | 2022 | Financial | 13469.0878 | 69.0654 | 2022 | Control | 0.053 | 3 | 0 | esc | 0.055966 | 753.8138 | 0.055966 | 753.8138 | 0.055966 | 753.8138 | 0 | 0
[149 empty] | All EPR in 2020WLDFRSafety | WLDFR | HFTD - Distribution - Tier 3 - 2QU CoRE ¦ 4QU LoRE | Seismic - Non-Red Flag Warning - Catastrophic Fires | 2022 | Safety | 7205.5313 | 69.0654 | 2022 | Control | 0.053 | 3 | 0 | esc | 0.055966 | 403.2663 | 0.055966 | 403.2663 | 0.055966 | 403.2663 | 0 | 0
[149 empty] | All EPR in 2020WLDFRElectric Reliability | WLDFR | HFTD - Distribution - Tier 3 - 2QU CoRE ¦ 4QU LoRE | Seismic - Non-Red Flag Warning - Catastrophic Fires | 2023 | Electric Reliability | 428.6023 | 69.0654 | 2023 | Control | 0.1325 | 3 | 0 | esc | 0 | 0 | 0.15274 | 65.4638 | 0.15274 | 65.4638 | 0.15274 | 65.4638
[149 empty] | All EPR in 2020WLDFRFinancial | WLDFR | HFTD - Distribution - Tier 3 - 2QU CoRE ¦ 4QU LoRE | Seismic - Non-Red Flag Warning - Catastrophic Fires | 2023 | Financial | 13939.561 | 69.0654 | 2023 | Control | 0.053 | 3 | 0 | esc | 0 | 0 | 0.055966 | 780.1444 | 0.055966 | 780.1444 | 0.055966 | 780.1444
[149 empty] | All EPR in 2020WLDFRSafety | WLDFR | HFTD - Distribution - Tier 3 - 2QU CoRE ¦ 4QU LoRE | Seismic - Non-Red Flag Warning - Catastrophic Fires | 2023 | Safety | 7467.8148 | 69.0654 | 2023 | Control | 0.053 | 3 | 0 | esc | 0 | 0 | 0.055966 | 417.9453 | 0.055966 | 417.9453 | 0.055966 | 417.9453
[149 empty] | All EPR in 2020WLDFRElectric Reliability | WLDFR | HFTD - Distribution - Tier 3 - 2QU CoRE ¦ 4QU LoRE | Seismic - Non-Red Flag Warning - Catastrophic Fires | 2024 | Electric Reliability | 428.6023 | 69.0654 | 2024 | Control | 0.1325 | 3 | 0 | esc | 0 | 0 | 0 | 0 | 0.15274 | 65.4638 | 0.15274 | 65.4638
[149 empty] | All EPR in 2020WLDFRFinancial | WLDFR | HFTD - Distribution - Tier 3 - 2QU CoRE ¦ 4QU LoRE | Seismic - Non-Red Flag Warning - Catastrophic Fires | 2024 | Financial | 13939.561 | 69.0654 | 2024 | Control | 0.053 | 3 | 0 | esc | 0 | 0 | 0 | 0 | 0.055966 | 780.1444 | 0.055966 | 780.1444
[149 empty] | All EPR in 2020WLDFRSafety | WLDFR | HFTD - Distribution - Tier 3 - 2QU CoRE ¦ 4QU LoRE | Seismic - Non-Red Flag Warning - Catastrophic Fires | 2024 | Safety | 7467.8148 | 69.0654 | 2024 | Control | 0.053 | 3 | 0 | esc | 0 | 0 | 0 | 0 | 0.055966 | 417.9453 | 0.055966 | 417.9453
[149 empty] | All EPR in 2020WLDFRElectric Reliability | WLDFR | HFTD - Distribution - Tier 3 - 2QU CoRE ¦ 4QU LoRE | Seismic - Non-Red Flag Warning - Catastrophic Fires | 2025 | Electric Reliability | 428.6023 | 69.0654 | 2025 | Control | 0.1325 | 3 | 0 | esc | 0 | 0 | 0 | 0 | 0 | 0 | 0.15274 | 65.4638
[149 empty] | All EPR in 2020WLDFRFinancial | WLDFR | HFTD - Distribution - Tier 3 - 2QU CoRE ¦ 4QU LoRE | Seismic - Non-Red Flag Warning - Catastrophic Fires | 2025 | Financial | 13939.561 | 69.0654 | 2025 | Control | 0.053 | 3 | 0 | esc | 0 | 0 | 0 | 0 | 0 | 0 | 0.055966 | 780.1444
[149 empty] | All EPR in 2020WLDFRSafety | WLDFR | HFTD - Distribution - Tier 3 - 2QU CoRE ¦ 4QU LoRE | Seismic - Non-Red Flag Warning - Catastrophic Fires | 2025 | Safety | 7467.8148 | 69.0654 | 2025 | Control | 0.053 | 3 | 0 | esc | 0 | 0 | 0 | 0 | 0 | 0 | 0.055966 | 417.9453
[149 empty] | All EPR in 2020WLDFRElectric Reliability | WLDFR | HFTD - Distribution - Tier 3 - 2QU CoRE ¦ 4QU LoRE | Seismic - Red Flag Warning - Catastrophic Fires | 2021 | Electric Reliability | 409.2237 | 69.0654 | 2021 | Control | 0.1325 | 3 | 0 | esc | 0.15274 | 62.5039 | 0.15274 | 62.5039 | 0 | 0 | 0 | 0
[149 empty] | All EPR in 2020WLDFRFinancial | WLDFR | HFTD - Distribution - Tier 3 - 2QU CoRE ¦ 4QU LoRE | Seismic - Red Flag Warning - Catastrophic Fires | 2021 | Financial | 13469.0878 | 69.0654 | 2021 | Control | 0.053 | 3 | 0 | esc | 0.055966 | 753.8138 | 0.055966 | 753.8138 | 0 | 0 | 0 | 0
[149 empty] | All EPR in 2020WLDFRSafety | WLDFR | HFTD - Distribution - Tier 3 - 2QU CoRE ¦ 4QU LoRE | Seismic - Red Flag Warning - Catastrophic Fires | 2021 | Safety | 7205.5313 | 69.0654 | 2021 | Control | 0.053 | 3 | 0 | esc | 0.055966 | 403.2663 | 0.055966 | 403.2663 | 0 | 0 | 0 | 0
[149 empty] | All EPR in 2020WLDFRElectric Reliability | WLDFR | HFTD - Distribution - Tier 3 - 2QU CoRE ¦ 4QU LoRE | Seismic - Red Flag Warning - Catastrophic Fires | 2022 | Electric Reliability | 409.2237 | 69.0654 | 2022 | Control | 0.1325 | 3 | 0 | esc | 0.15274 | 62.5039 | 0.15274 | 62.5039 | 0.15274 | 62.5039 | 0 | 0
[149 empty] | All EPR in 2020WLDFRFinancial | WLDFR | HFTD - Distribution - Tier 3 - 2QU CoRE ¦ 4QU LoRE | Seismic - Red Flag Warning - Catastrophic Fires | 2022 | Financial | 13469.0878 | 69.0654 | 2022 | Control | 0.053 | 3 | 0 | esc | 0.055966 | 753.8138 | 0.055966 | 753.8138 | 0.055966 | 753.8138 | 0 | 0
[149 empty] | All EPR in 2020WLDFRSafety | WLDFR | HFTD - Distribution - Tier 3 - 2QU CoRE ¦ 4QU LoRE | Seismic - Red Flag Warning - Catastrophic Fires | 2022 | Safety | 7205.5313 | 69.0654 | 2022 | Control | 0.053 | 3 | 0 | esc | 0.055966 | 403.2663 | 0.055966 | 403.2663 | 0.055966 | 403.2663 | 0 | 0
[149 empty] | All EPR in 2020WLDFRElectric Reliability | WLDFR | HFTD - Distribution - Tier 3 - 2QU CoRE ¦ 4QU LoRE | Seismic - Red Flag Warning - Catastrophic Fires | 2023 | Electric Reliability | 428.6023 | 69.0654 | 2023 | Control | 0.1325 | 3 | 0 | esc | 0 | 0 | 0.15274 | 65.4638 | 0.15274 | 65.4638 | 0.15274 | 65.4638
[149 empty] | All EPR in 2020WLDFRFinancial | WLDFR | HFTD - Distribution - Tier 3 - 2QU CoRE ¦ 4QU LoRE | Seismic - Red Flag Warning - Catastrophic Fires | 2023 | Financial | 13939.561 | 69.0654 | 2023 | Control | 0.053 | 3 | 0 | esc | 0 | 0 | 0.055966 | 780.1444 | 0.055966 | 780.1444 | 0.055966 | 780.1444
[149 empty] | All EPR in 2020WLDFRSafety | WLDFR | HFTD - Distribution - Tier 3 - 2QU CoRE ¦ 4QU LoRE | Seismic - Red Flag Warning - Catastrophic Fires | 2023 | Safety | 7467.8148 | 69.0654 | 2023 | Control | 0.053 | 3 | 0 | esc | 0 | 0 | 0.055966 | 417.9453 | 0.055966 | 417.9453 | 0.055966 | 417.9453
[149 empty] | All EPR in 2020WLDFRElectric Reliability | WLDFR | HFTD - Distribution - Tier 3 - 2QU CoRE ¦ 4QU LoRE | Seismic - Red Flag Warning - Catastrophic Fires | 2024 | Electric Reliability | 428.6023 | 69.0654 | 2024 | Control | 0.1325 | 3 | 0 | esc | 0 | 0 | 0 | 0 | 0.15274 | 65.4638 | 0.15274 | 65.4638
[149 empty] | All EPR in 2020WLDFRFinancial | WLDFR | HFTD - Distribution - Tier 3 - 2QU CoRE ¦ 4QU LoRE | Seismic - Red Flag Warning - Catastrophic Fires | 2024 | Financial | 13939.561 | 69.0654 | 2024 | Control | 0.053 | 3 | 0 | esc | 0 | 0 | 0 | 0 | 0.055966 | 780.1444 | 0.055966 | 780.1444
[149 empty] | All EPR in 2020WLDFRSafety | WLDFR | HFTD - Distribution - Tier 3 - 2QU CoRE ¦ 4QU LoRE | Seismic - Red Flag Warning - Catastrophic Fires | 2024 | Safety | 7467.8148 | 69.0654 | 2024 | Control | 0.053 | 3 | 0 | esc | 0 | 0 | 0 | 0 | 0.055966 | 417.9453 | 0.055966 | 417.9453
[149 empty] | All EPR in 2020WLDFRElectric Reliability | WLDFR | HFTD - Distribution - Tier 3 - 2QU CoRE ¦ 4QU LoRE | Seismic - Red Flag Warning - Catastrophic Fires | 2025 | Electric Reliability | 428.6023 | 69.0654 | 2025 | Control | 0.1325 | 3 | 0 | esc | 0 | 0 | 0 | 0 | 0 | 0 | 0.15274 | 65.4638
[149 empty] | All EPR in 2020WLDFRFinancial | WLDFR | HFTD - Distribution - Tier 3 - 2QU CoRE ¦ 4QU LoRE | Seismic - Red Flag Warning - Catastrophic Fires | 2025 | Financial | 13939.561 | 69.0654 | 2025 | Control | 0.053 | 3 | 0 | esc | 0 | 0 | 0 | 0 | 0 | 0 | 0.055966 | 780.1444
[149 empty] | All EPR in 2020WLDFRSafety | WLDFR | HFTD - Distribution - Tier 3 - 2QU CoRE ¦ 4QU LoRE | Seismic - Red Flag Warning - Catastrophic Fires | 2025 | Safety | 7467.8148 | 69.0654 | 2025 | Control | 0.053 | 3 | 0 | esc | 0 | 0 | 0 | 0 | 0 | 0 | 0.055966 | 417.9453
[149 empty] | All EPR in 2020WLDFRElectric Reliability | WLDFR | HFTD - Distribution - Tier 3 - 2QU CoRE ¦ 5QU LoRE | Non-Red Flag Warning - Catastrophic Fires | 2021 | Electric Reliability | 222.2294 | 33.5215 | 2021 | Control | 0.1325 | 3 | 0 | esc | 0.15274 | 33.9428 | 0.15274 | 33.9428 | 0 | 0 | 0 | 0
[149 empty] | All EPR in 2020WLDFRFinancial | WLDFR | HFTD - Distribution - Tier 3 - 2QU CoRE ¦ 5QU LoRE | Non-Red Flag Warning - Catastrophic Fires | 2021 | Financial | 8585.7228 | 33.5215 | 2021 | Control | 0.053 | 3 | 0 | esc | 0.055966 | 480.5104 | 0.055966 | 480.5104 | 0 | 0 | 0 | 0
[149 empty] | All EPR in 2020WLDFRSafety | WLDFR | HFTD - Distribution - Tier 3 - 2QU CoRE ¦ 5QU LoRE | Non-Red Flag Warning - Catastrophic Fires | 2021 | Safety | 5338.1784 | 33.5215 | 2021 | Control | 0.053 | 3 | 0 | esc | 0.055966 | 298.7576 | 0.055966 | 298.7576 | 0 | 0 | 0 | 0
[149 empty] | All EPR in 2020WLDFRElectric Reliability | WLDFR | HFTD - Distribution - Tier 3 - 2QU CoRE ¦ 5QU LoRE | Non-Red Flag Warning - Catastrophic Fires | 2022 | Electric Reliability | 222.2294 | 33.5215 | 2022 | Control | 0.1325 | 3 | 0 | esc | 0.15274 | 33.9428 | 0.15274 | 33.9428 | 0.15274 | 33.9428 | 0 | 0
[149 empty] | All EPR in 2020WLDFRFinancial | WLDFR | HFTD - Distribution - Tier 3 - 2QU CoRE ¦ 5QU LoRE | Non-Red Flag Warning - Catastrophic Fires | 2022 | Financial | 8585.7228 | 33.5215 | 2022 | Control | 0.053 | 3 | 0 | esc | 0.055966 | 480.5104 | 0.055966 | 480.5104 | 0.055966 | 480.5104 | 0 | 0
[149 empty] | All EPR in 2020WLDFRSafety | WLDFR | HFTD - Distribution - Tier 3 - 2QU CoRE ¦ 5QU LoRE | Non-Red Flag Warning - Catastrophic Fires | 2022 | Safety | 5338.1784 | 33.5215 | 2022 | Control | 0.053 | 3 | 0 | esc | 0.055966 | 298.7576 | 0.055966 | 298.7576 | 0.055966 | 298.7576 | 0 | 0
[149 empty] | All EPR in 2020WLDFRElectric Reliability | WLDFR | HFTD - Distribution - Tier 3 - 2QU CoRE ¦ 5QU LoRE | Non-Red Flag Warning - Catastrophic Fires | 2023 | Electric Reliability | 233.2301 | 33.5215 | 2023 | Control | 0.1325 | 3 | 0 | esc | 0 | 0 | 0.15274 | 35.623 | 0.15274 | 35.623 | 0.15274 | 35.623
[149 empty] | All EPR in 2020WLDFRFinancial | WLDFR | HFTD - Distribution - Tier 3 - 2QU CoRE ¦ 5QU LoRE | Non-Red Flag Warning - Catastrophic Fires | 2023 | Financial | 8896.516 | 33.5215 | 2023 | Control | 0.053 | 3 | 0 | esc | 0 | 0 | 0.055966 | 497.9043 | 0.055966 | 497.9043 | 0.055966 | 497.9043
[149 empty] | All EPR in 2020WLDFRSafety | WLDFR | HFTD - Distribution - Tier 3 - 2QU CoRE ¦ 5QU LoRE | Non-Red Flag Warning - Catastrophic Fires | 2023 | Safety | 5534.8915 | 33.5215 | 2023 | Control | 0.053 | 3 | 0 | esc | 0 | 0 | 0.055966 | 309.7669 | 0.055966 | 309.7669 | 0.055966 | 309.7669
[149 empty] | All EPR in 2020WLDFRElectric Reliability | WLDFR | HFTD - Distribution - Tier 3 - 2QU CoRE ¦ 5QU LoRE | Non-Red Flag Warning - Catastrophic Fires | 2024 | Electric Reliability | 233.2301 | 33.5215 | 2024 | Control | 0.1325 | 3 | 0 | esc | 0 | 0 | 0 | 0 | 0.15274 | 35.623 | 0.15274 | 35.623
[149 empty] | All EPR in 2020WLDFRFinancial | WLDFR | HFTD - Distribution - Tier 3 - 2QU CoRE ¦ 5QU LoRE | Non-Red Flag Warning - Catastrophic Fires | 2024 | Financial | 8896.516 | 33.5215 | 2024 | Control | 0.053 | 3 | 0 | esc | 0 | 0 | 0 | 0 | 0.055966 | 497.9043 | 0.055966 | 497.9043
[149 empty] | All EPR in 2020WLDFRSafety | WLDFR | HFTD - Distribution - Tier 3 - 2QU CoRE ¦ 5QU LoRE | Non-Red Flag Warning - Catastrophic Fires | 2024 | Safety | 5534.8915 | 33.5215 | 2024 | Control | 0.053 | 3 | 0 | esc | 0 | 0 | 0 | 0 | 0.055966 | 309.7669 | 0.055966 | 309.7669
[149 empty] | All EPR in 2020WLDFRElectric Reliability | WLDFR | HFTD - Distribution - Tier 3 - 2QU CoRE ¦ 5QU LoRE | Non-Red Flag Warning - Catastrophic Fires | 2025 | Electric Reliability | 233.2301 | 33.5215 | 2025 | Control | 0.1325 | 3 | 0 | esc | 0 | 0 | 0 | 0 | 0 | 0 | 0.15274 | 35.623
[149 empty] | All EPR in 2020WLDFRFinancial | WLDFR | HFTD - Distribution - Tier 3 - 2QU CoRE ¦ 5QU LoRE | Non-Red Flag Warning - Catastrophic Fires | 2025 | Financial | 8896.516 | 33.5215 | 2025 | Control | 0.053 | 3 | 0 | esc | 0 | 0 | 0 | 0 | 0 | 0 | 0.055966 | 497.9043
[149 empty] | All EPR in 2020WLDFRSafety | WLDFR | HFTD - Distribution - Tier 3 - 2QU CoRE ¦ 5QU LoRE | Non-Red Flag Warning - Catastrophic Fires | 2025 | Safety | 5534.8915 | 33.5215 | 2025 | Control | 0.053 | 3 | 0 | esc | 0 | 0 | 0 | 0 | 0 | 0 | 0.055966 | 309.7669
[149 empty] | All EPR in 2020WLDFRElectric Reliability | WLDFR | HFTD - Distribution - Tier 3 - 2QU CoRE ¦ 5QU LoRE | Non-Red Flag Warning - Destructive Fires | 2021 | Electric Reliability | 222.2294 | 33.5215 | 2021 | Control | 0.1325 | 3 | 0 | esc | 0.15274 | 33.9428 | 0.15274 | 33.9428 | 0 | 0 | 0 | 0
[149 empty] | All EPR in 2020WLDFRFinancial | WLDFR | HFTD - Distribution - Tier 3 - 2QU CoRE ¦ 5QU LoRE | Non-Red Flag Warning - Destructive Fires | 2021 | Financial | 8585.7228 | 33.5215 | 2021 | Control | 0.053 | 3 | 0 | esc | 0.055966 | 480.5104 | 0.055966 | 480.5104 | 0 | 0 | 0 | 0
[149 empty] | All EPR in 2020WLDFRElectric Reliability | WLDFR | HFTD - Distribution - Tier 3 - 2QU CoRE ¦ 5QU LoRE | Non-Red Flag Warning - Destructive Fires | 2022 | Electric Reliability | 222.2294 | 33.5215 | 2022 | Control | 0.1325 | 3 | 0 | esc | 0.15274 | 33.9428 | 0.15274 | 33.9428 | 0.15274 | 33.9428 | 0 | 0
[149 empty] | All EPR in 2020WLDFRFinancial | WLDFR | HFTD - Distribution - Tier 3 - 2QU CoRE ¦ 5QU LoRE | Non-Red Flag Warning - Destructive Fires | 2022 | Financial | 8585.7228 | 33.5215 | 2022 | Control | 0.053 | 3 | 0 | esc | 0.055966 | 480.5104 | 0.055966 | 480.5104 | 0.055966 | 480.5104 | 0 | 0
[149 empty] | All EPR in 2020WLDFRElectric Reliability | WLDFR | HFTD - Distribution - Tier 3 - 2QU CoRE ¦ 5QU LoRE | Non-Red Flag Warning - Destructive Fires | 2023 | Electric Reliability | 233.2301 | 33.5215 | 2023 | Control | 0.1325 | 3 | 0 | esc | 0 | 0 | 0.15274 | 35.623 | 0.15274 | 35.623 | 0.15274 | 35.623
[149 empty] | All EPR in 2020WLDFRFinancial | WLDFR | HFTD - Distribution - Tier 3 - 2QU CoRE ¦ 5QU LoRE | Non-Red Flag Warning - Destructive Fires | 2023 | Financial | 8896.516 | 33.5215 | 2023 | Control | 0.053 | 3 | 0 | esc | 0 | 0 | 0.055966 | 497.9043 | 0.055966 | 497.9043 | 0.055966 | 497.9043
[149 empty] | All EPR in 2020WLDFRElectric Reliability | WLDFR | HFTD - Distribution - Tier 3 - 2QU CoRE ¦ 5QU LoRE | Non-Red Flag Warning - Destructive Fires | 2024 | Electric Reliability | 233.2301 | 33.5215 | 2024 | Control | 0.1325 | 3 | 0 | esc | 0 | 0 | 0 | 0 | 0.15274 | 35.623 | 0.15274 | 35.623
[149 empty] | All EPR in 2020WLDFRFinancial | WLDFR | HFTD - Distribution - Tier 3 - 2QU CoRE ¦ 5QU LoRE | Non-Red Flag Warning - Destructive Fires | 2024 | Financial | 8896.516 | 33.5215 | 2024 | Control | 0.053 | 3 | 0 | esc | 0 | 0 | 0 | 0 | 0.055966 | 497.9043 | 0.055966 | 497.9043
[149 empty] | All EPR in 2020WLDFRElectric Reliability | WLDFR | HFTD - Distribution - Tier 3 - 2QU CoRE ¦ 5QU LoRE | Non-Red Flag Warning - Destructive Fires | 2025 | Electric Reliability | 233.2301 | 33.5215 | 2025 | Control | 0.1325 | 3 | 0 | esc | 0 | 0 | 0 | 0 | 0 | 0 | 0.15274 | 35.623
[149 empty] | All EPR in 2020WLDFRFinancial | WLDFR | HFTD - Distribution - Tier 3 - 2QU CoRE ¦ 5QU LoRE | Non-Red Flag Warning - Destructive Fires | 2025 | Financial | 8896.516 | 33.5215 | 2025 | Control | 0.053 | 3 | 0 | esc | 0 | 0 | 0 | 0 | 0 | 0 | 0.055966 | 497.9043
[149 empty] | All EPR in 2020WLDFRElectric Reliability | WLDFR | HFTD - Distribution - Tier 3 - 2QU CoRE ¦ 5QU LoRE | Non-Red Flag Warning - Large Fires | 2021 | Electric Reliability | 0.69642 | 33.5215 | 2021 | Control | 0.1325 | 3 | 0 | esc | 0.15274 | 0.10637 | 0.15274 | 0.10637 | 0 | 0 | 0 | 0
[149 empty] | All EPR in 2020WLDFRFinancial | WLDFR | HFTD - Distribution - Tier 3 - 2QU CoRE ¦ 5QU LoRE | Non-Red Flag Warning - Large Fires | 2021 | Financial | 2.942 | 33.5215 | 2021 | Control | 0.053 | 3 | 0 | esc | 0.055966 | 0.16465 | 0.055966 | 0.16465 | 0 | 0 | 0 | 0
[149 empty] | All EPR in 2020WLDFRSafety | WLDFR | HFTD - Distribution - Tier 3 - 2QU CoRE ¦ 5QU LoRE | Non-Red Flag Warning - Large Fires | 2021 | Safety | 1.6022 | 33.5215 | 2021 | Control | 0.053 | 3 | 0 | esc | 0.055966 | 0.089668 | 0.055966 | 0.089668 | 0 | 0 | 0 | 0
[149 empty] | All EPR in 2020WLDFRElectric Reliability | WLDFR | HFTD - Distribution - Tier 3 - 2QU CoRE ¦ 5QU LoRE | Non-Red Flag Warning - Large Fires | 2022 | Electric Reliability | 0.69642 | 33.5215 | 2022 | Control | 0.1325 | 3 | 0 | esc | 0.15274 | 0.10637 | 0.15274 | 0.10637 | 0.15274 | 0.10637 | 0 | 0
[149 empty] | All EPR in 2020WLDFRFinancial | WLDFR | HFTD - Distribution - Tier 3 - 2QU CoRE ¦ 5QU LoRE | Non-Red Flag Warning - Large Fires | 2022 | Financial | 2.942 | 33.5215 | 2022 | Control | 0.053 | 3 | 0 | esc | 0.055966 | 0.16465 | 0.055966 | 0.16465 | 0.055966 | 0.16465 | 0 | 0
[149 empty] | All EPR in 2020WLDFRSafety | WLDFR | HFTD - Distribution - Tier 3 - 2QU CoRE ¦ 5QU LoRE | Non-Red Flag Warning - Large Fires | 2022 | Safety | 1.6022 | 33.5215 | 2022 | Control | 0.053 | 3 | 0 | esc | 0.055966 | 0.089668 | 0.055966 | 0.089668 | 0.055966 | 0.089668 | 0 | 0
[149 empty] | All EPR in 2020WLDFRElectric Reliability | WLDFR | HFTD - Distribution - Tier 3 - 2QU CoRE ¦ 5QU LoRE | Non-Red Flag Warning - Large Fires | 2023 | Electric Reliability | 0.71896 | 33.5215 | 2023 | Control | 0.1325 | 3 | 0 | esc | 0 | 0 | 0.15274 | 0.10981 | 0.15274 | 0.10981 | 0.15274 | 0.10981
[149 empty] | All EPR in 2020WLDFRFinancial | WLDFR | HFTD - Distribution - Tier 3 - 2QU CoRE ¦ 5QU LoRE | Non-Red Flag Warning - Large Fires | 2023 | Financial | 3.0715 | 33.5215 | 2023 | Control | 0.053 | 3 | 0 | esc | 0 | 0 | 0.055966 | 0.1719 | 0.055966 | 0.1719 | 0.055966 | 0.1719
[149 empty] | All EPR in 2020WLDFRSafety | WLDFR | HFTD - Distribution - Tier 3 - 2QU CoRE ¦ 5QU LoRE | Non-Red Flag Warning - Large Fires | 2023 | Safety | 1.6846 | 33.5215 | 2023 | Control | 0.053 | 3 | 0 | esc | 0 | 0 | 0.055966 | 0.094279 | 0.055966 | 0.094279 | 0.055966 | 0.094279
[149 empty] | All EPR in 2020WLDFRElectric Reliability | WLDFR | HFTD - Distribution - Tier 3 - 2QU CoRE ¦ 5QU LoRE | Non-Red Flag Warning - Large Fires | 2024 | Electric Reliability | 0.71896 | 33.5215 | 2024 | Control | 0.1325 | 3 | 0 | esc | 0 | 0 | 0 | 0 | 0.15274 | 0.10981 | 0.15274 | 0.10981
[149 empty] | All EPR in 2020WLDFRFinancial | WLDFR | HFTD - Distribution - Tier 3 - 2QU CoRE ¦ 5QU LoRE | Non-Red Flag Warning - Large Fires | 2024 | Financial | 3.0715 | 33.5215 | 2024 | Control | 0.053 | 3 | 0 | esc | 0 | 0 | 0 | 0 | 0.055966 | 0.1719 | 0.055966 | 0.1719
[149 empty] | All EPR in 2020WLDFRSafety | WLDFR | HFTD - Distribution - Tier 3 - 2QU CoRE ¦ 5QU LoRE | Non-Red Flag Warning - Large Fires | 2024 | Safety | 1.6846 | 33.5215 | 2024 | Control | 0.053 | 3 | 0 | esc | 0 | 0 | 0 | 0 | 0.055966 | 0.094279 | 0.055966 | 0.094279
[149 empty] | All EPR in 2020WLDFRElectric Reliability | WLDFR | HFTD - Distribution - Tier 3 - 2QU CoRE ¦ 5QU LoRE | Non-Red Flag Warning - Large Fires | 2025 | Electric Reliability | 0.71896 | 33.5215 | 2025 | Control | 0.1325 | 3 | 0 | esc | 0 | 0 | 0 | 0 | 0 | 0 | 0.15274 | 0.10981
[149 empty] | All EPR in 2020WLDFRFinancial | WLDFR | HFTD - Distribution - Tier 3 - 2QU CoRE ¦ 5QU LoRE | Non-Red Flag Warning - Large Fires | 2025 | Financial | 3.0715 | 33.5215 | 2025 | Control | 0.053 | 3 | 0 | esc | 0 | 0 | 0 | 0 | 0 | 0 | 0.055966 | 0.1719
[149 empty] | All EPR in 2020WLDFRSafety | WLDFR | HFTD - Distribution - Tier 3 - 2QU CoRE ¦ 5QU LoRE | Non-Red Flag Warning - Large Fires | 2025 | Safety | 1.6846 | 33.5215 | 2025 | Control | 0.053 | 3 | 0 | esc | 0 | 0 | 0 | 0 | 0 | 0 | 0.055966 | 0.094279
[149 empty] | All EPR in 2020WLDFRElectric Reliability | WLDFR | HFTD - Distribution - Tier 3 - 2QU CoRE ¦ 5QU LoRE | Non-Red Flag Warning - Small Fires | 2021 | Electric Reliability | 0.036425 | 33.5215 | 2021 | Control | 0.1325 | 3 | 0 | esc | 0.15274 | 0.0055635 | 0.15274 | 0.0055635 | 0 | 0 | 0 | 0
[149 empty] | All EPR in 2020WLDFRFinancial | WLDFR | HFTD - Distribution - Tier 3 - 2QU CoRE ¦ 5QU LoRE | Non-Red Flag Warning - Small Fires | 2021 | Financial | 0.0015809 | 33.5215 | 2021 | Control | 0.053 | 3 | 0 | esc | 0.055966 | 8.8475e-05 | 0.055966 | 8.8475e-05 | 0 | 0 | 0 | 0
[149 empty] | All EPR in 2020WLDFRSafety | WLDFR | HFTD - Distribution - Tier 3 - 2QU CoRE ¦ 5QU LoRE | Non-Red Flag Warning - Small Fires | 2021 | Safety | 0.039895 | 33.5215 | 2021 | Control | 0.053 | 3 | 0 | esc | 0.055966 | 0.0022328 | 0.055966 | 0.0022328 | 0 | 0 | 0 | 0
[149 empty] | All EPR in 2020WLDFRElectric Reliability | WLDFR | HFTD - Distribution - Tier 3 - 2QU CoRE ¦ 5QU LoRE | Non-Red Flag Warning - Small Fires | 2022 | Electric Reliability | 0.036425 | 33.5215 | 2022 | Control | 0.1325 | 3 | 0 | esc | 0.15274 | 0.0055635 | 0.15274 | 0.0055635 | 0.15274 | 0.0055635 | 0 | 0
[149 empty] | All EPR in 2020WLDFRFinancial | WLDFR | HFTD - Distribution - Tier 3 - 2QU CoRE ¦ 5QU LoRE | Non-Red Flag Warning - Small Fires | 2022 | Financial | 0.0015809 | 33.5215 | 2022 | Control | 0.053 | 3 | 0 | esc | 0.055966 | 8.8475e-05 | 0.055966 | 8.8475e-05 | 0.055966 | 8.8475e-05 | 0 | 0
[149 empty] | All EPR in 2020WLDFRSafety | WLDFR | HFTD - Distribution - Tier 3 - 2QU CoRE ¦ 5QU LoRE | Non-Red Flag Warning - Small Fires | 2022 | Safety | 0.039895 | 33.5215 | 2022 | Control | 0.053 | 3 | 0 | esc | 0.055966 | 0.0022328 | 0.055966 | 0.0022328 | 0.055966 | 0.0022328 | 0 | 0
[149 empty] | All EPR in 2020WLDFRElectric Reliability | WLDFR | HFTD - Distribution - Tier 3 - 2QU CoRE ¦ 5QU LoRE | Non-Red Flag Warning - Small Fires | 2023 | Electric Reliability | 0.03759 | 33.5215 | 2023 | Control | 0.1325 | 3 | 0 | esc | 0 | 0 | 0.15274 | 0.0057414 | 0.15274 | 0.0057414 | 0.15274 | 0.0057414
[149 empty] | All EPR in 2020WLDFRFinancial | WLDFR | HFTD - Distribution - Tier 3 - 2QU CoRE ¦ 5QU LoRE | Non-Red Flag Warning - Small Fires | 2023 | Financial | 0.0016314 | 33.5215 | 2023 | Control | 0.053 | 3 | 0 | esc | 0 | 0 | 0.055966 | 9.1305e-05 | 0.055966 | 9.1305e-05 | 0.055966 | 9.1305e-05
[149 empty] | All EPR in 2020WLDFRSafety | WLDFR | HFTD - Distribution - Tier 3 - 2QU CoRE ¦ 5QU LoRE | Non-Red Flag Warning - Small Fires | 2023 | Safety | 0.041187 | 33.5215 | 2023 | Control | 0.053 | 3 | 0 | esc | 0 | 0 | 0.055966 | 0.0023051 | 0.055966 | 0.0023051 | 0.055966 | 0.0023051
[149 empty] | All EPR in 2020WLDFRElectric Reliability | WLDFR | HFTD - Distribution - Tier 3 - 2QU CoRE ¦ 5QU LoRE | Non-Red Flag Warning - Small Fires | 2024 | Electric Reliability | 0.03759 | 33.5215 | 2024 | Control | 0.1325 | 3 | 0 | esc | 0 | 0 | 0 | 0 | 0.15274 | 0.0057414 | 0.15274 | 0.0057414
[149 empty] | All EPR in 2020WLDFRFinancial | WLDFR | HFTD - Distribution - Tier 3 - 2QU CoRE ¦ 5QU LoRE | Non-Red Flag Warning - Small Fires | 2024 | Financial | 0.0016314 | 33.5215 | 2024 | Control | 0.053 | 3 | 0 | esc | 0 | 0 | 0 | 0 | 0.055966 | 9.1305e-05 | 0.055966 | 9.1305e-05
[149 empty] | All EPR in 2020WLDFRSafety | WLDFR | HFTD - Distribution - Tier 3 - 2QU CoRE ¦ 5QU LoRE | Non-Red Flag Warning - Small Fires | 2024 | Safety | 0.041187 | 33.5215 | 2024 | Control | 0.053 | 3 | 0 | esc | 0 | 0 | 0 | 0 | 0.055966 | 0.0023051 | 0.055966 | 0.0023051
[149 empty] | All EPR in 2020WLDFRElectric Reliability | WLDFR | HFTD - Distribution - Tier 3 - 2QU CoRE ¦ 5QU LoRE | Non-Red Flag Warning - Small Fires | 2025 | Electric Reliability | 0.03759 | 33.5215 | 2025 | Control | 0.1325 | 3 | 0 | esc | 0 | 0 | 0 | 0 | 0 | 0 | 0.15274 | 0.0057414
[149 empty] | All EPR in 2020WLDFRFinancial | WLDFR | HFTD - Distribution - Tier 3 - 2QU CoRE ¦ 5QU LoRE | Non-Red Flag Warning - Small Fires | 2025 | Financial | 0.0016314 | 33.5215 | 2025 | Control | 0.053 | 3 | 0 | esc | 0 | 0 | 0 | 0 | 0 | 0 | 0.055966 | 9.1305e-05
[149 empty] | All EPR in 2020WLDFRSafety | WLDFR | HFTD - Distribution - Tier 3 - 2QU CoRE ¦ 5QU LoRE | Non-Red Flag Warning - Small Fires | 2025 | Safety | 0.041187 | 33.5215 | 2025 | Control | 0.053 | 3 | 0 | esc | 0 | 0 | 0 | 0 | 0 | 0 | 0.055966 | 0.0023051
[149 empty] | All EPR in 2020WLDFRElectric Reliability | WLDFR | HFTD - Distribution - Tier 3 - 2QU CoRE ¦ 5QU LoRE | Red Flag Warning - Catastrophic Fires | 2021 | Electric Reliability | 222.2294 | 33.5215 | 2021 | Control | 0.1325 | 3 | 0 | esc | 0.15274 | 33.9428 | 0.15274 | 33.9428 | 0 | 0 | 0 | 0
[149 empty] | All EPR in 2020WLDFRFinancial | WLDFR | HFTD - Distribution - Tier 3 - 2QU CoRE ¦ 5QU LoRE | Red Flag Warning - Catastrophic Fires | 2021 | Financial | 8585.7228 | 33.5215 | 2021 | Control | 0.053 | 3 | 0 | esc | 0.055966 | 480.5104 | 0.055966 | 480.5104 | 0 | 0 | 0 | 0
[149 empty] | All EPR in 2020WLDFRSafety | WLDFR | HFTD - Distribution - Tier 3 - 2QU CoRE ¦ 5QU LoRE | Red Flag Warning - Catastrophic Fires | 2021 | Safety | 5338.1784 | 33.5215 | 2021 | Control | 0.053 | 3 | 0 | esc | 0.055966 | 298.7576 | 0.055966 | 298.7576 | 0 | 0 | 0 | 0
[149 empty] | All EPR in 2020WLDFRElectric Reliability | WLDFR | HFTD - Distribution - Tier 3 - 2QU CoRE ¦ 5QU LoRE | Red Flag Warning - Catastrophic Fires | 2022 | Electric Reliability | 222.2294 | 33.5215 | 2022 | Control | 0.1325 | 3 | 0 | esc | 0.15274 | 33.9428 | 0.15274 | 33.9428 | 0.15274 | 33.9428 | 0 | 0
[149 empty] | All EPR in 2020WLDFRFinancial | WLDFR | HFTD - Distribution - Tier 3 - 2QU CoRE ¦ 5QU LoRE | Red Flag Warning - Catastrophic Fires | 2022 | Financial | 8585.7228 | 33.5215 | 2022 | Control | 0.053 | 3 | 0 | esc | 0.055966 | 480.5104 | 0.055966 | 480.5104 | 0.055966 | 480.5104 | 0 | 0
[149 empty] | All EPR in 2020WLDFRSafety | WLDFR | HFTD - Distribution - Tier 3 - 2QU CoRE ¦ 5QU LoRE | Red Flag Warning - Catastrophic Fires | 2022 | Safety | 5338.1784 | 33.5215 | 2022 | Control | 0.053 | 3 | 0 | esc | 0.055966 | 298.7576 | 0.055966 | 298.7576 | 0.055966 | 298.7576 | 0 | 0
[149 empty] | All EPR in 2020WLDFRElectric Reliability | WLDFR | HFTD - Distribution - Tier 3 - 2QU CoRE ¦ 5QU LoRE | Red Flag Warning - Catastrophic Fires | 2023 | Electric Reliability | 233.2301 | 33.5215 | 2023 | Control | 0.1325 | 3 | 0 | esc | 0 | 0 | 0.15274 | 35.623 | 0.15274 | 35.623 | 0.15274 | 35.623
[149 empty] | All EPR in 2020WLDFRFinancial | WLDFR | HFTD - Distribution - Tier 3 - 2QU CoRE ¦ 5QU LoRE | Red Flag Warning - Catastrophic Fires | 2023 | Financial | 8896.516 | 33.5215 | 2023 | Control | 0.053 | 3 | 0 | esc | 0 | 0 | 0.055966 | 497.9043 | 0.055966 | 497.9043 | 0.055966 | 497.9043
[149 empty] | All EPR in 2020WLDFRSafety | WLDFR | HFTD - Distribution - Tier 3 - 2QU CoRE ¦ 5QU LoRE | Red Flag Warning - Catastrophic Fires | 2023 | Safety | 5534.8915 | 33.5215 | 2023 | Control | 0.053 | 3 | 0 | esc | 0 | 0 | 0.055966 | 309.7669 | 0.055966 | 309.7669 | 0.055966 | 309.7669
[149 empty] | All EPR in 2020WLDFRElectric Reliability | WLDFR | HFTD - Distribution - Tier 3 - 2QU CoRE ¦ 5QU LoRE | Red Flag Warning - Catastrophic Fires | 2024 | Electric Reliability | 233.2301 | 33.5215 | 2024 | Control | 0.1325 | 3 | 0 | esc | 0 | 0 | 0 | 0 | 0.15274 | 35.623 | 0.15274 | 35.623
[149 empty] | All EPR in 2020WLDFRFinancial | WLDFR | HFTD - Distribution - Tier 3 - 2QU CoRE ¦ 5QU LoRE | Red Flag Warning - Catastrophic Fires | 2024 | Financial | 8896.516 | 33.5215 | 2024 | Control | 0.053 | 3 | 0 | esc | 0 | 0 | 0 | 0 | 0.055966 | 497.9043 | 0.055966 | 497.9043
[149 empty] | All EPR in 2020WLDFRSafety | WLDFR | HFTD - Distribution - Tier 3 - 2QU CoRE ¦ 5QU LoRE | Red Flag Warning - Catastrophic Fires | 2024 | Safety | 5534.8915 | 33.5215 | 2024 | Control | 0.053 | 3 | 0 | esc | 0 | 0 | 0 | 0 | 0.055966 | 309.7669 | 0.055966 | 309.7669
[149 empty] | All EPR in 2020WLDFRElectric Reliability | WLDFR | HFTD - Distribution - Tier 3 - 2QU CoRE ¦ 5QU LoRE | Red Flag Warning - Catastrophic Fires | 2025 | Electric Reliability | 233.2301 | 33.5215 | 2025 | Control | 0.1325 | 3 | 0 | esc | 0 | 0 | 0 | 0 | 0 | 0 | 0.15274 | 35.623
[149 empty] | All EPR in 2020WLDFRFinancial | WLDFR | HFTD - Distribution - Tier 3 - 2QU CoRE ¦ 5QU LoRE | Red Flag Warning - Catastrophic Fires | 2025 | Financial | 8896.516 | 33.5215 | 2025 | Control | 0.053 | 3 | 0 | esc | 0 | 0 | 0 | 0 | 0 | 0 | 0.055966 | 497.9043
[149 empty] | All EPR in 2020WLDFRSafety | WLDFR | HFTD - Distribution - Tier 3 - 2QU CoRE ¦ 5QU LoRE | Red Flag Warning - Catastrophic Fires | 2025 | Safety | 5534.8915 | 33.5215 | 2025 | Control | 0.053 | 3 | 0 | esc | 0 | 0 | 0 | 0 | 0 | 0 | 0.055966 | 309.7669
[149 empty] | All EPR in 2020WLDFRElectric Reliability | WLDFR | HFTD - Distribution - Tier 3 - 2QU CoRE ¦ 5QU LoRE | Red Flag Warning - Destructive Fires | 2021 | Electric Reliability | 222.2294 | 33.5215 | 2021 | Control | 0.1325 | 3 | 0 | esc | 0.15274 | 33.9428 | 0.15274 | 33.9428 | 0 | 0 | 0 | 0
[149 empty] | All EPR in 2020WLDFRFinancial | WLDFR | HFTD - Distribution - Tier 3 - 2QU CoRE ¦ 5QU LoRE | Red Flag Warning - Destructive Fires | 2021 | Financial | 8585.7228 | 33.5215 | 2021 | Control | 0.053 | 3 | 0 | esc | 0.055966 | 480.5104 | 0.055966 | 480.5104 | 0 | 0 | 0 | 0
[149 empty] | All EPR in 2020WLDFRElectric Reliability | WLDFR | HFTD - Distribution - Tier 3 - 2QU CoRE ¦ 5QU LoRE | Red Flag Warning - Destructive Fires | 2022 | Electric Reliability | 222.2294 | 33.5215 | 2022 | Control | 0.1325 | 3 | 0 | esc | 0.15274 | 33.9428 | 0.15274 | 33.9428 | 0.15274 | 33.9428 | 0 | 0
[149 empty] | All EPR in 2020WLDFRFinancial | WLDFR | HFTD - Distribution - Tier 3 - 2QU CoRE ¦ 5QU LoRE | Red Flag Warning - Destructive Fires | 2022 | Financial | 8585.7228 | 33.5215 | 2022 | Control | 0.053 | 3 | 0 | esc | 0.055966 | 480.5104 | 0.055966 | 480.5104 | 0.055966 | 480.5104 | 0 | 0
[149 empty] | All EPR in 2020WLDFRElectric Reliability | WLDFR | HFTD - Distribution - Tier 3 - 2QU CoRE ¦ 5QU LoRE | Red Flag Warning - Destructive Fires | 2023 | Electric Reliability | 233.2301 | 33.5215 | 2023 | Control | 0.1325 | 3 | 0 | esc | 0 | 0 | 0.15274 | 35.623 | 0.15274 | 35.623 | 0.15274 | 35.623
[149 empty] | All EPR in 2020WLDFRFinancial | WLDFR | HFTD - Distribution - Tier 3 - 2QU CoRE ¦ 5QU LoRE | Red Flag Warning - Destructive Fires | 2023 | Financial | 8896.516 | 33.5215 | 2023 | Control | 0.053 | 3 | 0 | esc | 0 | 0 | 0.055966 | 497.9043 | 0.055966 | 497.9043 | 0.055966 | 497.9043
[149 empty] | All EPR in 2020WLDFRElectric Reliability | WLDFR | HFTD - Distribution - Tier 3 - 2QU CoRE ¦ 5QU LoRE | Red Flag Warning - Destructive Fires | 2024 | Electric Reliability | 233.2301 | 33.5215 | 2024 | Control | 0.1325 | 3 | 0 | esc | 0 | 0 | 0 | 0 | 0.15274 | 35.623 | 0.15274 | 35.623
[149 empty] | All EPR in 2020WLDFRFinancial | WLDFR | HFTD - Distribution - Tier 3 - 2QU CoRE ¦ 5QU LoRE | Red Flag Warning - Destructive Fires | 2024 | Financial | 8896.516 | 33.5215 | 2024 | Control | 0.053 | 3 | 0 | esc | 0 | 0 | 0 | 0 | 0.055966 | 497.9043 | 0.055966 | 497.9043
[149 empty] | All EPR in 2020WLDFRElectric Reliability | WLDFR | HFTD - Distribution - Tier 3 - 2QU CoRE ¦ 5QU LoRE | Red Flag Warning - Destructive Fires | 2025 | Electric Reliability | 233.2301 | 33.5215 | 2025 | Control | 0.1325 | 3 | 0 | esc | 0 | 0 | 0 | 0 | 0 | 0 | 0.15274 | 35.623
[149 empty] | All EPR in 2020WLDFRFinancial | WLDFR | HFTD - Distribution - Tier 3 - 2QU CoRE ¦ 5QU LoRE | Red Flag Warning - Destructive Fires | 2025 | Financial | 8896.516 | 33.5215 | 2025 | Control | 0.053 | 3 | 0 | esc | 0 | 0 | 0 | 0 | 0 | 0 | 0.055966 | 497.9043
[149 empty] | All EPR in 2020WLDFRElectric Reliability | WLDFR | HFTD - Distribution - Tier 3 - 2QU CoRE ¦ 5QU LoRE | Red Flag Warning - Large Fires | 2021 | Electric Reliability | 0.69642 | 33.5215 | 2021 | Control | 0.1325 | 3 | 0 | esc | 0.15274 | 0.10637 | 0.15274 | 0.10637 | 0 | 0 | 0 | 0
[149 empty] | All EPR in 2020WLDFRFinancial | WLDFR | HFTD - Distribution - Tier 3 - 2QU CoRE ¦ 5QU LoRE | Red Flag Warning - Large Fires | 2021 | Financial | 2.942 | 33.5215 | 2021 | Control | 0.053 | 3 | 0 | esc | 0.055966 | 0.16465 | 0.055966 | 0.16465 | 0 | 0 | 0 | 0
[149 empty] | All EPR in 2020WLDFRSafety | WLDFR | HFTD - Distribution - Tier 3 - 2QU CoRE ¦ 5QU LoRE | Red Flag Warning - Large Fires | 2021 | Safety | 1.6022 | 33.5215 | 2021 | Control | 0.053 | 3 | 0 | esc | 0.055966 | 0.089668 | 0.055966 | 0.089668 | 0 | 0 | 0 | 0
[149 empty] | All EPR in 2020WLDFRElectric Reliability | WLDFR | HFTD - Distribution - Tier 3 - 2QU CoRE ¦ 5QU LoRE | Red Flag Warning - Large Fires | 2022 | Electric Reliability | 0.69642 | 33.5215 | 2022 | Control | 0.1325 | 3 | 0 | esc | 0.15274 | 0.10637 | 0.15274 | 0.10637 | 0.15274 | 0.10637 | 0 | 0
[149 empty] | All EPR in 2020WLDFRFinancial | WLDFR | HFTD - Distribution - Tier 3 - 2QU CoRE ¦ 5QU LoRE | Red Flag Warning - Large Fires | 2022 | Financial | 2.942 | 33.5215 | 2022 | Control | 0.053 | 3 | 0 | esc | 0.055966 | 0.16465 | 0.055966 | 0.16465 | 0.055966 | 0.16465 | 0 | 0
[149 empty] | All EPR in 2020WLDFRSafety | WLDFR | HFTD - Distribution - Tier 3 - 2QU CoRE ¦ 5QU LoRE | Red Flag Warning - Large Fires | 2022 | Safety | 1.6022 | 33.5215 | 2022 | Control | 0.053 | 3 | 0 | esc | 0.055966 | 0.089668 | 0.055966 | 0.089668 | 0.055966 | 0.089668 | 0 | 0
[149 empty] | All EPR in 2020WLDFRElectric Reliability | WLDFR | HFTD - Distribution - Tier 3 - 2QU CoRE ¦ 5QU LoRE | Red Flag Warning - Large Fires | 2023 | Electric Reliability | 0.71896 | 33.5215 | 2023 | Control | 0.1325 | 3 | 0 | esc | 0 | 0 | 0.15274 | 0.10981 | 0.15274 | 0.10981 | 0.15274 | 0.10981
[149 empty] | All EPR in 2020WLDFRFinancial | WLDFR | HFTD - Distribution - Tier 3 - 2QU CoRE ¦ 5QU LoRE | Red Flag Warning - Large Fires | 2023 | Financial | 3.0715 | 33.5215 | 2023 | Control | 0.053 | 3 | 0 | esc | 0 | 0 | 0.055966 | 0.1719 | 0.055966 | 0.1719 | 0.055966 | 0.1719
[149 empty] | All EPR in 2020WLDFRSafety | WLDFR | HFTD - Distribution - Tier 3 - 2QU CoRE ¦ 5QU LoRE | Red Flag Warning - Large Fires | 2023 | Safety | 1.6846 | 33.5215 | 2023 | Control | 0.053 | 3 | 0 | esc | 0 | 0 | 0.055966 | 0.094279 | 0.055966 | 0.094279 | 0.055966 | 0.094279
[149 empty] | All EPR in 2020WLDFRElectric Reliability | WLDFR | HFTD - Distribution - Tier 3 - 2QU CoRE ¦ 5QU LoRE | Red Flag Warning - Large Fires | 2024 | Electric Reliability | 0.71896 | 33.5215 | 2024 | Control | 0.1325 | 3 | 0 | esc | 0 | 0 | 0 | 0 | 0.15274 | 0.10981 | 0.15274 | 0.10981
[149 empty] | All EPR in 2020WLDFRFinancial | WLDFR | HFTD - Distribution - Tier 3 - 2QU CoRE ¦ 5QU LoRE | Red Flag Warning - Large Fires | 2024 | Financial | 3.0715 | 33.5215 | 2024 | Control | 0.053 | 3 | 0 | esc | 0 | 0 | 0 | 0 | 0.055966 | 0.1719 | 0.055966 | 0.1719
[149 empty] | All EPR in 2020WLDFRSafety | WLDFR | HFTD - Distribution - Tier 3 - 2QU CoRE ¦ 5QU LoRE | Red Flag Warning - Large Fires | 2024 | Safety | 1.6846 | 33.5215 | 2024 | Control | 0.053 | 3 | 0 | esc | 0 | 0 | 0 | 0 | 0.055966 | 0.094279 | 0.055966 | 0.094279
[149 empty] | All EPR in 2020WLDFRElectric Reliability | WLDFR | HFTD - Distribution - Tier 3 - 2QU CoRE ¦ 5QU LoRE | Red Flag Warning - Large Fires | 2025 | Electric Reliability | 0.71896 | 33.5215 | 2025 | Control | 0.1325 | 3 | 0 | esc | 0 | 0 | 0 | 0 | 0 | 0 | 0.15274 | 0.10981
[149 empty] | All EPR in 2020WLDFRFinancial | WLDFR | HFTD - Distribution - Tier 3 - 2QU CoRE ¦ 5QU LoRE | Red Flag Warning - Large Fires | 2025 | Financial | 3.0715 | 33.5215 | 2025 | Control | 0.053 | 3 | 0 | esc | 0 | 0 | 0 | 0 | 0 | 0 | 0.055966 | 0.1719
[149 empty] | All EPR in 2020WLDFRSafety | WLDFR | HFTD - Distribution - Tier 3 - 2QU CoRE ¦ 5QU LoRE | Red Flag Warning - Large Fires | 2025 | Safety | 1.6846 | 33.5215 | 2025 | Control | 0.053 | 3 | 0 | esc | 0 | 0 | 0 | 0 | 0 | 0 | 0.055966 | 0.094279
[149 empty] | All EPR in 2020WLDFRElectric Reliability | WLDFR | HFTD - Distribution - Tier 3 - 2QU CoRE ¦ 5QU LoRE | Red Flag Warning - Small Fires | 2021 | Electric Reliability | 0.036425 | 33.5215 | 2021 | Control | 0.1325 | 3 | 0 | esc | 0.15274 | 0.0055635 | 0.15274 | 0.0055635 | 0 | 0 | 0 | 0
[149 empty] | All EPR in 2020WLDFRFinancial | WLDFR | HFTD - Distribution - Tier 3 - 2QU CoRE ¦ 5QU LoRE | Red Flag Warning - Small Fires | 2021 | Financial | 0.0015809 | 33.5215 | 2021 | Control | 0.053 | 3 | 0 | esc | 0.055966 | 8.8475e-05 | 0.055966 | 8.8475e-05 | 0 | 0 | 0 | 0
[149 empty] | All EPR in 2020WLDFRSafety | WLDFR | HFTD - Distribution - Tier 3 - 2QU CoRE ¦ 5QU LoRE | Red Flag Warning - Small Fires | 2021 | Safety | 0.039895 | 33.5215 | 2021 | Control | 0.053 | 3 | 0 | esc | 0.055966 | 0.0022328 | 0.055966 | 0.0022328 | 0 | 0 | 0 | 0
[149 empty] | All EPR in 2020WLDFRElectric Reliability | WLDFR | HFTD - Distribution - Tier 3 - 2QU CoRE ¦ 5QU LoRE | Red Flag Warning - Small Fires | 2022 | Electric Reliability | 0.036425 | 33.5215 | 2022 | Control | 0.1325 | 3 | 0 | esc | 0.15274 | 0.0055635 | 0.15274 | 0.0055635 | 0.15274 | 0.0055635 | 0 | 0
[149 empty] | All EPR in 2020WLDFRFinancial | WLDFR | HFTD - Distribution - Tier 3 - 2QU CoRE ¦ 5QU LoRE | Red Flag Warning - Small Fires | 2022 | Financial | 0.0015809 | 33.5215 | 2022 | Control | 0.053 | 3 | 0 | esc | 0.055966 | 8.8475e-05 | 0.055966 | 8.8475e-05 | 0.055966 | 8.8475e-05 | 0 | 0
[149 empty] | All EPR in 2020WLDFRSafety | WLDFR | HFTD - Distribution - Tier 3 - 2QU CoRE ¦ 5QU LoRE | Red Flag Warning - Small Fires | 2022 | Safety | 0.039895 | 33.5215 | 2022 | Control | 0.053 | 3 | 0 | esc | 0.055966 | 0.0022328 | 0.055966 | 0.0022328 | 0.055966 | 0.0022328 | 0 | 0
[149 empty] | All EPR in 2020WLDFRElectric Reliability | WLDFR | HFTD - Distribution - Tier 3 - 2QU CoRE ¦ 5QU LoRE | Red Flag Warning - Small Fires | 2023 | Electric Reliability | 0.03759 | 33.5215 | 2023 | Control | 0.1325 | 3 | 0 | esc | 0 | 0 | 0.15274 | 0.0057414 | 0.15274 | 0.0057414 | 0.15274 | 0.0057414
[149 empty] | All EPR in 2020WLDFRFinancial | WLDFR | HFTD - Distribution - Tier 3 - 2QU CoRE ¦ 5QU LoRE | Red Flag Warning - Small Fires | 2023 | Financial | 0.0016314 | 33.5215 | 2023 | Control | 0.053 | 3 | 0 | esc | 0 | 0 | 0.055966 | 9.1305e-05 | 0.055966 | 9.1305e-05 | 0.055966 | 9.1305e-05
[149 empty] | All EPR in 2020WLDFRSafety | WLDFR | HFTD - Distribution - Tier 3 - 2QU CoRE ¦ 5QU LoRE | Red Flag Warning - Small Fires | 2023 | Safety | 0.041187 | 33.5215 | 2023 | Control | 0.053 | 3 | 0 | esc | 0 | 0 | 0.055966 | 0.0023051 | 0.055966 | 0.0023051 | 0.055966 | 0.0023051
[149 empty] | All EPR in 2020WLDFRElectric Reliability | WLDFR | HFTD - Distribution - Tier 3 - 2QU CoRE ¦ 5QU LoRE | Red Flag Warning - Small Fires | 2024 | Electric Reliability | 0.03759 | 33.5215 | 2024 | Control | 0.1325 | 3 | 0 | esc | 0 | 0 | 0 | 0 | 0.15274 | 0.0057414 | 0.15274 | 0.0057414
[149 empty] | All EPR in 2020WLDFRFinancial | WLDFR | HFTD - Distribution - Tier 3 - 2QU CoRE ¦ 5QU LoRE | Red Flag Warning - Small Fires | 2024 | Financial | 0.0016314 | 33.5215 | 2024 | Control | 0.053 | 3 | 0 | esc | 0 | 0 | 0 | 0 | 0.055966 | 9.1305e-05 | 0.055966 | 9.1305e-05
[149 empty] | All EPR in 2020WLDFRSafety | WLDFR | HFTD - Distribution - Tier 3 - 2QU CoRE ¦ 5QU LoRE | Red Flag Warning - Small Fires | 2024 | Safety | 0.041187 | 33.5215 | 2024 | Control | 0.053 | 3 | 0 | esc | 0 | 0 | 0 | 0 | 0.055966 | 0.0023051 | 0.055966 | 0.0023051
[149 empty] | All EPR in 2020WLDFRElectric Reliability | WLDFR | HFTD - Distribution - Tier 3 - 2QU CoRE ¦ 5QU LoRE | Red Flag Warning - Small Fires | 2025 | Electric Reliability | 0.03759 | 33.5215 | 2025 | Control | 0.1325 | 3 | 0 | esc | 0 | 0 | 0 | 0 | 0 | 0 | 0.15274 | 0.0057414
[149 empty] | All EPR in 2020WLDFRFinancial | WLDFR | HFTD - Distribution - Tier 3 - 2QU CoRE ¦ 5QU LoRE | Red Flag Warning - Small Fires | 2025 | Financial | 0.0016314 | 33.5215 | 2025 | Control | 0.053 | 3 | 0 | esc | 0 | 0 | 0 | 0 | 0 | 0 | 0.055966 | 9.1305e-05
[149 empty] | All EPR in 2020WLDFRSafety | WLDFR | HFTD - Distribution - Tier 3 - 2QU CoRE ¦ 5QU LoRE | Red Flag Warning - Small Fires | 2025 | Safety | 0.041187 | 33.5215 | 2025 | Control | 0.053 | 3 | 0 | esc | 0 | 0 | 0 | 0 | 0 | 0 | 0.055966 | 0.0023051
[149 empty] | All EPR in 2020WLDFRElectric Reliability | WLDFR | HFTD - Distribution - Tier 3 - 2QU CoRE ¦ 5QU LoRE | Seismic - Non-Red Flag Warning - Catastrophic Fires | 2021 | Electric Reliability | 409.2237 | 33.5215 | 2021 | Control | 0.1325 | 3 | 0 | esc | 0.15274 | 62.5039 | 0.15274 | 62.5039 | 0 | 0 | 0 | 0
[149 empty] | All EPR in 2020WLDFRFinancial | WLDFR | HFTD - Distribution - Tier 3 - 2QU CoRE ¦ 5QU LoRE | Seismic - Non-Red Flag Warning - Catastrophic Fires | 2021 | Financial | 13469.0878 | 33.5215 | 2021 | Control | 0.053 | 3 | 0 | esc | 0.055966 | 753.8138 | 0.055966 | 753.8138 | 0 | 0 | 0 | 0
[149 empty] | All EPR in 2020WLDFRSafety | WLDFR | HFTD - Distribution - Tier 3 - 2QU CoRE ¦ 5QU LoRE | Seismic - Non-Red Flag Warning - Catastrophic Fires | 2021 | Safety | 7205.5313 | 33.5215 | 2021 | Control | 0.053 | 3 | 0 | esc | 0.055966 | 403.2663 | 0.055966 | 403.2663 | 0 | 0 | 0 | 0
[149 empty] | All EPR in 2020WLDFRElectric Reliability | WLDFR | HFTD - Distribution - Tier 3 - 2QU CoRE ¦ 5QU LoRE | Seismic - Non-Red Flag Warning - Catastrophic Fires | 2022 | Electric Reliability | 409.2237 | 33.5215 | 2022 | Control | 0.1325 | 3 | 0 | esc | 0.15274 | 62.5039 | 0.15274 | 62.5039 | 0.15274 | 62.5039 | 0 | 0
[149 empty] | All EPR in 2020WLDFRFinancial | WLDFR | HFTD - Distribution - Tier 3 - 2QU CoRE ¦ 5QU LoRE | Seismic - Non-Red Flag Warning - Catastrophic Fires | 2022 | Financial | 13469.0878 | 33.5215 | 2022 | Control | 0.053 | 3 | 0 | esc | 0.055966 | 753.8138 | 0.055966 | 753.8138 | 0.055966 | 753.8138 | 0 | 0
[149 empty] | All EPR in 2020WLDFRSafety | WLDFR | HFTD - Distribution - Tier 3 - 2QU CoRE ¦ 5QU LoRE | Seismic - Non-Red Flag Warning - Catastrophic Fires | 2022 | Safety | 7205.5313 | 33.5215 | 2022 | Control | 0.053 | 3 | 0 | esc | 0.055966 | 403.2663 | 0.055966 | 403.2663 | 0.055966 | 403.2663 | 0 | 0
[149 empty] | All EPR in 2020WLDFRElectric Reliability | WLDFR | HFTD - Distribution - Tier 3 - 2QU CoRE ¦ 5QU LoRE | Seismic - Non-Red Flag Warning - Catastrophic Fires | 2023 | Electric Reliability | 428.6023 | 33.5215 | 2023 | Control | 0.1325 | 3 | 0 | esc | 0 | 0 | 0.15274 | 65.4638 | 0.15274 | 65.4638 | 0.15274 | 65.4638
[149 empty] | All EPR in 2020WLDFRFinancial | WLDFR | HFTD - Distribution - Tier 3 - 2QU CoRE ¦ 5QU LoRE | Seismic - Non-Red Flag Warning - Catastrophic Fires | 2023 | Financial | 13939.561 | 33.5215 | 2023 | Control | 0.053 | 3 | 0 | esc | 0 | 0 | 0.055966 | 780.1444 | 0.055966 | 780.1444 | 0.055966 | 780.1444
[149 empty] | All EPR in 2020WLDFRSafety | WLDFR | HFTD - Distribution - Tier 3 - 2QU CoRE ¦ 5QU LoRE | Seismic - Non-Red Flag Warning - Catastrophic Fires | 2023 | Safety | 7467.8148 | 33.5215 | 2023 | Control | 0.053 | 3 | 0 | esc | 0 | 0 | 0.055966 | 417.9453 | 0.055966 | 417.9453 | 0.055966 | 417.9453
[149 empty] | All EPR in 2020WLDFRElectric Reliability | WLDFR | HFTD - Distribution - Tier 3 - 2QU CoRE ¦ 5QU LoRE | Seismic - Non-Red Flag Warning - Catastrophic Fires | 2024 | Electric Reliability | 428.6023 | 33.5215 | 2024 | Control | 0.1325 | 3 | 0 | esc | 0 | 0 | 0 | 0 | 0.15274 | 65.4638 | 0.15274 | 65.4638
[149 empty] | All EPR in 2020WLDFRFinancial | WLDFR | HFTD - Distribution - Tier 3 - 2QU CoRE ¦ 5QU LoRE | Seismic - Non-Red Flag Warning - Catastrophic Fires | 2024 | Financial | 13939.561 | 33.5215 | 2024 | Control | 0.053 | 3 | 0 | esc | 0 | 0 | 0 | 0 | 0.055966 | 780.1444 | 0.055966 | 780.1444
[149 empty] | All EPR in 2020WLDFRSafety | WLDFR | HFTD - Distribution - Tier 3 - 2QU CoRE ¦ 5QU LoRE | Seismic - Non-Red Flag Warning - Catastrophic Fires | 2024 | Safety | 7467.8148 | 33.5215 | 2024 | Control | 0.053 | 3 | 0 | esc | 0 | 0 | 0 | 0 | 0.055966 | 417.9453 | 0.055966 | 417.9453
[149 empty] | All EPR in 2020WLDFRElectric Reliability | WLDFR | HFTD - Distribution - Tier 3 - 2QU CoRE ¦ 5QU LoRE | Seismic - Non-Red Flag Warning - Catastrophic Fires | 2025 | Electric Reliability | 428.6023 | 33.5215 | 2025 | Control | 0.1325 | 3 | 0 | esc | 0 | 0 | 0 | 0 | 0 | 0 | 0.15274 | 65.4638
[149 empty] | All EPR in 2020WLDFRFinancial | WLDFR | HFTD - Distribution - Tier 3 - 2QU CoRE ¦ 5QU LoRE | Seismic - Non-Red Flag Warning - Catastrophic Fires | 2025 | Financial | 13939.561 | 33.5215 | 2025 | Control | 0.053 | 3 | 0 | esc | 0 | 0 | 0 | 0 | 0 | 0 | 0.055966 | 780.1444
[149 empty] | All EPR in 2020WLDFRSafety | WLDFR | HFTD - Distribution - Tier 3 - 2QU CoRE ¦ 5QU LoRE | Seismic - Non-Red Flag Warning - Catastrophic Fires | 2025 | Safety | 7467.8148 | 33.5215 | 2025 | Control | 0.053 | 3 | 0 | esc | 0 | 0 | 0 | 0 | 0 | 0 | 0.055966 | 417.9453
[149 empty] | All EPR in 2020WLDFRElectric Reliability | WLDFR | HFTD - Distribution - Tier 3 - 2QU CoRE ¦ 5QU LoRE | Seismic - Red Flag Warning - Catastrophic Fires | 2021 | Electric Reliability | 409.2237 | 33.5215 | 2021 | Control | 0.1325 | 3 | 0 | esc | 0.15274 | 62.5039 | 0.15274 | 62.5039 | 0 | 0 | 0 | 0
[149 empty] | All EPR in 2020WLDFRFinancial | WLDFR | HFTD - Distribution - Tier 3 - 2QU CoRE ¦ 5QU LoRE | Seismic - Red Flag Warning - Catastrophic Fires | 2021 | Financial | 13469.0878 | 33.5215 | 2021 | Control | 0.053 | 3 | 0 | esc | 0.055966 | 753.8138 | 0.055966 | 753.8138 | 0 | 0 | 0 | 0
[149 empty] | All EPR in 2020WLDFRSafety | WLDFR | HFTD - Distribution - Tier 3 - 2QU CoRE ¦ 5QU LoRE | Seismic - Red Flag Warning - Catastrophic Fires | 2021 | Safety | 7205.5313 | 33.5215 | 2021 | Control | 0.053 | 3 | 0 | esc | 0.055966 | 403.2663 | 0.055966 | 403.2663 | 0 | 0 | 0 | 0
[149 empty] | All EPR in 2020WLDFRElectric Reliability | WLDFR | HFTD - Distribution - Tier 3 - 2QU CoRE ¦ 5QU LoRE | Seismic - Red Flag Warning - Catastrophic Fires | 2022 | Electric Reliability | 409.2237 | 33.5215 | 2022 | Control | 0.1325 | 3 | 0 | esc | 0.15274 | 62.5039 | 0.15274 | 62.5039 | 0.15274 | 62.5039 | 0 | 0
[149 empty] | All EPR in 2020WLDFRFinancial | WLDFR | HFTD - Distribution - Tier 3 - 2QU CoRE ¦ 5QU LoRE | Seismic - Red Flag Warning - Catastrophic Fires | 2022 | Financial | 13469.0878 | 33.5215 | 2022 | Control | 0.053 | 3 | 0 | esc | 0.055966 | 753.8138 | 0.055966 | 753.8138 | 0.055966 | 753.8138 | 0 | 0
[149 empty] | All EPR in 2020WLDFRSafety | WLDFR | HFTD - Distribution - Tier 3 - 2QU CoRE ¦ 5QU LoRE | Seismic - Red Flag Warning - Catastrophic Fires | 2022 | Safety | 7205.5313 | 33.5215 | 2022 | Control | 0.053 | 3 | 0 | esc | 0.055966 | 403.2663 | 0.055966 | 403.2663 | 0.055966 | 403.2663 | 0 | 0
[149 empty] | All EPR in 2020WLDFRElectric Reliability | WLDFR | HFTD - Distribution - Tier 3 - 2QU CoRE ¦ 5QU LoRE | Seismic - Red Flag Warning - Catastrophic Fires | 2023 | Electric Reliability | 428.6023 | 33.5215 | 2023 | Control | 0.1325 | 3 | 0 | esc | 0 | 0 | 0.15274 | 65.4638 | 0.15274 | 65.4638 | 0.15274 | 65.4638
[149 empty] | All EPR in 2020WLDFRFinancial | WLDFR | HFTD - Distribution - Tier 3 - 2QU CoRE ¦ 5QU LoRE | Seismic - Red Flag Warning - Catastrophic Fires | 2023 | Financial | 13939.561 | 33.5215 | 2023 | Control | 0.053 | 3 | 0 | esc | 0 | 0 | 0.055966 | 780.1444 | 0.055966 | 780.1444 | 0.055966 | 780.1444
[149 empty] | All EPR in 2020WLDFRSafety | WLDFR | HFTD - Distribution - Tier 3 - 2QU CoRE ¦ 5QU LoRE | Seismic - Red Flag Warning - Catastrophic Fires | 2023 | Safety | 7467.8148 | 33.5215 | 2023 | Control | 0.053 | 3 | 0 | esc | 0 | 0 | 0.055966 | 417.9453 | 0.055966 | 417.9453 | 0.055966 | 417.9453
[149 empty] | All EPR in 2020WLDFRElectric Reliability | WLDFR | HFTD - Distribution - Tier 3 - 2QU CoRE ¦ 5QU LoRE | Seismic - Red Flag Warning - Catastrophic Fires | 2024 | Electric Reliability | 428.6023 | 33.5215 | 2024 | Control | 0.1325 | 3 | 0 | esc | 0 | 0 | 0 | 0 | 0.15274 | 65.4638 | 0.15274 | 65.4638
[149 empty] | All EPR in 2020WLDFRFinancial | WLDFR | HFTD - Distribution - Tier 3 - 2QU CoRE ¦ 5QU LoRE | Seismic - Red Flag Warning - Catastrophic Fires | 2024 | Financial | 13939.561 | 33.5215 | 2024 | Control | 0.053 | 3 | 0 | esc | 0 | 0 | 0 | 0 | 0.055966 | 780.1444 | 0.055966 | 780.1444
[149 empty] | All EPR in 2020WLDFRSafety | WLDFR | HFTD - Distribution - Tier 3 - 2QU CoRE ¦ 5QU LoRE | Seismic - Red Flag Warning - Catastrophic Fires | 2024 | Safety | 7467.8148 | 33.5215 | 2024 | Control | 0.053 | 3 | 0 | esc | 0 | 0 | 0 | 0 | 0.055966 | 417.9453 | 0.055966 | 417.9453
[149 empty] | All EPR in 2020WLDFRElectric Reliability | WLDFR | HFTD - Distribution - Tier 3 - 2QU CoRE ¦ 5QU LoRE | Seismic - Red Flag Warning - Catastrophic Fires | 2025 | Electric Reliability | 428.6023 | 33.5215 | 2025 | Control | 0.1325 | 3 | 0 | esc | 0 | 0 | 0 | 0 | 0 | 0 | 0.15274 | 65.4638
[149 empty] | All EPR in 2020WLDFRFinancial | WLDFR | HFTD - Distribution - Tier 3 - 2QU CoRE ¦ 5QU LoRE | Seismic - Red Flag Warning - Catastrophic Fires | 2025 | Financial | 13939.561 | 33.5215 | 2025 | Control | 0.053 | 3 | 0 | esc | 0 | 0 | 0 | 0 | 0 | 0 | 0.055966 | 780.1444
[149 empty] | All EPR in 2020WLDFRSafety | WLDFR | HFTD - Distribution - Tier 3 - 2QU CoRE ¦ 5QU LoRE | Seismic - Red Flag Warning - Catastrophic Fires | 2025 | Safety | 7467.8148 | 33.5215 | 2025 | Control | 0.053 | 3 | 0 | esc | 0 | 0 | 0 | 0 | 0 | 0 | 0.055966 | 417.9453
[149 empty] | All EPR in 2020WLDFRElectric Reliability | WLDFR | HFTD - Distribution - Tier 3 - 3QU CoRE ¦ 1QU LoRE | Non-Red Flag Warning - Catastrophic Fires | 2021 | Electric Reliability | 222.2294 | 459.7243 | 2021 | Control | 0.1325 | 3 | 0 | esc | 0.15274 | 33.9428 | 0.15274 | 33.9428 | 0 | 0 | 0 | 0
[149 empty] | All EPR in 2020WLDFRFinancial | WLDFR | HFTD - Distribution - Tier 3 - 3QU CoRE ¦ 1QU LoRE | Non-Red Flag Warning - Catastrophic Fires | 2021 | Financial | 8585.7228 | 459.7243 | 2021 | Control | 0.053 | 3 | 0 | esc | 0.055966 | 480.5104 | 0.055966 | 480.5104 | 0 | 0 | 0 | 0
[149 empty] | All EPR in 2020WLDFRSafety | WLDFR | HFTD - Distribution - Tier 3 - 3QU CoRE ¦ 1QU LoRE | Non-Red Flag Warning - Catastrophic Fires | 2021 | Safety | 5338.1784 | 459.7243 | 2021 | Control | 0.053 | 3 | 0 | esc | 0.055966 | 298.7576 | 0.055966 | 298.7576 | 0 | 0 | 0 | 0
[149 empty] | All EPR in 2020WLDFRElectric Reliability | WLDFR | HFTD - Distribution - Tier 3 - 3QU CoRE ¦ 1QU LoRE | Non-Red Flag Warning - Catastrophic Fires | 2022 | Electric Reliability | 222.2294 | 459.7243 | 2022 | Control | 0.1325 | 3 | 0 | esc | 0.15274 | 33.9428 | 0.15274 | 33.9428 | 0.15274 | 33.9428 | 0 | 0
[149 empty] | All EPR in 2020WLDFRFinancial | WLDFR | HFTD - Distribution - Tier 3 - 3QU CoRE ¦ 1QU LoRE | Non-Red Flag Warning - Catastrophic Fires | 2022 | Financial | 8585.7228 | 459.7243 | 2022 | Control | 0.053 | 3 | 0 | esc | 0.055966 | 480.5104 | 0.055966 | 480.5104 | 0.055966 | 480.5104 | 0 | 0
[149 empty] | All EPR in 2020WLDFRSafety | WLDFR | HFTD - Distribution - Tier 3 - 3QU CoRE ¦ 1QU LoRE | Non-Red Flag Warning - Catastrophic Fires | 2022 | Safety | 5338.1784 | 459.7243 | 2022 | Control | 0.053 | 3 | 0 | esc | 0.055966 | 298.7576 | 0.055966 | 298.7576 | 0.055966 | 298.7576 | 0 | 0
[149 empty] | All EPR in 2020WLDFRElectric Reliability | WLDFR | HFTD - Distribution - Tier 3 - 3QU CoRE ¦ 1QU LoRE | Non-Red Flag Warning - Catastrophic Fires | 2023 | Electric Reliability | 233.2301 | 459.7243 | 2023 | Control | 0.1325 | 3 | 0 | esc | 0 | 0 | 0.15274 | 35.623 | 0.15274 | 35.623 | 0.15274 | 35.623
[149 empty] | All EPR in 2020WLDFRFinancial | WLDFR | HFTD - Distribution - Tier 3 - 3QU CoRE ¦ 1QU LoRE | Non-Red Flag Warning - Catastrophic Fires | 2023 | Financial | 8896.516 | 459.7243 | 2023 | Control | 0.053 | 3 | 0 | esc | 0 | 0 | 0.055966 | 497.9043 | 0.055966 | 497.9043 | 0.055966 | 497.9043
[149 empty] | All EPR in 2020WLDFRSafety | WLDFR | HFTD - Distribution - Tier 3 - 3QU CoRE ¦ 1QU LoRE | Non-Red Flag Warning - Catastrophic Fires | 2023 | Safety | 5534.8915 | 459.7243 | 2023 | Control | 0.053 | 3 | 0 | esc | 0 | 0 | 0.055966 | 309.7669 | 0.055966 | 309.7669 | 0.055966 | 309.7669
[149 empty] | All EPR in 2020WLDFRElectric Reliability | WLDFR | HFTD - Distribution - Tier 3 - 3QU CoRE ¦ 1QU LoRE | Non-Red Flag Warning - Catastrophic Fires | 2024 | Electric Reliability | 233.2301 | 459.7243 | 2024 | Control | 0.1325 | 3 | 0 | esc | 0 | 0 | 0 | 0 | 0.15274 | 35.623 | 0.15274 | 35.623
[149 empty] | All EPR in 2020WLDFRFinancial | WLDFR | HFTD - Distribution - Tier 3 - 3QU CoRE ¦ 1QU LoRE | Non-Red Flag Warning - Catastrophic Fires | 2024 | Financial | 8896.516 | 459.7243 | 2024 | Control | 0.053 | 3 | 0 | esc | 0 | 0 | 0 | 0 | 0.055966 | 497.9043 | 0.055966 | 497.9043
[149 empty] | All EPR in 2020WLDFRSafety | WLDFR | HFTD - Distribution - Tier 3 - 3QU CoRE ¦ 1QU LoRE | Non-Red Flag Warning - Catastrophic Fires | 2024 | Safety | 5534.8915 | 459.7243 | 2024 | Control | 0.053 | 3 | 0 | esc | 0 | 0 | 0 | 0 | 0.055966 | 309.7669 | 0.055966 | 309.7669
[149 empty] | All EPR in 2020WLDFRElectric Reliability | WLDFR | HFTD - Distribution - Tier 3 - 3QU CoRE ¦ 1QU LoRE | Non-Red Flag Warning - Catastrophic Fires | 2025 | Electric Reliability | 233.2301 | 459.7243 | 2025 | Control | 0.1325 | 3 | 0 | esc | 0 | 0 | 0 | 0 | 0 | 0 | 0.15274 | 35.623
[149 empty] | All EPR in 2020WLDFRFinancial | WLDFR | HFTD - Distribution - Tier 3 - 3QU CoRE ¦ 1QU LoRE | Non-Red Flag Warning - Catastrophic Fires | 2025 | Financial | 8896.516 | 459.7243 | 2025 | Control | 0.053 | 3 | 0 | esc | 0 | 0 | 0 | 0 | 0 | 0 | 0.055966 | 497.9043
[149 empty] | All EPR in 2020WLDFRSafety | WLDFR | HFTD - Distribution - Tier 3 - 3QU CoRE ¦ 1QU LoRE | Non-Red Flag Warning - Catastrophic Fires | 2025 | Safety | 5534.8915 | 459.7243 | 2025 | Control | 0.053 | 3 | 0 | esc | 0 | 0 | 0 | 0 | 0 | 0 | 0.055966 | 309.7669
[149 empty] | All EPR in 2020WLDFRElectric Reliability | WLDFR | HFTD - Distribution - Tier 3 - 3QU CoRE ¦ 1QU LoRE | Non-Red Flag Warning - Destructive Fires | 2021 | Electric Reliability | 222.2294 | 459.7243 | 2021 | Control | 0.1325 | 3 | 0 | esc | 0.15274 | 33.9428 | 0.15274 | 33.9428 | 0 | 0 | 0 | 0
[149 empty] | All EPR in 2020WLDFRFinancial | WLDFR | HFTD - Distribution - Tier 3 - 3QU CoRE ¦ 1QU LoRE | Non-Red Flag Warning - Destructive Fires | 2021 | Financial | 8585.7228 | 459.7243 | 2021 | Control | 0.053 | 3 | 0 | esc | 0.055966 | 480.5104 | 0.055966 | 480.5104 | 0 | 0 | 0 | 0
[149 empty] | All EPR in 2020WLDFRElectric Reliability | WLDFR | HFTD - Distribution - Tier 3 - 3QU CoRE ¦ 1QU LoRE | Non-Red Flag Warning - Destructive Fires | 2022 | Electric Reliability | 222.2294 | 459.7243 | 2022 | Control | 0.1325 | 3 | 0 | esc | 0.15274 | 33.9428 | 0.15274 | 33.9428 | 0.15274 | 33.9428 | 0 | 0
[149 empty] | All EPR in 2020WLDFRFinancial | WLDFR | HFTD - Distribution - Tier 3 - 3QU CoRE ¦ 1QU LoRE | Non-Red Flag Warning - Destructive Fires | 2022 | Financial | 8585.7228 | 459.7243 | 2022 | Control | 0.053 | 3 | 0 | esc | 0.055966 | 480.5104 | 0.055966 | 480.5104 | 0.055966 | 480.5104 | 0 | 0
[149 empty] | All EPR in 2020WLDFRElectric Reliability | WLDFR | HFTD - Distribution - Tier 3 - 3QU CoRE ¦ 1QU LoRE | Non-Red Flag Warning - Destructive Fires | 2023 | Electric Reliability | 233.2301 | 459.7243 | 2023 | Control | 0.1325 | 3 | 0 | esc | 0 | 0 | 0.15274 | 35.623 | 0.15274 | 35.623 | 0.15274 | 35.623
[149 empty] | All EPR in 2020WLDFRFinancial | WLDFR | HFTD - Distribution - Tier 3 - 3QU CoRE ¦ 1QU LoRE | Non-Red Flag Warning - Destructive Fires | 2023 | Financial | 8896.516 | 459.7243 | 2023 | Control | 0.053 | 3 | 0 | esc | 0 | 0 | 0.055966 | 497.9043 | 0.055966 | 497.9043 | 0.055966 | 497.9043
[149 empty] | All EPR in 2020WLDFRElectric Reliability | WLDFR | HFTD - Distribution - Tier 3 - 3QU CoRE ¦ 1QU LoRE | Non-Red Flag Warning - Destructive Fires | 2024 | Electric Reliability | 233.2301 | 459.7243 | 2024 | Control | 0.1325 | 3 | 0 | esc | 0 | 0 | 0 | 0 | 0.15274 | 35.623 | 0.15274 | 35.623
[149 empty] | All EPR in 2020WLDFRFinancial | WLDFR | HFTD - Distribution - Tier 3 - 3QU CoRE ¦ 1QU LoRE | Non-Red Flag Warning - Destructive Fires | 2024 | Financial | 8896.516 | 459.7243 | 2024 | Control | 0.053 | 3 | 0 | esc | 0 | 0 | 0 | 0 | 0.055966 | 497.9043 | 0.055966 | 497.9043
[149 empty] | All EPR in 2020WLDFRElectric Reliability | WLDFR | HFTD - Distribution - Tier 3 - 3QU CoRE ¦ 1QU LoRE | Non-Red Flag Warning - Destructive Fires | 2025 | Electric Reliability | 233.2301 | 459.7243 | 2025 | Control | 0.1325 | 3 | 0 | esc | 0 | 0 | 0 | 0 | 0 | 0 | 0.15274 | 35.623
[149 empty] | All EPR in 2020WLDFRFinancial | WLDFR | HFTD - Distribution - Tier 3 - 3QU CoRE ¦ 1QU LoRE | Non-Red Flag Warning - Destructive Fires | 2025 | Financial | 8896.516 | 459.7243 | 2025 | Control | 0.053 | 3 | 0 | esc | 0 | 0 | 0 | 0 | 0 | 0 | 0.055966 | 497.9043
[149 empty] | All EPR in 2020WLDFRElectric Reliability | WLDFR | HFTD - Distribution - Tier 3 - 3QU CoRE ¦ 1QU LoRE | Non-Red Flag Warning - Large Fires | 2021 | Electric Reliability | 0.69642 | 459.7243 | 2021 | Control | 0.1325 | 3 | 0 | esc | 0.15274 | 0.10637 | 0.15274 | 0.10637 | 0 | 0 | 0 | 0
[149 empty] | All EPR in 2020WLDFRFinancial | WLDFR | HFTD - Distribution - Tier 3 - 3QU CoRE ¦ 1QU LoRE | Non-Red Flag Warning - Large Fires | 2021 | Financial | 2.942 | 459.7243 | 2021 | Control | 0.053 | 3 | 0 | esc | 0.055966 | 0.16465 | 0.055966 | 0.16465 | 0 | 0 | 0 | 0
[149 empty] | All EPR in 2020WLDFRSafety | WLDFR | HFTD - Distribution - Tier 3 - 3QU CoRE ¦ 1QU LoRE | Non-Red Flag Warning - Large Fires | 2021 | Safety | 1.6022 | 459.7243 | 2021 | Control | 0.053 | 3 | 0 | esc | 0.055966 | 0.089668 | 0.055966 | 0.089668 | 0 | 0 | 0 | 0
[149 empty] | All EPR in 2020WLDFRElectric Reliability | WLDFR | HFTD - Distribution - Tier 3 - 3QU CoRE ¦ 1QU LoRE | Non-Red Flag Warning - Large Fires | 2022 | Electric Reliability | 0.69642 | 459.7243 | 2022 | Control | 0.1325 | 3 | 0 | esc | 0.15274 | 0.10637 | 0.15274 | 0.10637 | 0.15274 | 0.10637 | 0 | 0
[149 empty] | All EPR in 2020WLDFRFinancial | WLDFR | HFTD - Distribution - Tier 3 - 3QU CoRE ¦ 1QU LoRE | Non-Red Flag Warning - Large Fires | 2022 | Financial | 2.942 | 459.7243 | 2022 | Control | 0.053 | 3 | 0 | esc | 0.055966 | 0.16465 | 0.055966 | 0.16465 | 0.055966 | 0.16465 | 0 | 0
[149 empty] | All EPR in 2020WLDFRSafety | WLDFR | HFTD - Distribution - Tier 3 - 3QU CoRE ¦ 1QU LoRE | Non-Red Flag Warning - Large Fires | 2022 | Safety | 1.6022 | 459.7243 | 2022 | Control | 0.053 | 3 | 0 | esc | 0.055966 | 0.089668 | 0.055966 | 0.089668 | 0.055966 | 0.089668 | 0 | 0
[149 empty] | All EPR in 2020WLDFRElectric Reliability | WLDFR | HFTD - Distribution - Tier 3 - 3QU CoRE ¦ 1QU LoRE | Non-Red Flag Warning - Large Fires | 2023 | Electric Reliability | 0.71896 | 459.7243 | 2023 | Control | 0.1325 | 3 | 0 | esc | 0 | 0 | 0.15274 | 0.10981 | 0.15274 | 0.10981 | 0.15274 | 0.10981
[149 empty] | All EPR in 2020WLDFRFinancial | WLDFR | HFTD - Distribution - Tier 3 - 3QU CoRE ¦ 1QU LoRE | Non-Red Flag Warning - Large Fires | 2023 | Financial | 3.0715 | 459.7243 | 2023 | Control | 0.053 | 3 | 0 | esc | 0 | 0 | 0.055966 | 0.1719 | 0.055966 | 0.1719 | 0.055966 | 0.1719
[149 empty] | All EPR in 2020WLDFRSafety | WLDFR | HFTD - Distribution - Tier 3 - 3QU CoRE ¦ 1QU LoRE | Non-Red Flag Warning - Large Fires | 2023 | Safety | 1.6846 | 459.7243 | 2023 | Control | 0.053 | 3 | 0 | esc | 0 | 0 | 0.055966 | 0.094279 | 0.055966 | 0.094279 | 0.055966 | 0.094279
[149 empty] | All EPR in 2020WLDFRElectric Reliability | WLDFR | HFTD - Distribution - Tier 3 - 3QU CoRE ¦ 1QU LoRE | Non-Red Flag Warning - Large Fires | 2024 | Electric Reliability | 0.71896 | 459.7243 | 2024 | Control | 0.1325 | 3 | 0 | esc | 0 | 0 | 0 | 0 | 0.15274 | 0.10981 | 0.15274 | 0.10981
[149 empty] | All EPR in 2020WLDFRFinancial | WLDFR | HFTD - Distribution - Tier 3 - 3QU CoRE ¦ 1QU LoRE | Non-Red Flag Warning - Large Fires | 2024 | Financial | 3.0715 | 459.7243 | 2024 | Control | 0.053 | 3 | 0 | esc | 0 | 0 | 0 | 0 | 0.055966 | 0.1719 | 0.055966 | 0.1719
[149 empty] | All EPR in 2020WLDFRSafety | WLDFR | HFTD - Distribution - Tier 3 - 3QU CoRE ¦ 1QU LoRE | Non-Red Flag Warning - Large Fires | 2024 | Safety | 1.6846 | 459.7243 | 2024 | Control | 0.053 | 3 | 0 | esc | 0 | 0 | 0 | 0 | 0.055966 | 0.094279 | 0.055966 | 0.094279
[149 empty] | All EPR in 2020WLDFRElectric Reliability | WLDFR | HFTD - Distribution - Tier 3 - 3QU CoRE ¦ 1QU LoRE | Non-Red Flag Warning - Large Fires | 2025 | Electric Reliability | 0.71896 | 459.7243 | 2025 | Control | 0.1325 | 3 | 0 | esc | 0 | 0 | 0 | 0 | 0 | 0 | 0.15274 | 0.10981
[149 empty] | All EPR in 2020WLDFRFinancial | WLDFR | HFTD - Distribution - Tier 3 - 3QU CoRE ¦ 1QU LoRE | Non-Red Flag Warning - Large Fires | 2025 | Financial | 3.0715 | 459.7243 | 2025 | Control | 0.053 | 3 | 0 | esc | 0 | 0 | 0 | 0 | 0 | 0 | 0.055966 | 0.1719
[149 empty] | All EPR in 2020WLDFRSafety | WLDFR | HFTD - Distribution - Tier 3 - 3QU CoRE ¦ 1QU LoRE | Non-Red Flag Warning - Large Fires | 2025 | Safety | 1.6846 | 459.7243 | 2025 | Control | 0.053 | 3 | 0 | esc | 0 | 0 | 0 | 0 | 0 | 0 | 0.055966 | 0.094279
[149 empty] | All EPR in 2020WLDFRElectric Reliability | WLDFR | HFTD - Distribution - Tier 3 - 3QU CoRE ¦ 1QU LoRE | Non-Red Flag Warning - Small Fires | 2021 | Electric Reliability | 0.036425 | 459.7243 | 2021 | Control | 0.1325 | 3 | 0 | esc | 0.15274 | 0.0055635 | 0.15274 | 0.0055635 | 0 | 0 | 0 | 0
[149 empty] | All EPR in 2020WLDFRFinancial | WLDFR | HFTD - Distribution - Tier 3 - 3QU CoRE ¦ 1QU LoRE | Non-Red Flag Warning - Small Fires | 2021 | Financial | 0.0015809 | 459.7243 | 2021 | Control | 0.053 | 3 | 0 | esc | 0.055966 | 8.8475e-05 | 0.055966 | 8.8475e-05 | 0 | 0 | 0 | 0
[149 empty] | All EPR in 2020WLDFRSafety | WLDFR | HFTD - Distribution - Tier 3 - 3QU CoRE ¦ 1QU LoRE | Non-Red Flag Warning - Small Fires | 2021 | Safety | 0.039895 | 459.7243 | 2021 | Control | 0.053 | 3 | 0 | esc | 0.055966 | 0.0022328 | 0.055966 | 0.0022328 | 0 | 0 | 0 | 0
[149 empty] | All EPR in 2020WLDFRElectric Reliability | WLDFR | HFTD - Distribution - Tier 3 - 3QU CoRE ¦ 1QU LoRE | Non-Red Flag Warning - Small Fires | 2022 | Electric Reliability | 0.036425 | 459.7243 | 2022 | Control | 0.1325 | 3 | 0 | esc | 0.15274 | 0.0055635 | 0.15274 | 0.0055635 | 0.15274 | 0.0055635 | 0 | 0
[149 empty] | All EPR in 2020WLDFRFinancial | WLDFR | HFTD - Distribution - Tier 3 - 3QU CoRE ¦ 1QU LoRE | Non-Red Flag Warning - Small Fires | 2022 | Financial | 0.0015809 | 459.7243 | 2022 | Control | 0.053 | 3 | 0 | esc | 0.055966 | 8.8475e-05 | 0.055966 | 8.8475e-05 | 0.055966 | 8.8475e-05 | 0 | 0
[149 empty] | All EPR in 2020WLDFRSafety | WLDFR | HFTD - Distribution - Tier 3 - 3QU CoRE ¦ 1QU LoRE | Non-Red Flag Warning - Small Fires | 2022 | Safety | 0.039895 | 459.7243 | 2022 | Control | 0.053 | 3 | 0 | esc | 0.055966 | 0.0022328 | 0.055966 | 0.0022328 | 0.055966 | 0.0022328 | 0 | 0
[149 empty] | All EPR in 2020WLDFRElectric Reliability | WLDFR | HFTD - Distribution - Tier 3 - 3QU CoRE ¦ 1QU LoRE | Non-Red Flag Warning - Small Fires | 2023 | Electric Reliability | 0.03759 | 459.7243 | 2023 | Control | 0.1325 | 3 | 0 | esc | 0 | 0 | 0.15274 | 0.0057414 | 0.15274 | 0.0057414 | 0.15274 | 0.0057414
[149 empty] | All EPR in 2020WLDFRFinancial | WLDFR | HFTD - Distribution - Tier 3 - 3QU CoRE ¦ 1QU LoRE | Non-Red Flag Warning - Small Fires | 2023 | Financial | 0.0016314 | 459.7243 | 2023 | Control | 0.053 | 3 | 0 | esc | 0 | 0 | 0.055966 | 9.1305e-05 | 0.055966 | 9.1305e-05 | 0.055966 | 9.1305e-05
[149 empty] | All EPR in 2020WLDFRSafety | WLDFR | HFTD - Distribution - Tier 3 - 3QU CoRE ¦ 1QU LoRE | Non-Red Flag Warning - Small Fires | 2023 | Safety | 0.041187 | 459.7243 | 2023 | Control | 0.053 | 3 | 0 | esc | 0 | 0 | 0.055966 | 0.0023051 | 0.055966 | 0.0023051 | 0.055966 | 0.0023051
[149 empty] | All EPR in 2020WLDFRElectric Reliability | WLDFR | HFTD - Distribution - Tier 3 - 3QU CoRE ¦ 1QU LoRE | Non-Red Flag Warning - Small Fires | 2024 | Electric Reliability | 0.03759 | 459.7243 | 2024 | Control | 0.1325 | 3 | 0 | esc | 0 | 0 | 0 | 0 | 0.15274 | 0.0057414 | 0.15274 | 0.0057414
[149 empty] | All EPR in 2020WLDFRFinancial | WLDFR | HFTD - Distribution - Tier 3 - 3QU CoRE ¦ 1QU LoRE | Non-Red Flag Warning - Small Fires | 2024 | Financial | 0.0016314 | 459.7243 | 2024 | Control | 0.053 | 3 | 0 | esc | 0 | 0 | 0 | 0 | 0.055966 | 9.1305e-05 | 0.055966 | 9.1305e-05
[149 empty] | All EPR in 2020WLDFRSafety | WLDFR | HFTD - Distribution - Tier 3 - 3QU CoRE ¦ 1QU LoRE | Non-Red Flag Warning - Small Fires | 2024 | Safety | 0.041187 | 459.7243 | 2024 | Control | 0.053 | 3 | 0 | esc | 0 | 0 | 0 | 0 | 0.055966 | 0.0023051 | 0.055966 | 0.0023051
[149 empty] | All EPR in 2020WLDFRElectric Reliability | WLDFR | HFTD - Distribution - Tier 3 - 3QU CoRE ¦ 1QU LoRE | Non-Red Flag Warning - Small Fires | 2025 | Electric Reliability | 0.03759 | 459.7243 | 2025 | Control | 0.1325 | 3 | 0 | esc | 0 | 0 | 0 | 0 | 0 | 0 | 0.15274 | 0.0057414
[149 empty] | All EPR in 2020WLDFRFinancial | WLDFR | HFTD - Distribution - Tier 3 - 3QU CoRE ¦ 1QU LoRE | Non-Red Flag Warning - Small Fires | 2025 | Financial | 0.0016314 | 459.7243 | 2025 | Control | 0.053 | 3 | 0 | esc | 0 | 0 | 0 | 0 | 0 | 0 | 0.055966 | 9.1305e-05
[149 empty] | All EPR in 2020WLDFRSafety | WLDFR | HFTD - Distribution - Tier 3 - 3QU CoRE ¦ 1QU LoRE | Non-Red Flag Warning - Small Fires | 2025 | Safety | 0.041187 | 459.7243 | 2025 | Control | 0.053 | 3 | 0 | esc | 0 | 0 | 0 | 0 | 0 | 0 | 0.055966 | 0.0023051
[149 empty] | All EPR in 2020WLDFRElectric Reliability | WLDFR | HFTD - Distribution - Tier 3 - 3QU CoRE ¦ 1QU LoRE | Red Flag Warning - Catastrophic Fires | 2021 | Electric Reliability | 222.2294 | 459.7243 | 2021 | Control | 0.1325 | 3 | 0 | esc | 0.15274 | 33.9428 | 0.15274 | 33.9428 | 0 | 0 | 0 | 0
[149 empty] | All EPR in 2020WLDFRFinancial | WLDFR | HFTD - Distribution - Tier 3 - 3QU CoRE ¦ 1QU LoRE | Red Flag Warning - Catastrophic Fires | 2021 | Financial | 8585.7228 | 459.7243 | 2021 | Control | 0.053 | 3 | 0 | esc | 0.055966 | 480.5104 | 0.055966 | 480.5104 | 0 | 0 | 0 | 0
[149 empty] | All EPR in 2020WLDFRSafety | WLDFR | HFTD - Distribution - Tier 3 - 3QU CoRE ¦ 1QU LoRE | Red Flag Warning - Catastrophic Fires | 2021 | Safety | 5338.1784 | 459.7243 | 2021 | Control | 0.053 | 3 | 0 | esc | 0.055966 | 298.7576 | 0.055966 | 298.7576 | 0 | 0 | 0 | 0
[149 empty] | All EPR in 2020WLDFRElectric Reliability | WLDFR | HFTD - Distribution - Tier 3 - 3QU CoRE ¦ 1QU LoRE | Red Flag Warning - Catastrophic Fires | 2022 | Electric Reliability | 222.2294 | 459.7243 | 2022 | Control | 0.1325 | 3 | 0 | esc | 0.15274 | 33.9428 | 0.15274 | 33.9428 | 0.15274 | 33.9428 | 0 | 0
[149 empty] | All EPR in 2020WLDFRFinancial | WLDFR | HFTD - Distribution - Tier 3 - 3QU CoRE ¦ 1QU LoRE | Red Flag Warning - Catastrophic Fires | 2022 | Financial | 8585.7228 | 459.7243 | 2022 | Control | 0.053 | 3 | 0 | esc | 0.055966 | 480.5104 | 0.055966 | 480.5104 | 0.055966 | 480.5104 | 0 | 0
[149 empty] | All EPR in 2020WLDFRSafety | WLDFR | HFTD - Distribution - Tier 3 - 3QU CoRE ¦ 1QU LoRE | Red Flag Warning - Catastrophic Fires | 2022 | Safety | 5338.1784 | 459.7243 | 2022 | Control | 0.053 | 3 | 0 | esc | 0.055966 | 298.7576 | 0.055966 | 298.7576 | 0.055966 | 298.7576 | 0 | 0
[149 empty] | All EPR in 2020WLDFRElectric Reliability | WLDFR | HFTD - Distribution - Tier 3 - 3QU CoRE ¦ 1QU LoRE | Red Flag Warning - Catastrophic Fires | 2023 | Electric Reliability | 233.2301 | 459.7243 | 2023 | Control | 0.1325 | 3 | 0 | esc | 0 | 0 | 0.15274 | 35.623 | 0.15274 | 35.623 | 0.15274 | 35.623
[149 empty] | All EPR in 2020WLDFRFinancial | WLDFR | HFTD - Distribution - Tier 3 - 3QU CoRE ¦ 1QU LoRE | Red Flag Warning - Catastrophic Fires | 2023 | Financial | 8896.516 | 459.7243 | 2023 | Control | 0.053 | 3 | 0 | esc | 0 | 0 | 0.055966 | 497.9043 | 0.055966 | 497.9043 | 0.055966 | 497.9043
[149 empty] | All EPR in 2020WLDFRSafety | WLDFR | HFTD - Distribution - Tier 3 - 3QU CoRE ¦ 1QU LoRE | Red Flag Warning - Catastrophic Fires | 2023 | Safety | 5534.8915 | 459.7243 | 2023 | Control | 0.053 | 3 | 0 | esc | 0 | 0 | 0.055966 | 309.7669 | 0.055966 | 309.7669 | 0.055966 | 309.7669
[149 empty] | All EPR in 2020WLDFRElectric Reliability | WLDFR | HFTD - Distribution - Tier 3 - 3QU CoRE ¦ 1QU LoRE | Red Flag Warning - Catastrophic Fires | 2024 | Electric Reliability | 233.2301 | 459.7243 | 2024 | Control | 0.1325 | 3 | 0 | esc | 0 | 0 | 0 | 0 | 0.15274 | 35.623 | 0.15274 | 35.623
[149 empty] | All EPR in 2020WLDFRFinancial | WLDFR | HFTD - Distribution - Tier 3 - 3QU CoRE ¦ 1QU LoRE | Red Flag Warning - Catastrophic Fires | 2024 | Financial | 8896.516 | 459.7243 | 2024 | Control | 0.053 | 3 | 0 | esc | 0 | 0 | 0 | 0 | 0.055966 | 497.9043 | 0.055966 | 497.9043
[149 empty] | All EPR in 2020WLDFRSafety | WLDFR | HFTD - Distribution - Tier 3 - 3QU CoRE ¦ 1QU LoRE | Red Flag Warning - Catastrophic Fires | 2024 | Safety | 5534.8915 | 459.7243 | 2024 | Control | 0.053 | 3 | 0 | esc | 0 | 0 | 0 | 0 | 0.055966 | 309.7669 | 0.055966 | 309.7669
[149 empty] | All EPR in 2020WLDFRElectric Reliability | WLDFR | HFTD - Distribution - Tier 3 - 3QU CoRE ¦ 1QU LoRE | Red Flag Warning - Catastrophic Fires | 2025 | Electric Reliability | 233.2301 | 459.7243 | 2025 | Control | 0.1325 | 3 | 0 | esc | 0 | 0 | 0 | 0 | 0 | 0 | 0.15274 | 35.623
[149 empty] | All EPR in 2020WLDFRFinancial | WLDFR | HFTD - Distribution - Tier 3 - 3QU CoRE ¦ 1QU LoRE | Red Flag Warning - Catastrophic Fires | 2025 | Financial | 8896.516 | 459.7243 | 2025 | Control | 0.053 | 3 | 0 | esc | 0 | 0 | 0 | 0 | 0 | 0 | 0.055966 | 497.9043
[149 empty] | All EPR in 2020WLDFRSafety | WLDFR | HFTD - Distribution - Tier 3 - 3QU CoRE ¦ 1QU LoRE | Red Flag Warning - Catastrophic Fires | 2025 | Safety | 5534.8915 | 459.7243 | 2025 | Control | 0.053 | 3 | 0 | esc | 0 | 0 | 0 | 0 | 0 | 0 | 0.055966 | 309.7669
[149 empty] | All EPR in 2020WLDFRElectric Reliability | WLDFR | HFTD - Distribution - Tier 3 - 3QU CoRE ¦ 1QU LoRE | Red Flag Warning - Destructive Fires | 2021 | Electric Reliability | 222.2294 | 459.7243 | 2021 | Control | 0.1325 | 3 | 0 | esc | 0.15274 | 33.9428 | 0.15274 | 33.9428 | 0 | 0 | 0 | 0
[149 empty] | All EPR in 2020WLDFRFinancial | WLDFR | HFTD - Distribution - Tier 3 - 3QU CoRE ¦ 1QU LoRE | Red Flag Warning - Destructive Fires | 2021 | Financial | 8585.7228 | 459.7243 | 2021 | Control | 0.053 | 3 | 0 | esc | 0.055966 | 480.5104 | 0.055966 | 480.5104 | 0 | 0 | 0 | 0
[149 empty] | All EPR in 2020WLDFRElectric Reliability | WLDFR | HFTD - Distribution - Tier 3 - 3QU CoRE ¦ 1QU LoRE | Red Flag Warning - Destructive Fires | 2022 | Electric Reliability | 222.2294 | 459.7243 | 2022 | Control | 0.1325 | 3 | 0 | esc | 0.15274 | 33.9428 | 0.15274 | 33.9428 | 0.15274 | 33.9428 | 0 | 0
[149 empty] | All EPR in 2020WLDFRFinancial | WLDFR | HFTD - Distribution - Tier 3 - 3QU CoRE ¦ 1QU LoRE | Red Flag Warning - Destructive Fires | 2022 | Financial | 8585.7228 | 459.7243 | 2022 | Control | 0.053 | 3 | 0 | esc | 0.055966 | 480.5104 | 0.055966 | 480.5104 | 0.055966 | 480.5104 | 0 | 0
[149 empty] | All EPR in 2020WLDFRElectric Reliability | WLDFR | HFTD - Distribution - Tier 3 - 3QU CoRE ¦ 1QU LoRE | Red Flag Warning - Destructive Fires | 2023 | Electric Reliability | 233.2301 | 459.7243 | 2023 | Control | 0.1325 | 3 | 0 | esc | 0 | 0 | 0.15274 | 35.623 | 0.15274 | 35.623 | 0.15274 | 35.623
[149 empty] | All EPR in 2020WLDFRFinancial | WLDFR | HFTD - Distribution - Tier 3 - 3QU CoRE ¦ 1QU LoRE | Red Flag Warning - Destructive Fires | 2023 | Financial | 8896.516 | 459.7243 | 2023 | Control | 0.053 | 3 | 0 | esc | 0 | 0 | 0.055966 | 497.9043 | 0.055966 | 497.9043 | 0.055966 | 497.9043
[149 empty] | All EPR in 2020WLDFRElectric Reliability | WLDFR | HFTD - Distribution - Tier 3 - 3QU CoRE ¦ 1QU LoRE | Red Flag Warning - Destructive Fires | 2024 | Electric Reliability | 233.2301 | 459.7243 | 2024 | Control | 0.1325 | 3 | 0 | esc | 0 | 0 | 0 | 0 | 0.15274 | 35.623 | 0.15274 | 35.623
[149 empty] | All EPR in 2020WLDFRFinancial | WLDFR | HFTD - Distribution - Tier 3 - 3QU CoRE ¦ 1QU LoRE | Red Flag Warning - Destructive Fires | 2024 | Financial | 8896.516 | 459.7243 | 2024 | Control | 0.053 | 3 | 0 | esc | 0 | 0 | 0 | 0 | 0.055966 | 497.9043 | 0.055966 | 497.9043
[149 empty] | All EPR in 2020WLDFRElectric Reliability | WLDFR | HFTD - Distribution - Tier 3 - 3QU CoRE ¦ 1QU LoRE | Red Flag Warning - Destructive Fires | 2025 | Electric Reliability | 233.2301 | 459.7243 | 2025 | Control | 0.1325 | 3 | 0 | esc | 0 | 0 | 0 | 0 | 0 | 0 | 0.15274 | 35.623
[149 empty] | All EPR in 2020WLDFRFinancial | WLDFR | HFTD - Distribution - Tier 3 - 3QU CoRE ¦ 1QU LoRE | Red Flag Warning - Destructive Fires | 2025 | Financial | 8896.516 | 459.7243 | 2025 | Control | 0.053 | 3 | 0 | esc | 0 | 0 | 0 | 0 | 0 | 0 | 0.055966 | 497.9043
[149 empty] | All EPR in 2020WLDFRElectric Reliability | WLDFR | HFTD - Distribution - Tier 3 - 3QU CoRE ¦ 1QU LoRE | Red Flag Warning - Large Fires | 2021 | Electric Reliability | 0.69642 | 459.7243 | 2021 | Control | 0.1325 | 3 | 0 | esc | 0.15274 | 0.10637 | 0.15274 | 0.10637 | 0 | 0 | 0 | 0
[149 empty] | All EPR in 2020WLDFRFinancial | WLDFR | HFTD - Distribution - Tier 3 - 3QU CoRE ¦ 1QU LoRE | Red Flag Warning - Large Fires | 2021 | Financial | 2.942 | 459.7243 | 2021 | Control | 0.053 | 3 | 0 | esc | 0.055966 | 0.16465 | 0.055966 | 0.16465 | 0 | 0 | 0 | 0
[149 empty] | All EPR in 2020WLDFRSafety | WLDFR | HFTD - Distribution - Tier 3 - 3QU CoRE ¦ 1QU LoRE | Red Flag Warning - Large Fires | 2021 | Safety | 1.6022 | 459.7243 | 2021 | Control | 0.053 | 3 | 0 | esc | 0.055966 | 0.089668 | 0.055966 | 0.089668 | 0 | 0 | 0 | 0
[149 empty] | All EPR in 2020WLDFRElectric Reliability | WLDFR | HFTD - Distribution - Tier 3 - 3QU CoRE ¦ 1QU LoRE | Red Flag Warning - Large Fires | 2022 | Electric Reliability | 0.69642 | 459.7243 | 2022 | Control | 0.1325 | 3 | 0 | esc | 0.15274 | 0.10637 | 0.15274 | 0.10637 | 0.15274 | 0.10637 | 0 | 0
[149 empty] | All EPR in 2020WLDFRFinancial | WLDFR | HFTD - Distribution - Tier 3 - 3QU CoRE ¦ 1QU LoRE | Red Flag Warning - Large Fires | 2022 | Financial | 2.942 | 459.7243 | 2022 | Control | 0.053 | 3 | 0 | esc | 0.055966 | 0.16465 | 0.055966 | 0.16465 | 0.055966 | 0.16465 | 0 | 0
[149 empty] | All EPR in 2020WLDFRSafety | WLDFR | HFTD - Distribution - Tier 3 - 3QU CoRE ¦ 1QU LoRE | Red Flag Warning - Large Fires | 2022 | Safety | 1.6022 | 459.7243 | 2022 | Control | 0.053 | 3 | 0 | esc | 0.055966 | 0.089668 | 0.055966 | 0.089668 | 0.055966 | 0.089668 | 0 | 0
[149 empty] | All EPR in 2020WLDFRElectric Reliability | WLDFR | HFTD - Distribution - Tier 3 - 3QU CoRE ¦ 1QU LoRE | Red Flag Warning - Large Fires | 2023 | Electric Reliability | 0.71896 | 459.7243 | 2023 | Control | 0.1325 | 3 | 0 | esc | 0 | 0 | 0.15274 | 0.10981 | 0.15274 | 0.10981 | 0.15274 | 0.10981
[149 empty] | All EPR in 2020WLDFRFinancial | WLDFR | HFTD - Distribution - Tier 3 - 3QU CoRE ¦ 1QU LoRE | Red Flag Warning - Large Fires | 2023 | Financial | 3.0715 | 459.7243 | 2023 | Control | 0.053 | 3 | 0 | esc | 0 | 0 | 0.055966 | 0.1719 | 0.055966 | 0.1719 | 0.055966 | 0.1719
[149 empty] | All EPR in 2020WLDFRSafety | WLDFR | HFTD - Distribution - Tier 3 - 3QU CoRE ¦ 1QU LoRE | Red Flag Warning - Large Fires | 2023 | Safety | 1.6846 | 459.7243 | 2023 | Control | 0.053 | 3 | 0 | esc | 0 | 0 | 0.055966 | 0.094279 | 0.055966 | 0.094279 | 0.055966 | 0.094279
[149 empty] | All EPR in 2020WLDFRElectric Reliability | WLDFR | HFTD - Distribution - Tier 3 - 3QU CoRE ¦ 1QU LoRE | Red Flag Warning - Large Fires | 2024 | Electric Reliability | 0.71896 | 459.7243 | 2024 | Control | 0.1325 | 3 | 0 | esc | 0 | 0 | 0 | 0 | 0.15274 | 0.10981 | 0.15274 | 0.10981
[149 empty] | All EPR in 2020WLDFRFinancial | WLDFR | HFTD - Distribution - Tier 3 - 3QU CoRE ¦ 1QU LoRE | Red Flag Warning - Large Fires | 2024 | Financial | 3.0715 | 459.7243 | 2024 | Control | 0.053 | 3 | 0 | esc | 0 | 0 | 0 | 0 | 0.055966 | 0.1719 | 0.055966 | 0.1719
[149 empty] | All EPR in 2020WLDFRSafety | WLDFR | HFTD - Distribution - Tier 3 - 3QU CoRE ¦ 1QU LoRE | Red Flag Warning - Large Fires | 2024 | Safety | 1.6846 | 459.7243 | 2024 | Control | 0.053 | 3 | 0 | esc | 0 | 0 | 0 | 0 | 0.055966 | 0.094279 | 0.055966 | 0.094279
[149 empty] | All EPR in 2020WLDFRElectric Reliability | WLDFR | HFTD - Distribution - Tier 3 - 3QU CoRE ¦ 1QU LoRE | Red Flag Warning - Large Fires | 2025 | Electric Reliability | 0.71896 | 459.7243 | 2025 | Control | 0.1325 | 3 | 0 | esc | 0 | 0 | 0 | 0 | 0 | 0 | 0.15274 | 0.10981
[149 empty] | All EPR in 2020WLDFRFinancial | WLDFR | HFTD - Distribution - Tier 3 - 3QU CoRE ¦ 1QU LoRE | Red Flag Warning - Large Fires | 2025 | Financial | 3.0715 | 459.7243 | 2025 | Control | 0.053 | 3 | 0 | esc | 0 | 0 | 0 | 0 | 0 | 0 | 0.055966 | 0.1719
[149 empty] | All EPR in 2020WLDFRSafety | WLDFR | HFTD - Distribution - Tier 3 - 3QU CoRE ¦ 1QU LoRE | Red Flag Warning - Large Fires | 2025 | Safety | 1.6846 | 459.7243 | 2025 | Control | 0.053 | 3 | 0 | esc | 0 | 0 | 0 | 0 | 0 | 0 | 0.055966 | 0.094279
[149 empty] | All EPR in 2020WLDFRElectric Reliability | WLDFR | HFTD - Distribution - Tier 3 - 3QU CoRE ¦ 1QU LoRE | Red Flag Warning - Small Fires | 2021 | Electric Reliability | 0.036425 | 459.7243 | 2021 | Control | 0.1325 | 3 | 0 | esc | 0.15274 | 0.0055635 | 0.15274 | 0.0055635 | 0 | 0 | 0 | 0
[149 empty] | All EPR in 2020WLDFRFinancial | WLDFR | HFTD - Distribution - Tier 3 - 3QU CoRE ¦ 1QU LoRE | Red Flag Warning - Small Fires | 2021 | Financial | 0.0015809 | 459.7243 | 2021 | Control | 0.053 | 3 | 0 | esc | 0.055966 | 8.8475e-05 | 0.055966 | 8.8475e-05 | 0 | 0 | 0 | 0
[149 empty] | All EPR in 2020WLDFRSafety | WLDFR | HFTD - Distribution - Tier 3 - 3QU CoRE ¦ 1QU LoRE | Red Flag Warning - Small Fires | 2021 | Safety | 0.039895 | 459.7243 | 2021 | Control | 0.053 | 3 | 0 | esc | 0.055966 | 0.0022328 | 0.055966 | 0.0022328 | 0 | 0 | 0 | 0
[149 empty] | All EPR in 2020WLDFRElectric Reliability | WLDFR | HFTD - Distribution - Tier 3 - 3QU CoRE ¦ 1QU LoRE | Red Flag Warning - Small Fires | 2022 | Electric Reliability | 0.036425 | 459.7243 | 2022 | Control | 0.1325 | 3 | 0 | esc | 0.15274 | 0.0055635 | 0.15274 | 0.0055635 | 0.15274 | 0.0055635 | 0 | 0
[149 empty] | All EPR in 2020WLDFRFinancial | WLDFR | HFTD - Distribution - Tier 3 - 3QU CoRE ¦ 1QU LoRE | Red Flag Warning - Small Fires | 2022 | Financial | 0.0015809 | 459.7243 | 2022 | Control | 0.053 | 3 | 0 | esc | 0.055966 | 8.8475e-05 | 0.055966 | 8.8475e-05 | 0.055966 | 8.8475e-05 | 0 | 0
[149 empty] | All EPR in 2020WLDFRSafety | WLDFR | HFTD - Distribution - Tier 3 - 3QU CoRE ¦ 1QU LoRE | Red Flag Warning - Small Fires | 2022 | Safety | 0.039895 | 459.7243 | 2022 | Control | 0.053 | 3 | 0 | esc | 0.055966 | 0.0022328 | 0.055966 | 0.0022328 | 0.055966 | 0.0022328 | 0 | 0
[149 empty] | All EPR in 2020WLDFRElectric Reliability | WLDFR | HFTD - Distribution - Tier 3 - 3QU CoRE ¦ 1QU LoRE | Red Flag Warning - Small Fires | 2023 | Electric Reliability | 0.03759 | 459.7243 | 2023 | Control | 0.1325 | 3 | 0 | esc | 0 | 0 | 0.15274 | 0.0057414 | 0.15274 | 0.0057414 | 0.15274 | 0.0057414
[149 empty] | All EPR in 2020WLDFRFinancial | WLDFR | HFTD - Distribution - Tier 3 - 3QU CoRE ¦ 1QU LoRE | Red Flag Warning - Small Fires | 2023 | Financial | 0.0016314 | 459.7243 | 2023 | Control | 0.053 | 3 | 0 | esc | 0 | 0 | 0.055966 | 9.1305e-05 | 0.055966 | 9.1305e-05 | 0.055966 | 9.1305e-05
[149 empty] | All EPR in 2020WLDFRSafety | WLDFR | HFTD - Distribution - Tier 3 - 3QU CoRE ¦ 1QU LoRE | Red Flag Warning - Small Fires | 2023 | Safety | 0.041187 | 459.7243 | 2023 | Control | 0.053 | 3 | 0 | esc | 0 | 0 | 0.055966 | 0.0023051 | 0.055966 | 0.0023051 | 0.055966 | 0.0023051
[149 empty] | All EPR in 2020WLDFRElectric Reliability | WLDFR | HFTD - Distribution - Tier 3 - 3QU CoRE ¦ 1QU LoRE | Red Flag Warning - Small Fires | 2024 | Electric Reliability | 0.03759 | 459.7243 | 2024 | Control | 0.1325 | 3 | 0 | esc | 0 | 0 | 0 | 0 | 0.15274 | 0.0057414 | 0.15274 | 0.0057414
[149 empty] | All EPR in 2020WLDFRFinancial | WLDFR | HFTD - Distribution - Tier 3 - 3QU CoRE ¦ 1QU LoRE | Red Flag Warning - Small Fires | 2024 | Financial | 0.0016314 | 459.7243 | 2024 | Control | 0.053 | 3 | 0 | esc | 0 | 0 | 0 | 0 | 0.055966 | 9.1305e-05 | 0.055966 | 9.1305e-05
[149 empty] | All EPR in 2020WLDFRSafety | WLDFR | HFTD - Distribution - Tier 3 - 3QU CoRE ¦ 1QU LoRE | Red Flag Warning - Small Fires | 2024 | Safety | 0.041187 | 459.7243 | 2024 | Control | 0.053 | 3 | 0 | esc | 0 | 0 | 0 | 0 | 0.055966 | 0.0023051 | 0.055966 | 0.0023051
[149 empty] | All EPR in 2020WLDFRElectric Reliability | WLDFR | HFTD - Distribution - Tier 3 - 3QU CoRE ¦ 1QU LoRE | Red Flag Warning - Small Fires | 2025 | Electric Reliability | 0.03759 | 459.7243 | 2025 | Control | 0.1325 | 3 | 0 | esc | 0 | 0 | 0 | 0 | 0 | 0 | 0.15274 | 0.0057414
[149 empty] | All EPR in 2020WLDFRFinancial | WLDFR | HFTD - Distribution - Tier 3 - 3QU CoRE ¦ 1QU LoRE | Red Flag Warning - Small Fires | 2025 | Financial | 0.0016314 | 459.7243 | 2025 | Control | 0.053 | 3 | 0 | esc | 0 | 0 | 0 | 0 | 0 | 0 | 0.055966 | 9.1305e-05
[149 empty] | All EPR in 2020WLDFRSafety | WLDFR | HFTD - Distribution - Tier 3 - 3QU CoRE ¦ 1QU LoRE | Red Flag Warning - Small Fires | 2025 | Safety | 0.041187 | 459.7243 | 2025 | Control | 0.053 | 3 | 0 | esc | 0 | 0 | 0 | 0 | 0 | 0 | 0.055966 | 0.0023051
[149 empty] | All EPR in 2020WLDFRElectric Reliability | WLDFR | HFTD - Distribution - Tier 3 - 3QU CoRE ¦ 1QU LoRE | Seismic - Non-Red Flag Warning - Catastrophic Fires | 2021 | Electric Reliability | 409.2237 | 459.7243 | 2021 | Control | 0.1325 | 3 | 0 | esc | 0.15274 | 62.5039 | 0.15274 | 62.5039 | 0 | 0 | 0 | 0
[149 empty] | All EPR in 2020WLDFRFinancial | WLDFR | HFTD - Distribution - Tier 3 - 3QU CoRE ¦ 1QU LoRE | Seismic - Non-Red Flag Warning - Catastrophic Fires | 2021 | Financial | 13469.0878 | 459.7243 | 2021 | Control | 0.053 | 3 | 0 | esc | 0.055966 | 753.8138 | 0.055966 | 753.8138 | 0 | 0 | 0 | 0
[149 empty] | All EPR in 2020WLDFRSafety | WLDFR | HFTD - Distribution - Tier 3 - 3QU CoRE ¦ 1QU LoRE | Seismic - Non-Red Flag Warning - Catastrophic Fires | 2021 | Safety | 7205.5313 | 459.7243 | 2021 | Control | 0.053 | 3 | 0 | esc | 0.055966 | 403.2663 | 0.055966 | 403.2663 | 0 | 0 | 0 | 0
[149 empty] | All EPR in 2020WLDFRElectric Reliability | WLDFR | HFTD - Distribution - Tier 3 - 3QU CoRE ¦ 1QU LoRE | Seismic - Non-Red Flag Warning - Catastrophic Fires | 2022 | Electric Reliability | 409.2237 | 459.7243 | 2022 | Control | 0.1325 | 3 | 0 | esc | 0.15274 | 62.5039 | 0.15274 | 62.5039 | 0.15274 | 62.5039 | 0 | 0
[149 empty] | All EPR in 2020WLDFRFinancial | WLDFR | HFTD - Distribution - Tier 3 - 3QU CoRE ¦ 1QU LoRE | Seismic - Non-Red Flag Warning - Catastrophic Fires | 2022 | Financial | 13469.0878 | 459.7243 | 2022 | Control | 0.053 | 3 | 0 | esc | 0.055966 | 753.8138 | 0.055966 | 753.8138 | 0.055966 | 753.8138 | 0 | 0
[149 empty] | All EPR in 2020WLDFRSafety | WLDFR | HFTD - Distribution - Tier 3 - 3QU CoRE ¦ 1QU LoRE | Seismic - Non-Red Flag Warning - Catastrophic Fires | 2022 | Safety | 7205.5313 | 459.7243 | 2022 | Control | 0.053 | 3 | 0 | esc | 0.055966 | 403.2663 | 0.055966 | 403.2663 | 0.055966 | 403.2663 | 0 | 0
[149 empty] | All EPR in 2020WLDFRElectric Reliability | WLDFR | HFTD - Distribution - Tier 3 - 3QU CoRE ¦ 1QU LoRE | Seismic - Non-Red Flag Warning - Catastrophic Fires | 2023 | Electric Reliability | 428.6023 | 459.7243 | 2023 | Control | 0.1325 | 3 | 0 | esc | 0 | 0 | 0.15274 | 65.4638 | 0.15274 | 65.4638 | 0.15274 | 65.4638
[149 empty] | All EPR in 2020WLDFRFinancial | WLDFR | HFTD - Distribution - Tier 3 - 3QU CoRE ¦ 1QU LoRE | Seismic - Non-Red Flag Warning - Catastrophic Fires | 2023 | Financial | 13939.561 | 459.7243 | 2023 | Control | 0.053 | 3 | 0 | esc | 0 | 0 | 0.055966 | 780.1444 | 0.055966 | 780.1444 | 0.055966 | 780.1444
[149 empty] | All EPR in 2020WLDFRSafety | WLDFR | HFTD - Distribution - Tier 3 - 3QU CoRE ¦ 1QU LoRE | Seismic - Non-Red Flag Warning - Catastrophic Fires | 2023 | Safety | 7467.8148 | 459.7243 | 2023 | Control | 0.053 | 3 | 0 | esc | 0 | 0 | 0.055966 | 417.9453 | 0.055966 | 417.9453 | 0.055966 | 417.9453
[149 empty] | All EPR in 2020WLDFRElectric Reliability | WLDFR | HFTD - Distribution - Tier 3 - 3QU CoRE ¦ 1QU LoRE | Seismic - Non-Red Flag Warning - Catastrophic Fires | 2024 | Electric Reliability | 428.6023 | 459.7243 | 2024 | Control | 0.1325 | 3 | 0 | esc | 0 | 0 | 0 | 0 | 0.15274 | 65.4638 | 0.15274 | 65.4638
[149 empty] | All EPR in 2020WLDFRFinancial | WLDFR | HFTD - Distribution - Tier 3 - 3QU CoRE ¦ 1QU LoRE | Seismic - Non-Red Flag Warning - Catastrophic Fires | 2024 | Financial | 13939.561 | 459.7243 | 2024 | Control | 0.053 | 3 | 0 | esc | 0 | 0 | 0 | 0 | 0.055966 | 780.1444 | 0.055966 | 780.1444
[149 empty] | All EPR in 2020WLDFRSafety | WLDFR | HFTD - Distribution - Tier 3 - 3QU CoRE ¦ 1QU LoRE | Seismic - Non-Red Flag Warning - Catastrophic Fires | 2024 | Safety | 7467.8148 | 459.7243 | 2024 | Control | 0.053 | 3 | 0 | esc | 0 | 0 | 0 | 0 | 0.055966 | 417.9453 | 0.055966 | 417.9453
[149 empty] | All EPR in 2020WLDFRElectric Reliability | WLDFR | HFTD - Distribution - Tier 3 - 3QU CoRE ¦ 1QU LoRE | Seismic - Non-Red Flag Warning - Catastrophic Fires | 2025 | Electric Reliability | 428.6023 | 459.7243 | 2025 | Control | 0.1325 | 3 | 0 | esc | 0 | 0 | 0 | 0 | 0 | 0 | 0.15274 | 65.4638
[149 empty] | All EPR in 2020WLDFRFinancial | WLDFR | HFTD - Distribution - Tier 3 - 3QU CoRE ¦ 1QU LoRE | Seismic - Non-Red Flag Warning - Catastrophic Fires | 2025 | Financial | 13939.561 | 459.7243 | 2025 | Control | 0.053 | 3 | 0 | esc | 0 | 0 | 0 | 0 | 0 | 0 | 0.055966 | 780.1444
[149 empty] | All EPR in 2020WLDFRSafety | WLDFR | HFTD - Distribution - Tier 3 - 3QU CoRE ¦ 1QU LoRE | Seismic - Non-Red Flag Warning - Catastrophic Fires | 2025 | Safety | 7467.8148 | 459.7243 | 2025 | Control | 0.053 | 3 | 0 | esc | 0 | 0 | 0 | 0 | 0 | 0 | 0.055966 | 417.9453
[149 empty] | All EPR in 2020WLDFRElectric Reliability | WLDFR | HFTD - Distribution - Tier 3 - 3QU CoRE ¦ 1QU LoRE | Seismic - Red Flag Warning - Catastrophic Fires | 2021 | Electric Reliability | 409.2237 | 459.7243 | 2021 | Control | 0.1325 | 3 | 0 | esc | 0.15274 | 62.5039 | 0.15274 | 62.5039 | 0 | 0 | 0 | 0
[149 empty] | All EPR in 2020WLDFRFinancial | WLDFR | HFTD - Distribution - Tier 3 - 3QU CoRE ¦ 1QU LoRE | Seismic - Red Flag Warning - Catastrophic Fires | 2021 | Financial | 13469.0878 | 459.7243 | 2021 | Control | 0.053 | 3 | 0 | esc | 0.055966 | 753.8138 | 0.055966 | 753.8138 | 0 | 0 | 0 | 0
[149 empty] | All EPR in 2020WLDFRSafety | WLDFR | HFTD - Distribution - Tier 3 - 3QU CoRE ¦ 1QU LoRE | Seismic - Red Flag Warning - Catastrophic Fires | 2021 | Safety | 7205.5313 | 459.7243 | 2021 | Control | 0.053 | 3 | 0 | esc | 0.055966 | 403.2663 | 0.055966 | 403.2663 | 0 | 0 | 0 | 0
[149 empty] | All EPR in 2020WLDFRElectric Reliability | WLDFR | HFTD - Distribution - Tier 3 - 3QU CoRE ¦ 1QU LoRE | Seismic - Red Flag Warning - Catastrophic Fires | 2022 | Electric Reliability | 409.2237 | 459.7243 | 2022 | Control | 0.1325 | 3 | 0 | esc | 0.15274 | 62.5039 | 0.15274 | 62.5039 | 0.15274 | 62.5039 | 0 | 0
[149 empty] | All EPR in 2020WLDFRFinancial | WLDFR | HFTD - Distribution - Tier 3 - 3QU CoRE ¦ 1QU LoRE | Seismic - Red Flag Warning - Catastrophic Fires | 2022 | Financial | 13469.0878 | 459.7243 | 2022 | Control | 0.053 | 3 | 0 | esc | 0.055966 | 753.8138 | 0.055966 | 753.8138 | 0.055966 | 753.8138 | 0 | 0
[149 empty] | All EPR in 2020WLDFRSafety | WLDFR | HFTD - Distribution - Tier 3 - 3QU CoRE ¦ 1QU LoRE | Seismic - Red Flag Warning - Catastrophic Fires | 2022 | Safety | 7205.5313 | 459.7243 | 2022 | Control | 0.053 | 3 | 0 | esc | 0.055966 | 403.2663 | 0.055966 | 403.2663 | 0.055966 | 403.2663 | 0 | 0
[149 empty] | All EPR in 2020WLDFRElectric Reliability | WLDFR | HFTD - Distribution - Tier 3 - 3QU CoRE ¦ 1QU LoRE | Seismic - Red Flag Warning - Catastrophic Fires | 2023 | Electric Reliability | 428.6023 | 459.7243 | 2023 | Control | 0.1325 | 3 | 0 | esc | 0 | 0 | 0.15274 | 65.4638 | 0.15274 | 65.4638 | 0.15274 | 65.4638
[149 empty] | All EPR in 2020WLDFRFinancial | WLDFR | HFTD - Distribution - Tier 3 - 3QU CoRE ¦ 1QU LoRE | Seismic - Red Flag Warning - Catastrophic Fires | 2023 | Financial | 13939.561 | 459.7243 | 2023 | Control | 0.053 | 3 | 0 | esc | 0 | 0 | 0.055966 | 780.1444 | 0.055966 | 780.1444 | 0.055966 | 780.1444
[149 empty] | All EPR in 2020WLDFRSafety | WLDFR | HFTD - Distribution - Tier 3 - 3QU CoRE ¦ 1QU LoRE | Seismic - Red Flag Warning - Catastrophic Fires | 2023 | Safety | 7467.8148 | 459.7243 | 2023 | Control | 0.053 | 3 | 0 | esc | 0 | 0 | 0.055966 | 417.9453 | 0.055966 | 417.9453 | 0.055966 | 417.9453
[149 empty] | All EPR in 2020WLDFRElectric Reliability | WLDFR | HFTD - Distribution - Tier 3 - 3QU CoRE ¦ 1QU LoRE | Seismic - Red Flag Warning - Catastrophic Fires | 2024 | Electric Reliability | 428.6023 | 459.7243 | 2024 | Control | 0.1325 | 3 | 0 | esc | 0 | 0 | 0 | 0 | 0.15274 | 65.4638 | 0.15274 | 65.4638
[149 empty] | All EPR in 2020WLDFRFinancial | WLDFR | HFTD - Distribution - Tier 3 - 3QU CoRE ¦ 1QU LoRE | Seismic - Red Flag Warning - Catastrophic Fires | 2024 | Financial | 13939.561 | 459.7243 | 2024 | Control | 0.053 | 3 | 0 | esc | 0 | 0 | 0 | 0 | 0.055966 | 780.1444 | 0.055966 | 780.1444
[149 empty] | All EPR in 2020WLDFRSafety | WLDFR | HFTD - Distribution - Tier 3 - 3QU CoRE ¦ 1QU LoRE | Seismic - Red Flag Warning - Catastrophic Fires | 2024 | Safety | 7467.8148 | 459.7243 | 2024 | Control | 0.053 | 3 | 0 | esc | 0 | 0 | 0 | 0 | 0.055966 | 417.9453 | 0.055966 | 417.9453
[149 empty] | All EPR in 2020WLDFRElectric Reliability | WLDFR | HFTD - Distribution - Tier 3 - 3QU CoRE ¦ 1QU LoRE | Seismic - Red Flag Warning - Catastrophic Fires | 2025 | Electric Reliability | 428.6023 | 459.7243 | 2025 | Control | 0.1325 | 3 | 0 | esc | 0 | 0 | 0 | 0 | 0 | 0 | 0.15274 | 65.4638
[149 empty] | All EPR in 2020WLDFRFinancial | WLDFR | HFTD - Distribution - Tier 3 - 3QU CoRE ¦ 1QU LoRE | Seismic - Red Flag Warning - Catastrophic Fires | 2025 | Financial | 13939.561 | 459.7243 | 2025 | Control | 0.053 | 3 | 0 | esc | 0 | 0 | 0 | 0 | 0 | 0 | 0.055966 | 780.1444
[149 empty] | All EPR in 2020WLDFRSafety | WLDFR | HFTD - Distribution - Tier 3 - 3QU CoRE ¦ 1QU LoRE | Seismic - Red Flag Warning - Catastrophic Fires | 2025 | Safety | 7467.8148 | 459.7243 | 2025 | Control | 0.053 | 3 | 0 | esc | 0 | 0 | 0 | 0 | 0 | 0 | 0.055966 | 417.9453
[149 empty] | All EPR in 2020WLDFRElectric Reliability | WLDFR | HFTD - Distribution - Tier 3 - 3QU CoRE ¦ 2QU LoRE | Non-Red Flag Warning - Catastrophic Fires | 2021 | Electric Reliability | 222.2294 | 610.7187 | 2021 | Control | 0.1325 | 3 | 0 | esc | 0.15274 | 33.9428 | 0.15274 | 33.9428 | 0 | 0 | 0 | 0
[149 empty] | All EPR in 2020WLDFRFinancial | WLDFR | HFTD - Distribution - Tier 3 - 3QU CoRE ¦ 2QU LoRE | Non-Red Flag Warning - Catastrophic Fires | 2021 | Financial | 8585.7228 | 610.7187 | 2021 | Control | 0.053 | 3 | 0 | esc | 0.055966 | 480.5104 | 0.055966 | 480.5104 | 0 | 0 | 0 | 0
[149 empty] | All EPR in 2020WLDFRSafety | WLDFR | HFTD - Distribution - Tier 3 - 3QU CoRE ¦ 2QU LoRE | Non-Red Flag Warning - Catastrophic Fires | 2021 | Safety | 5338.1784 | 610.7187 | 2021 | Control | 0.053 | 3 | 0 | esc | 0.055966 | 298.7576 | 0.055966 | 298.7576 | 0 | 0 | 0 | 0
[149 empty] | All EPR in 2020WLDFRElectric Reliability | WLDFR | HFTD - Distribution - Tier 3 - 3QU CoRE ¦ 2QU LoRE | Non-Red Flag Warning - Catastrophic Fires | 2022 | Electric Reliability | 222.2294 | 610.7187 | 2022 | Control | 0.1325 | 3 | 0 | esc | 0.15274 | 33.9428 | 0.15274 | 33.9428 | 0.15274 | 33.9428 | 0 | 0
[149 empty] | All EPR in 2020WLDFRFinancial | WLDFR | HFTD - Distribution - Tier 3 - 3QU CoRE ¦ 2QU LoRE | Non-Red Flag Warning - Catastrophic Fires | 2022 | Financial | 8585.7228 | 610.7187 | 2022 | Control | 0.053 | 3 | 0 | esc | 0.055966 | 480.5104 | 0.055966 | 480.5104 | 0.055966 | 480.5104 | 0 | 0
[149 empty] | All EPR in 2020WLDFRSafety | WLDFR | HFTD - Distribution - Tier 3 - 3QU CoRE ¦ 2QU LoRE | Non-Red Flag Warning - Catastrophic Fires | 2022 | Safety | 5338.1784 | 610.7187 | 2022 | Control | 0.053 | 3 | 0 | esc | 0.055966 | 298.7576 | 0.055966 | 298.7576 | 0.055966 | 298.7576 | 0 | 0
[149 empty] | All EPR in 2020WLDFRElectric Reliability | WLDFR | HFTD - Distribution - Tier 3 - 3QU CoRE ¦ 2QU LoRE | Non-Red Flag Warning - Catastrophic Fires | 2023 | Electric Reliability | 233.2301 | 610.7187 | 2023 | Control | 0.1325 | 3 | 0 | esc | 0 | 0 | 0.15274 | 35.623 | 0.15274 | 35.623 | 0.15274 | 35.623
[149 empty] | All EPR in 2020WLDFRFinancial | WLDFR | HFTD - Distribution - Tier 3 - 3QU CoRE ¦ 2QU LoRE | Non-Red Flag Warning - Catastrophic Fires | 2023 | Financial | 8896.516 | 610.7187 | 2023 | Control | 0.053 | 3 | 0 | esc | 0 | 0 | 0.055966 | 497.9043 | 0.055966 | 497.9043 | 0.055966 | 497.9043
[149 empty] | All EPR in 2020WLDFRSafety | WLDFR | HFTD - Distribution - Tier 3 - 3QU CoRE ¦ 2QU LoRE | Non-Red Flag Warning - Catastrophic Fires | 2023 | Safety | 5534.8915 | 610.7187 | 2023 | Control | 0.053 | 3 | 0 | esc | 0 | 0 | 0.055966 | 309.7669 | 0.055966 | 309.7669 | 0.055966 | 309.7669
[149 empty] | All EPR in 2020WLDFRElectric Reliability | WLDFR | HFTD - Distribution - Tier 3 - 3QU CoRE ¦ 2QU LoRE | Non-Red Flag Warning - Catastrophic Fires | 2024 | Electric Reliability | 233.2301 | 610.7187 | 2024 | Control | 0.1325 | 3 | 0 | esc | 0 | 0 | 0 | 0 | 0.15274 | 35.623 | 0.15274 | 35.623
[149 empty] | All EPR in 2020WLDFRFinancial | WLDFR | HFTD - Distribution - Tier 3 - 3QU CoRE ¦ 2QU LoRE | Non-Red Flag Warning - Catastrophic Fires | 2024 | Financial | 8896.516 | 610.7187 | 2024 | Control | 0.053 | 3 | 0 | esc | 0 | 0 | 0 | 0 | 0.055966 | 497.9043 | 0.055966 | 497.9043
[149 empty] | All EPR in 2020WLDFRSafety | WLDFR | HFTD - Distribution - Tier 3 - 3QU CoRE ¦ 2QU LoRE | Non-Red Flag Warning - Catastrophic Fires | 2024 | Safety | 5534.8915 | 610.7187 | 2024 | Control | 0.053 | 3 | 0 | esc | 0 | 0 | 0 | 0 | 0.055966 | 309.7669 | 0.055966 | 309.7669
[149 empty] | All EPR in 2020WLDFRElectric Reliability | WLDFR | HFTD - Distribution - Tier 3 - 3QU CoRE ¦ 2QU LoRE | Non-Red Flag Warning - Catastrophic Fires | 2025 | Electric Reliability | 233.2301 | 610.7187 | 2025 | Control | 0.1325 | 3 | 0 | esc | 0 | 0 | 0 | 0 | 0 | 0 | 0.15274 | 35.623
[149 empty] | All EPR in 2020WLDFRFinancial | WLDFR | HFTD - Distribution - Tier 3 - 3QU CoRE ¦ 2QU LoRE | Non-Red Flag Warning - Catastrophic Fires | 2025 | Financial | 8896.516 | 610.7187 | 2025 | Control | 0.053 | 3 | 0 | esc | 0 | 0 | 0 | 0 | 0 | 0 | 0.055966 | 497.9043
[149 empty] | All EPR in 2020WLDFRSafety | WLDFR | HFTD - Distribution - Tier 3 - 3QU CoRE ¦ 2QU LoRE | Non-Red Flag Warning - Catastrophic Fires | 2025 | Safety | 5534.8915 | 610.7187 | 2025 | Control | 0.053 | 3 | 0 | esc | 0 | 0 | 0 | 0 | 0 | 0 | 0.055966 | 309.7669
[149 empty] | All EPR in 2020WLDFRElectric Reliability | WLDFR | HFTD - Distribution - Tier 3 - 3QU CoRE ¦ 2QU LoRE | Non-Red Flag Warning - Destructive Fires | 2021 | Electric Reliability | 222.2294 | 610.7187 | 2021 | Control | 0.1325 | 3 | 0 | esc | 0.15274 | 33.9428 | 0.15274 | 33.9428 | 0 | 0 | 0 | 0
[149 empty] | All EPR in 2020WLDFRFinancial | WLDFR | HFTD - Distribution - Tier 3 - 3QU CoRE ¦ 2QU LoRE | Non-Red Flag Warning - Destructive Fires | 2021 | Financial | 8585.7228 | 610.7187 | 2021 | Control | 0.053 | 3 | 0 | esc | 0.055966 | 480.5104 | 0.055966 | 480.5104 | 0 | 0 | 0 | 0
[149 empty] | All EPR in 2020WLDFRElectric Reliability | WLDFR | HFTD - Distribution - Tier 3 - 3QU CoRE ¦ 2QU LoRE | Non-Red Flag Warning - Destructive Fires | 2022 | Electric Reliability | 222.2294 | 610.7187 | 2022 | Control | 0.1325 | 3 | 0 | esc | 0.15274 | 33.9428 | 0.15274 | 33.9428 | 0.15274 | 33.9428 | 0 | 0
[149 empty] | All EPR in 2020WLDFRFinancial | WLDFR | HFTD - Distribution - Tier 3 - 3QU CoRE ¦ 2QU LoRE | Non-Red Flag Warning - Destructive Fires | 2022 | Financial | 8585.7228 | 610.7187 | 2022 | Control | 0.053 | 3 | 0 | esc | 0.055966 | 480.5104 | 0.055966 | 480.5104 | 0.055966 | 480.5104 | 0 | 0
[149 empty] | All EPR in 2020WLDFRElectric Reliability | WLDFR | HFTD - Distribution - Tier 3 - 3QU CoRE ¦ 2QU LoRE | Non-Red Flag Warning - Destructive Fires | 2023 | Electric Reliability | 233.2301 | 610.7187 | 2023 | Control | 0.1325 | 3 | 0 | esc | 0 | 0 | 0.15274 | 35.623 | 0.15274 | 35.623 | 0.15274 | 35.623
[149 empty] | All EPR in 2020WLDFRFinancial | WLDFR | HFTD - Distribution - Tier 3 - 3QU CoRE ¦ 2QU LoRE | Non-Red Flag Warning - Destructive Fires | 2023 | Financial | 8896.516 | 610.7187 | 2023 | Control | 0.053 | 3 | 0 | esc | 0 | 0 | 0.055966 | 497.9043 | 0.055966 | 497.9043 | 0.055966 | 497.9043
[149 empty] | All EPR in 2020WLDFRElectric Reliability | WLDFR | HFTD - Distribution - Tier 3 - 3QU CoRE ¦ 2QU LoRE | Non-Red Flag Warning - Destructive Fires | 2024 | Electric Reliability | 233.2301 | 610.7187 | 2024 | Control | 0.1325 | 3 | 0 | esc | 0 | 0 | 0 | 0 | 0.15274 | 35.623 | 0.15274 | 35.623
[149 empty] | All EPR in 2020WLDFRFinancial | WLDFR | HFTD - Distribution - Tier 3 - 3QU CoRE ¦ 2QU LoRE | Non-Red Flag Warning - Destructive Fires | 2024 | Financial | 8896.516 | 610.7187 | 2024 | Control | 0.053 | 3 | 0 | esc | 0 | 0 | 0 | 0 | 0.055966 | 497.9043 | 0.055966 | 497.9043
[149 empty] | All EPR in 2020WLDFRElectric Reliability | WLDFR | HFTD - Distribution - Tier 3 - 3QU CoRE ¦ 2QU LoRE | Non-Red Flag Warning - Destructive Fires | 2025 | Electric Reliability | 233.2301 | 610.7187 | 2025 | Control | 0.1325 | 3 | 0 | esc | 0 | 0 | 0 | 0 | 0 | 0 | 0.15274 | 35.623
[149 empty] | All EPR in 2020WLDFRFinancial | WLDFR | HFTD - Distribution - Tier 3 - 3QU CoRE ¦ 2QU LoRE | Non-Red Flag Warning - Destructive Fires | 2025 | Financial | 8896.516 | 610.7187 | 2025 | Control | 0.053 | 3 | 0 | esc | 0 | 0 | 0 | 0 | 0 | 0 | 0.055966 | 497.9043
[149 empty] | All EPR in 2020WLDFRElectric Reliability | WLDFR | HFTD - Distribution - Tier 3 - 3QU CoRE ¦ 2QU LoRE | Non-Red Flag Warning - Large Fires | 2021 | Electric Reliability | 0.69642 | 610.7187 | 2021 | Control | 0.1325 | 3 | 0 | esc | 0.15274 | 0.10637 | 0.15274 | 0.10637 | 0 | 0 | 0 | 0
[149 empty] | All EPR in 2020WLDFRFinancial | WLDFR | HFTD - Distribution - Tier 3 - 3QU CoRE ¦ 2QU LoRE | Non-Red Flag Warning - Large Fires | 2021 | Financial | 2.942 | 610.7187 | 2021 | Control | 0.053 | 3 | 0 | esc | 0.055966 | 0.16465 | 0.055966 | 0.16465 | 0 | 0 | 0 | 0
[149 empty] | All EPR in 2020WLDFRSafety | WLDFR | HFTD - Distribution - Tier 3 - 3QU CoRE ¦ 2QU LoRE | Non-Red Flag Warning - Large Fires | 2021 | Safety | 1.6022 | 610.7187 | 2021 | Control | 0.053 | 3 | 0 | esc | 0.055966 | 0.089668 | 0.055966 | 0.089668 | 0 | 0 | 0 | 0
[149 empty] | All EPR in 2020WLDFRElectric Reliability | WLDFR | HFTD - Distribution - Tier 3 - 3QU CoRE ¦ 2QU LoRE | Non-Red Flag Warning - Large Fires | 2022 | Electric Reliability | 0.69642 | 610.7187 | 2022 | Control | 0.1325 | 3 | 0 | esc | 0.15274 | 0.10637 | 0.15274 | 0.10637 | 0.15274 | 0.10637 | 0 | 0
[149 empty] | All EPR in 2020WLDFRFinancial | WLDFR | HFTD - Distribution - Tier 3 - 3QU CoRE ¦ 2QU LoRE | Non-Red Flag Warning - Large Fires | 2022 | Financial | 2.942 | 610.7187 | 2022 | Control | 0.053 | 3 | 0 | esc | 0.055966 | 0.16465 | 0.055966 | 0.16465 | 0.055966 | 0.16465 | 0 | 0
[149 empty] | All EPR in 2020WLDFRSafety | WLDFR | HFTD - Distribution - Tier 3 - 3QU CoRE ¦ 2QU LoRE | Non-Red Flag Warning - Large Fires | 2022 | Safety | 1.6022 | 610.7187 | 2022 | Control | 0.053 | 3 | 0 | esc | 0.055966 | 0.089668 | 0.055966 | 0.089668 | 0.055966 | 0.089668 | 0 | 0
[149 empty] | All EPR in 2020WLDFRElectric Reliability | WLDFR | HFTD - Distribution - Tier 3 - 3QU CoRE ¦ 2QU LoRE | Non-Red Flag Warning - Large Fires | 2023 | Electric Reliability | 0.71896 | 610.7187 | 2023 | Control | 0.1325 | 3 | 0 | esc | 0 | 0 | 0.15274 | 0.10981 | 0.15274 | 0.10981 | 0.15274 | 0.10981
[149 empty] | All EPR in 2020WLDFRFinancial | WLDFR | HFTD - Distribution - Tier 3 - 3QU CoRE ¦ 2QU LoRE | Non-Red Flag Warning - Large Fires | 2023 | Financial | 3.0715 | 610.7187 | 2023 | Control | 0.053 | 3 | 0 | esc | 0 | 0 | 0.055966 | 0.1719 | 0.055966 | 0.1719 | 0.055966 | 0.1719
[149 empty] | All EPR in 2020WLDFRSafety | WLDFR | HFTD - Distribution - Tier 3 - 3QU CoRE ¦ 2QU LoRE | Non-Red Flag Warning - Large Fires | 2023 | Safety | 1.6846 | 610.7187 | 2023 | Control | 0.053 | 3 | 0 | esc | 0 | 0 | 0.055966 | 0.094279 | 0.055966 | 0.094279 | 0.055966 | 0.094279
[149 empty] | All EPR in 2020WLDFRElectric Reliability | WLDFR | HFTD - Distribution - Tier 3 - 3QU CoRE ¦ 2QU LoRE | Non-Red Flag Warning - Large Fires | 2024 | Electric Reliability | 0.71896 | 610.7187 | 2024 | Control | 0.1325 | 3 | 0 | esc | 0 | 0 | 0 | 0 | 0.15274 | 0.10981 | 0.15274 | 0.10981
[149 empty] | All EPR in 2020WLDFRFinancial | WLDFR | HFTD - Distribution - Tier 3 - 3QU CoRE ¦ 2QU LoRE | Non-Red Flag Warning - Large Fires | 2024 | Financial | 3.0715 | 610.7187 | 2024 | Control | 0.053 | 3 | 0 | esc | 0 | 0 | 0 | 0 | 0.055966 | 0.1719 | 0.055966 | 0.1719
[149 empty] | All EPR in 2020WLDFRSafety | WLDFR | HFTD - Distribution - Tier 3 - 3QU CoRE ¦ 2QU LoRE | Non-Red Flag Warning - Large Fires | 2024 | Safety | 1.6846 | 610.7187 | 2024 | Control | 0.053 | 3 | 0 | esc | 0 | 0 | 0 | 0 | 0.055966 | 0.094279 | 0.055966 | 0.094279
[149 empty] | All EPR in 2020WLDFRElectric Reliability | WLDFR | HFTD - Distribution - Tier 3 - 3QU CoRE ¦ 2QU LoRE | Non-Red Flag Warning - Large Fires | 2025 | Electric Reliability | 0.71896 | 610.7187 | 2025 | Control | 0.1325 | 3 | 0 | esc | 0 | 0 | 0 | 0 | 0 | 0 | 0.15274 | 0.10981
[149 empty] | All EPR in 2020WLDFRFinancial | WLDFR | HFTD - Distribution - Tier 3 - 3QU CoRE ¦ 2QU LoRE | Non-Red Flag Warning - Large Fires | 2025 | Financial | 3.0715 | 610.7187 | 2025 | Control | 0.053 | 3 | 0 | esc | 0 | 0 | 0 | 0 | 0 | 0 | 0.055966 | 0.1719
[149 empty] | All EPR in 2020WLDFRSafety | WLDFR | HFTD - Distribution - Tier 3 - 3QU CoRE ¦ 2QU LoRE | Non-Red Flag Warning - Large Fires | 2025 | Safety | 1.6846 | 610.7187 | 2025 | Control | 0.053 | 3 | 0 | esc | 0 | 0 | 0 | 0 | 0 | 0 | 0.055966 | 0.094279
[149 empty] | All EPR in 2020WLDFRElectric Reliability | WLDFR | HFTD - Distribution - Tier 3 - 3QU CoRE ¦ 2QU LoRE | Non-Red Flag Warning - Small Fires | 2021 | Electric Reliability | 0.036425 | 610.7187 | 2021 | Control | 0.1325 | 3 | 0 | esc | 0.15274 | 0.0055635 | 0.15274 | 0.0055635 | 0 | 0 | 0 | 0
[149 empty] | All EPR in 2020WLDFRFinancial | WLDFR | HFTD - Distribution - Tier 3 - 3QU CoRE ¦ 2QU LoRE | Non-Red Flag Warning - Small Fires | 2021 | Financial | 0.0015809 | 610.7187 | 2021 | Control | 0.053 | 3 | 0 | esc | 0.055966 | 8.8475e-05 | 0.055966 | 8.8475e-05 | 0 | 0 | 0 | 0
[149 empty] | All EPR in 2020WLDFRSafety | WLDFR | HFTD - Distribution - Tier 3 - 3QU CoRE ¦ 2QU LoRE | Non-Red Flag Warning - Small Fires | 2021 | Safety | 0.039895 | 610.7187 | 2021 | Control | 0.053 | 3 | 0 | esc | 0.055966 | 0.0022328 | 0.055966 | 0.0022328 | 0 | 0 | 0 | 0
[149 empty] | All EPR in 2020WLDFRElectric Reliability | WLDFR | HFTD - Distribution - Tier 3 - 3QU CoRE ¦ 2QU LoRE | Non-Red Flag Warning - Small Fires | 2022 | Electric Reliability | 0.036425 | 610.7187 | 2022 | Control | 0.1325 | 3 | 0 | esc | 0.15274 | 0.0055635 | 0.15274 | 0.0055635 | 0.15274 | 0.0055635 | 0 | 0
[149 empty] | All EPR in 2020WLDFRFinancial | WLDFR | HFTD - Distribution - Tier 3 - 3QU CoRE ¦ 2QU LoRE | Non-Red Flag Warning - Small Fires | 2022 | Financial | 0.0015809 | 610.7187 | 2022 | Control | 0.053 | 3 | 0 | esc | 0.055966 | 8.8475e-05 | 0.055966 | 8.8475e-05 | 0.055966 | 8.8475e-05 | 0 | 0
[149 empty] | All EPR in 2020WLDFRSafety | WLDFR | HFTD - Distribution - Tier 3 - 3QU CoRE ¦ 2QU LoRE | Non-Red Flag Warning - Small Fires | 2022 | Safety | 0.039895 | 610.7187 | 2022 | Control | 0.053 | 3 | 0 | esc | 0.055966 | 0.0022328 | 0.055966 | 0.0022328 | 0.055966 | 0.0022328 | 0 | 0
[149 empty] | All EPR in 2020WLDFRElectric Reliability | WLDFR | HFTD - Distribution - Tier 3 - 3QU CoRE ¦ 2QU LoRE | Non-Red Flag Warning - Small Fires | 2023 | Electric Reliability | 0.03759 | 610.7187 | 2023 | Control | 0.1325 | 3 | 0 | esc | 0 | 0 | 0.15274 | 0.0057414 | 0.15274 | 0.0057414 | 0.15274 | 0.0057414
[149 empty] | All EPR in 2020WLDFRFinancial | WLDFR | HFTD - Distribution - Tier 3 - 3QU CoRE ¦ 2QU LoRE | Non-Red Flag Warning - Small Fires | 2023 | Financial | 0.0016314 | 610.7187 | 2023 | Control | 0.053 | 3 | 0 | esc | 0 | 0 | 0.055966 | 9.1305e-05 | 0.055966 | 9.1305e-05 | 0.055966 | 9.1305e-05
[149 empty] | All EPR in 2020WLDFRSafety | WLDFR | HFTD - Distribution - Tier 3 - 3QU CoRE ¦ 2QU LoRE | Non-Red Flag Warning - Small Fires | 2023 | Safety | 0.041187 | 610.7187 | 2023 | Control | 0.053 | 3 | 0 | esc | 0 | 0 | 0.055966 | 0.0023051 | 0.055966 | 0.0023051 | 0.055966 | 0.0023051
[149 empty] | All EPR in 2020WLDFRElectric Reliability | WLDFR | HFTD - Distribution - Tier 3 - 3QU CoRE ¦ 2QU LoRE | Non-Red Flag Warning - Small Fires | 2024 | Electric Reliability | 0.03759 | 610.7187 | 2024 | Control | 0.1325 | 3 | 0 | esc | 0 | 0 | 0 | 0 | 0.15274 | 0.0057414 | 0.15274 | 0.0057414
[149 empty] | All EPR in 2020WLDFRFinancial | WLDFR | HFTD - Distribution - Tier 3 - 3QU CoRE ¦ 2QU LoRE | Non-Red Flag Warning - Small Fires | 2024 | Financial | 0.0016314 | 610.7187 | 2024 | Control | 0.053 | 3 | 0 | esc | 0 | 0 | 0 | 0 | 0.055966 | 9.1305e-05 | 0.055966 | 9.1305e-05
[149 empty] | All EPR in 2020WLDFRSafety | WLDFR | HFTD - Distribution - Tier 3 - 3QU CoRE ¦ 2QU LoRE | Non-Red Flag Warning - Small Fires | 2024 | Safety | 0.041187 | 610.7187 | 2024 | Control | 0.053 | 3 | 0 | esc | 0 | 0 | 0 | 0 | 0.055966 | 0.0023051 | 0.055966 | 0.0023051
[149 empty] | All EPR in 2020WLDFRElectric Reliability | WLDFR | HFTD - Distribution - Tier 3 - 3QU CoRE ¦ 2QU LoRE | Non-Red Flag Warning - Small Fires | 2025 | Electric Reliability | 0.03759 | 610.7187 | 2025 | Control | 0.1325 | 3 | 0 | esc | 0 | 0 | 0 | 0 | 0 | 0 | 0.15274 | 0.0057414
[149 empty] | All EPR in 2020WLDFRFinancial | WLDFR | HFTD - Distribution - Tier 3 - 3QU CoRE ¦ 2QU LoRE | Non-Red Flag Warning - Small Fires | 2025 | Financial | 0.0016314 | 610.7187 | 2025 | Control | 0.053 | 3 | 0 | esc | 0 | 0 | 0 | 0 | 0 | 0 | 0.055966 | 9.1305e-05
[149 empty] | All EPR in 2020WLDFRSafety | WLDFR | HFTD - Distribution - Tier 3 - 3QU CoRE ¦ 2QU LoRE | Non-Red Flag Warning - Small Fires | 2025 | Safety | 0.041187 | 610.7187 | 2025 | Control | 0.053 | 3 | 0 | esc | 0 | 0 | 0 | 0 | 0 | 0 | 0.055966 | 0.0023051
[149 empty] | All EPR in 2020WLDFRElectric Reliability | WLDFR | HFTD - Distribution - Tier 3 - 3QU CoRE ¦ 2QU LoRE | Red Flag Warning - Catastrophic Fires | 2021 | Electric Reliability | 222.2294 | 610.7187 | 2021 | Control | 0.1325 | 3 | 0 | esc | 0.15274 | 33.9428 | 0.15274 | 33.9428 | 0 | 0 | 0 | 0
[149 empty] | All EPR in 2020WLDFRFinancial | WLDFR | HFTD - Distribution - Tier 3 - 3QU CoRE ¦ 2QU LoRE | Red Flag Warning - Catastrophic Fires | 2021 | Financial | 8585.7228 | 610.7187 | 2021 | Control | 0.053 | 3 | 0 | esc | 0.055966 | 480.5104 | 0.055966 | 480.5104 | 0 | 0 | 0 | 0
[149 empty] | All EPR in 2020WLDFRSafety | WLDFR | HFTD - Distribution - Tier 3 - 3QU CoRE ¦ 2QU LoRE | Red Flag Warning - Catastrophic Fires | 2021 | Safety | 5338.1784 | 610.7187 | 2021 | Control | 0.053 | 3 | 0 | esc | 0.055966 | 298.7576 | 0.055966 | 298.7576 | 0 | 0 | 0 | 0
[149 empty] | All EPR in 2020WLDFRElectric Reliability | WLDFR | HFTD - Distribution - Tier 3 - 3QU CoRE ¦ 2QU LoRE | Red Flag Warning - Catastrophic Fires | 2022 | Electric Reliability | 222.2294 | 610.7187 | 2022 | Control | 0.1325 | 3 | 0 | esc | 0.15274 | 33.9428 | 0.15274 | 33.9428 | 0.15274 | 33.9428 | 0 | 0
[149 empty] | All EPR in 2020WLDFRFinancial | WLDFR | HFTD - Distribution - Tier 3 - 3QU CoRE ¦ 2QU LoRE | Red Flag Warning - Catastrophic Fires | 2022 | Financial | 8585.7228 | 610.7187 | 2022 | Control | 0.053 | 3 | 0 | esc | 0.055966 | 480.5104 | 0.055966 | 480.5104 | 0.055966 | 480.5104 | 0 | 0
[149 empty] | All EPR in 2020WLDFRSafety | WLDFR | HFTD - Distribution - Tier 3 - 3QU CoRE ¦ 2QU LoRE | Red Flag Warning - Catastrophic Fires | 2022 | Safety | 5338.1784 | 610.7187 | 2022 | Control | 0.053 | 3 | 0 | esc | 0.055966 | 298.7576 | 0.055966 | 298.7576 | 0.055966 | 298.7576 | 0 | 0
[149 empty] | All EPR in 2020WLDFRElectric Reliability | WLDFR | HFTD - Distribution - Tier 3 - 3QU CoRE ¦ 2QU LoRE | Red Flag Warning - Catastrophic Fires | 2023 | Electric Reliability | 233.2301 | 610.7187 | 2023 | Control | 0.1325 | 3 | 0 | esc | 0 | 0 | 0.15274 | 35.623 | 0.15274 | 35.623 | 0.15274 | 35.623
[149 empty] | All EPR in 2020WLDFRFinancial | WLDFR | HFTD - Distribution - Tier 3 - 3QU CoRE ¦ 2QU LoRE | Red Flag Warning - Catastrophic Fires | 2023 | Financial | 8896.516 | 610.7187 | 2023 | Control | 0.053 | 3 | 0 | esc | 0 | 0 | 0.055966 | 497.9043 | 0.055966 | 497.9043 | 0.055966 | 497.9043
[149 empty] | All EPR in 2020WLDFRSafety | WLDFR | HFTD - Distribution - Tier 3 - 3QU CoRE ¦ 2QU LoRE | Red Flag Warning - Catastrophic Fires | 2023 | Safety | 5534.8915 | 610.7187 | 2023 | Control | 0.053 | 3 | 0 | esc | 0 | 0 | 0.055966 | 309.7669 | 0.055966 | 309.7669 | 0.055966 | 309.7669
[149 empty] | All EPR in 2020WLDFRElectric Reliability | WLDFR | HFTD - Distribution - Tier 3 - 3QU CoRE ¦ 2QU LoRE | Red Flag Warning - Catastrophic Fires | 2024 | Electric Reliability | 233.2301 | 610.7187 | 2024 | Control | 0.1325 | 3 | 0 | esc | 0 | 0 | 0 | 0 | 0.15274 | 35.623 | 0.15274 | 35.623
[149 empty] | All EPR in 2020WLDFRFinancial | WLDFR | HFTD - Distribution - Tier 3 - 3QU CoRE ¦ 2QU LoRE | Red Flag Warning - Catastrophic Fires | 2024 | Financial | 8896.516 | 610.7187 | 2024 | Control | 0.053 | 3 | 0 | esc | 0 | 0 | 0 | 0 | 0.055966 | 497.9043 | 0.055966 | 497.9043
[149 empty] | All EPR in 2020WLDFRSafety | WLDFR | HFTD - Distribution - Tier 3 - 3QU CoRE ¦ 2QU LoRE | Red Flag Warning - Catastrophic Fires | 2024 | Safety | 5534.8915 | 610.7187 | 2024 | Control | 0.053 | 3 | 0 | esc | 0 | 0 | 0 | 0 | 0.055966 | 309.7669 | 0.055966 | 309.7669
[149 empty] | All EPR in 2020WLDFRElectric Reliability | WLDFR | HFTD - Distribution - Tier 3 - 3QU CoRE ¦ 2QU LoRE | Red Flag Warning - Catastrophic Fires | 2025 | Electric Reliability | 233.2301 | 610.7187 | 2025 | Control | 0.1325 | 3 | 0 | esc | 0 | 0 | 0 | 0 | 0 | 0 | 0.15274 | 35.623
[149 empty] | All EPR in 2020WLDFRFinancial | WLDFR | HFTD - Distribution - Tier 3 - 3QU CoRE ¦ 2QU LoRE | Red Flag Warning - Catastrophic Fires | 2025 | Financial | 8896.516 | 610.7187 | 2025 | Control | 0.053 | 3 | 0 | esc | 0 | 0 | 0 | 0 | 0 | 0 | 0.055966 | 497.9043
[149 empty] | All EPR in 2020WLDFRSafety | WLDFR | HFTD - Distribution - Tier 3 - 3QU CoRE ¦ 2QU LoRE | Red Flag Warning - Catastrophic Fires | 2025 | Safety | 5534.8915 | 610.7187 | 2025 | Control | 0.053 | 3 | 0 | esc | 0 | 0 | 0 | 0 | 0 | 0 | 0.055966 | 309.7669
[149 empty] | All EPR in 2020WLDFRElectric Reliability | WLDFR | HFTD - Distribution - Tier 3 - 3QU CoRE ¦ 2QU LoRE | Red Flag Warning - Destructive Fires | 2021 | Electric Reliability | 222.2294 | 610.7187 | 2021 | Control | 0.1325 | 3 | 0 | esc | 0.15274 | 33.9428 | 0.15274 | 33.9428 | 0 | 0 | 0 | 0
[149 empty] | All EPR in 2020WLDFRFinancial | WLDFR | HFTD - Distribution - Tier 3 - 3QU CoRE ¦ 2QU LoRE | Red Flag Warning - Destructive Fires | 2021 | Financial | 8585.7228 | 610.7187 | 2021 | Control | 0.053 | 3 | 0 | esc | 0.055966 | 480.5104 | 0.055966 | 480.5104 | 0 | 0 | 0 | 0
[149 empty] | All EPR in 2020WLDFRElectric Reliability | WLDFR | HFTD - Distribution - Tier 3 - 3QU CoRE ¦ 2QU LoRE | Red Flag Warning - Destructive Fires | 2022 | Electric Reliability | 222.2294 | 610.7187 | 2022 | Control | 0.1325 | 3 | 0 | esc | 0.15274 | 33.9428 | 0.15274 | 33.9428 | 0.15274 | 33.9428 | 0 | 0
[149 empty] | All EPR in 2020WLDFRFinancial | WLDFR | HFTD - Distribution - Tier 3 - 3QU CoRE ¦ 2QU LoRE | Red Flag Warning - Destructive Fires | 2022 | Financial | 8585.7228 | 610.7187 | 2022 | Control | 0.053 | 3 | 0 | esc | 0.055966 | 480.5104 | 0.055966 | 480.5104 | 0.055966 | 480.5104 | 0 | 0
[149 empty] | All EPR in 2020WLDFRElectric Reliability | WLDFR | HFTD - Distribution - Tier 3 - 3QU CoRE ¦ 2QU LoRE | Red Flag Warning - Destructive Fires | 2023 | Electric Reliability | 233.2301 | 610.7187 | 2023 | Control | 0.1325 | 3 | 0 | esc | 0 | 0 | 0.15274 | 35.623 | 0.15274 | 35.623 | 0.15274 | 35.623
[149 empty] | All EPR in 2020WLDFRFinancial | WLDFR | HFTD - Distribution - Tier 3 - 3QU CoRE ¦ 2QU LoRE | Red Flag Warning - Destructive Fires | 2023 | Financial | 8896.516 | 610.7187 | 2023 | Control | 0.053 | 3 | 0 | esc | 0 | 0 | 0.055966 | 497.9043 | 0.055966 | 497.9043 | 0.055966 | 497.9043
[149 empty] | All EPR in 2020WLDFRElectric Reliability | WLDFR | HFTD - Distribution - Tier 3 - 3QU CoRE ¦ 2QU LoRE | Red Flag Warning - Destructive Fires | 2024 | Electric Reliability | 233.2301 | 610.7187 | 2024 | Control | 0.1325 | 3 | 0 | esc | 0 | 0 | 0 | 0 | 0.15274 | 35.623 | 0.15274 | 35.623
[149 empty] | All EPR in 2020WLDFRFinancial | WLDFR | HFTD - Distribution - Tier 3 - 3QU CoRE ¦ 2QU LoRE | Red Flag Warning - Destructive Fires | 2024 | Financial | 8896.516 | 610.7187 | 2024 | Control | 0.053 | 3 | 0 | esc | 0 | 0 | 0 | 0 | 0.055966 | 497.9043 | 0.055966 | 497.9043
[149 empty] | All EPR in 2020WLDFRElectric Reliability | WLDFR | HFTD - Distribution - Tier 3 - 3QU CoRE ¦ 2QU LoRE | Red Flag Warning - Destructive Fires | 2025 | Electric Reliability | 233.2301 | 610.7187 | 2025 | Control | 0.1325 | 3 | 0 | esc | 0 | 0 | 0 | 0 | 0 | 0 | 0.15274 | 35.623
[149 empty] | All EPR in 2020WLDFRFinancial | WLDFR | HFTD - Distribution - Tier 3 - 3QU CoRE ¦ 2QU LoRE | Red Flag Warning - Destructive Fires | 2025 | Financial | 8896.516 | 610.7187 | 2025 | Control | 0.053 | 3 | 0 | esc | 0 | 0 | 0 | 0 | 0 | 0 | 0.055966 | 497.9043
[149 empty] | All EPR in 2020WLDFRElectric Reliability | WLDFR | HFTD - Distribution - Tier 3 - 3QU CoRE ¦ 2QU LoRE | Red Flag Warning - Large Fires | 2021 | Electric Reliability | 0.69642 | 610.7187 | 2021 | Control | 0.1325 | 3 | 0 | esc | 0.15274 | 0.10637 | 0.15274 | 0.10637 | 0 | 0 | 0 | 0
[149 empty] | All EPR in 2020WLDFRFinancial | WLDFR | HFTD - Distribution - Tier 3 - 3QU CoRE ¦ 2QU LoRE | Red Flag Warning - Large Fires | 2021 | Financial | 2.942 | 610.7187 | 2021 | Control | 0.053 | 3 | 0 | esc | 0.055966 | 0.16465 | 0.055966 | 0.16465 | 0 | 0 | 0 | 0
[149 empty] | All EPR in 2020WLDFRSafety | WLDFR | HFTD - Distribution - Tier 3 - 3QU CoRE ¦ 2QU LoRE | Red Flag Warning - Large Fires | 2021 | Safety | 1.6022 | 610.7187 | 2021 | Control | 0.053 | 3 | 0 | esc | 0.055966 | 0.089668 | 0.055966 | 0.089668 | 0 | 0 | 0 | 0
[149 empty] | All EPR in 2020WLDFRElectric Reliability | WLDFR | HFTD - Distribution - Tier 3 - 3QU CoRE ¦ 2QU LoRE | Red Flag Warning - Large Fires | 2022 | Electric Reliability | 0.69642 | 610.7187 | 2022 | Control | 0.1325 | 3 | 0 | esc | 0.15274 | 0.10637 | 0.15274 | 0.10637 | 0.15274 | 0.10637 | 0 | 0
[149 empty] | All EPR in 2020WLDFRFinancial | WLDFR | HFTD - Distribution - Tier 3 - 3QU CoRE ¦ 2QU LoRE | Red Flag Warning - Large Fires | 2022 | Financial | 2.942 | 610.7187 | 2022 | Control | 0.053 | 3 | 0 | esc | 0.055966 | 0.16465 | 0.055966 | 0.16465 | 0.055966 | 0.16465 | 0 | 0
[149 empty] | All EPR in 2020WLDFRSafety | WLDFR | HFTD - Distribution - Tier 3 - 3QU CoRE ¦ 2QU LoRE | Red Flag Warning - Large Fires | 2022 | Safety | 1.6022 | 610.7187 | 2022 | Control | 0.053 | 3 | 0 | esc | 0.055966 | 0.089668 | 0.055966 | 0.089668 | 0.055966 | 0.089668 | 0 | 0
[149 empty] | All EPR in 2020WLDFRElectric Reliability | WLDFR | HFTD - Distribution - Tier 3 - 3QU CoRE ¦ 2QU LoRE | Red Flag Warning - Large Fires | 2023 | Electric Reliability | 0.71896 | 610.7187 | 2023 | Control | 0.1325 | 3 | 0 | esc | 0 | 0 | 0.15274 | 0.10981 | 0.15274 | 0.10981 | 0.15274 | 0.10981
[149 empty] | All EPR in 2020WLDFRFinancial | WLDFR | HFTD - Distribution - Tier 3 - 3QU CoRE ¦ 2QU LoRE | Red Flag Warning - Large Fires | 2023 | Financial | 3.0715 | 610.7187 | 2023 | Control | 0.053 | 3 | 0 | esc | 0 | 0 | 0.055966 | 0.1719 | 0.055966 | 0.1719 | 0.055966 | 0.1719
[149 empty] | All EPR in 2020WLDFRSafety | WLDFR | HFTD - Distribution - Tier 3 - 3QU CoRE ¦ 2QU LoRE | Red Flag Warning - Large Fires | 2023 | Safety | 1.6846 | 610.7187 | 2023 | Control | 0.053 | 3 | 0 | esc | 0 | 0 | 0.055966 | 0.094279 | 0.055966 | 0.094279 | 0.055966 | 0.094279
[149 empty] | All EPR in 2020WLDFRElectric Reliability | WLDFR | HFTD - Distribution - Tier 3 - 3QU CoRE ¦ 2QU LoRE | Red Flag Warning - Large Fires | 2024 | Electric Reliability | 0.71896 | 610.7187 | 2024 | Control | 0.1325 | 3 | 0 | esc | 0 | 0 | 0 | 0 | 0.15274 | 0.10981 | 0.15274 | 0.10981
[149 empty] | All EPR in 2020WLDFRFinancial | WLDFR | HFTD - Distribution - Tier 3 - 3QU CoRE ¦ 2QU LoRE | Red Flag Warning - Large Fires | 2024 | Financial | 3.0715 | 610.7187 | 2024 | Control | 0.053 | 3 | 0 | esc | 0 | 0 | 0 | 0 | 0.055966 | 0.1719 | 0.055966 | 0.1719
[149 empty] | All EPR in 2020WLDFRSafety | WLDFR | HFTD - Distribution - Tier 3 - 3QU CoRE ¦ 2QU LoRE | Red Flag Warning - Large Fires | 2024 | Safety | 1.6846 | 610.7187 | 2024 | Control | 0.053 | 3 | 0 | esc | 0 | 0 | 0 | 0 | 0.055966 | 0.094279 | 0.055966 | 0.094279
[149 empty] | All EPR in 2020WLDFRElectric Reliability | WLDFR | HFTD - Distribution - Tier 3 - 3QU CoRE ¦ 2QU LoRE | Red Flag Warning - Large Fires | 2025 | Electric Reliability | 0.71896 | 610.7187 | 2025 | Control | 0.1325 | 3 | 0 | esc | 0 | 0 | 0 | 0 | 0 | 0 | 0.15274 | 0.10981
[149 empty] | All EPR in 2020WLDFRFinancial | WLDFR | HFTD - Distribution - Tier 3 - 3QU CoRE ¦ 2QU LoRE | Red Flag Warning - Large Fires | 2025 | Financial | 3.0715 | 610.7187 | 2025 | Control | 0.053 | 3 | 0 | esc | 0 | 0 | 0 | 0 | 0 | 0 | 0.055966 | 0.1719
[149 empty] | All EPR in 2020WLDFRSafety | WLDFR | HFTD - Distribution - Tier 3 - 3QU CoRE ¦ 2QU LoRE | Red Flag Warning - Large Fires | 2025 | Safety | 1.6846 | 610.7187 | 2025 | Control | 0.053 | 3 | 0 | esc | 0 | 0 | 0 | 0 | 0 | 0 | 0.055966 | 0.094279
[149 empty] | All EPR in 2020WLDFRElectric Reliability | WLDFR | HFTD - Distribution - Tier 3 - 3QU CoRE ¦ 2QU LoRE | Red Flag Warning - Small Fires | 2021 | Electric Reliability | 0.036425 | 610.7187 | 2021 | Control | 0.1325 | 3 | 0 | esc | 0.15274 | 0.0055635 | 0.15274 | 0.0055635 | 0 | 0 | 0 | 0
[149 empty] | All EPR in 2020WLDFRFinancial | WLDFR | HFTD - Distribution - Tier 3 - 3QU CoRE ¦ 2QU LoRE | Red Flag Warning - Small Fires | 2021 | Financial | 0.0015809 | 610.7187 | 2021 | Control | 0.053 | 3 | 0 | esc | 0.055966 | 8.8475e-05 | 0.055966 | 8.8475e-05 | 0 | 0 | 0 | 0
[149 empty] | All EPR in 2020WLDFRSafety | WLDFR | HFTD - Distribution - Tier 3 - 3QU CoRE ¦ 2QU LoRE | Red Flag Warning - Small Fires | 2021 | Safety | 0.039895 | 610.7187 | 2021 | Control | 0.053 | 3 | 0 | esc | 0.055966 | 0.0022328 | 0.055966 | 0.0022328 | 0 | 0 | 0 | 0
[149 empty] | All EPR in 2020WLDFRElectric Reliability | WLDFR | HFTD - Distribution - Tier 3 - 3QU CoRE ¦ 2QU LoRE | Red Flag Warning - Small Fires | 2022 | Electric Reliability | 0.036425 | 610.7187 | 2022 | Control | 0.1325 | 3 | 0 | esc | 0.15274 | 0.0055635 | 0.15274 | 0.0055635 | 0.15274 | 0.0055635 | 0 | 0
[149 empty] | All EPR in 2020WLDFRFinancial | WLDFR | HFTD - Distribution - Tier 3 - 3QU CoRE ¦ 2QU LoRE | Red Flag Warning - Small Fires | 2022 | Financial | 0.0015809 | 610.7187 | 2022 | Control | 0.053 | 3 | 0 | esc | 0.055966 | 8.8475e-05 | 0.055966 | 8.8475e-05 | 0.055966 | 8.8475e-05 | 0 | 0
[149 empty] | All EPR in 2020WLDFRSafety | WLDFR | HFTD - Distribution - Tier 3 - 3QU CoRE ¦ 2QU LoRE | Red Flag Warning - Small Fires | 2022 | Safety | 0.039895 | 610.7187 | 2022 | Control | 0.053 | 3 | 0 | esc | 0.055966 | 0.0022328 | 0.055966 | 0.0022328 | 0.055966 | 0.0022328 | 0 | 0
[149 empty] | All EPR in 2020WLDFRElectric Reliability | WLDFR | HFTD - Distribution - Tier 3 - 3QU CoRE ¦ 2QU LoRE | Red Flag Warning - Small Fires | 2023 | Electric Reliability | 0.03759 | 610.7187 | 2023 | Control | 0.1325 | 3 | 0 | esc | 0 | 0 | 0.15274 | 0.0057414 | 0.15274 | 0.0057414 | 0.15274 | 0.0057414
[149 empty] | All EPR in 2020WLDFRFinancial | WLDFR | HFTD - Distribution - Tier 3 - 3QU CoRE ¦ 2QU LoRE | Red Flag Warning - Small Fires | 2023 | Financial | 0.0016314 | 610.7187 | 2023 | Control | 0.053 | 3 | 0 | esc | 0 | 0 | 0.055966 | 9.1305e-05 | 0.055966 | 9.1305e-05 | 0.055966 | 9.1305e-05
[149 empty] | All EPR in 2020WLDFRSafety | WLDFR | HFTD - Distribution - Tier 3 - 3QU CoRE ¦ 2QU LoRE | Red Flag Warning - Small Fires | 2023 | Safety | 0.041187 | 610.7187 | 2023 | Control | 0.053 | 3 | 0 | esc | 0 | 0 | 0.055966 | 0.0023051 | 0.055966 | 0.0023051 | 0.055966 | 0.0023051
[149 empty] | All EPR in 2020WLDFRElectric Reliability | WLDFR | HFTD - Distribution - Tier 3 - 3QU CoRE ¦ 2QU LoRE | Red Flag Warning - Small Fires | 2024 | Electric Reliability | 0.03759 | 610.7187 | 2024 | Control | 0.1325 | 3 | 0 | esc | 0 | 0 | 0 | 0 | 0.15274 | 0.0057414 | 0.15274 | 0.0057414
[149 empty] | All EPR in 2020WLDFRFinancial | WLDFR | HFTD - Distribution - Tier 3 - 3QU CoRE ¦ 2QU LoRE | Red Flag Warning - Small Fires | 2024 | Financial | 0.0016314 | 610.7187 | 2024 | Control | 0.053 | 3 | 0 | esc | 0 | 0 | 0 | 0 | 0.055966 | 9.1305e-05 | 0.055966 | 9.1305e-05
[149 empty] | All EPR in 2020WLDFRSafety | WLDFR | HFTD - Distribution - Tier 3 - 3QU CoRE ¦ 2QU LoRE | Red Flag Warning - Small Fires | 2024 | Safety | 0.041187 | 610.7187 | 2024 | Control | 0.053 | 3 | 0 | esc | 0 | 0 | 0 | 0 | 0.055966 | 0.0023051 | 0.055966 | 0.0023051
[149 empty] | All EPR in 2020WLDFRElectric Reliability | WLDFR | HFTD - Distribution - Tier 3 - 3QU CoRE ¦ 2QU LoRE | Red Flag Warning - Small Fires | 2025 | Electric Reliability | 0.03759 | 610.7187 | 2025 | Control | 0.1325 | 3 | 0 | esc | 0 | 0 | 0 | 0 | 0 | 0 | 0.15274 | 0.0057414
[149 empty] | All EPR in 2020WLDFRFinancial | WLDFR | HFTD - Distribution - Tier 3 - 3QU CoRE ¦ 2QU LoRE | Red Flag Warning - Small Fires | 2025 | Financial | 0.0016314 | 610.7187 | 2025 | Control | 0.053 | 3 | 0 | esc | 0 | 0 | 0 | 0 | 0 | 0 | 0.055966 | 9.1305e-05
[149 empty] | All EPR in 2020WLDFRSafety | WLDFR | HFTD - Distribution - Tier 3 - 3QU CoRE ¦ 2QU LoRE | Red Flag Warning - Small Fires | 2025 | Safety | 0.041187 | 610.7187 | 2025 | Control | 0.053 | 3 | 0 | esc | 0 | 0 | 0 | 0 | 0 | 0 | 0.055966 | 0.0023051
[149 empty] | All EPR in 2020WLDFRElectric Reliability | WLDFR | HFTD - Distribution - Tier 3 - 3QU CoRE ¦ 2QU LoRE | Seismic - Non-Red Flag Warning - Catastrophic Fires | 2021 | Electric Reliability | 409.2237 | 610.7187 | 2021 | Control | 0.1325 | 3 | 0 | esc | 0.15274 | 62.5039 | 0.15274 | 62.5039 | 0 | 0 | 0 | 0
[149 empty] | All EPR in 2020WLDFRFinancial | WLDFR | HFTD - Distribution - Tier 3 - 3QU CoRE ¦ 2QU LoRE | Seismic - Non-Red Flag Warning - Catastrophic Fires | 2021 | Financial | 13469.0878 | 610.7187 | 2021 | Control | 0.053 | 3 | 0 | esc | 0.055966 | 753.8138 | 0.055966 | 753.8138 | 0 | 0 | 0 | 0
[149 empty] | All EPR in 2020WLDFRSafety | WLDFR | HFTD - Distribution - Tier 3 - 3QU CoRE ¦ 2QU LoRE | Seismic - Non-Red Flag Warning - Catastrophic Fires | 2021 | Safety | 7205.5313 | 610.7187 | 2021 | Control | 0.053 | 3 | 0 | esc | 0.055966 | 403.2663 | 0.055966 | 403.2663 | 0 | 0 | 0 | 0
[149 empty] | All EPR in 2020WLDFRElectric Reliability | WLDFR | HFTD - Distribution - Tier 3 - 3QU CoRE ¦ 2QU LoRE | Seismic - Non-Red Flag Warning - Catastrophic Fires | 2022 | Electric Reliability | 409.2237 | 610.7187 | 2022 | Control | 0.1325 | 3 | 0 | esc | 0.15274 | 62.5039 | 0.15274 | 62.5039 | 0.15274 | 62.5039 | 0 | 0
[149 empty] | All EPR in 2020WLDFRFinancial | WLDFR | HFTD - Distribution - Tier 3 - 3QU CoRE ¦ 2QU LoRE | Seismic - Non-Red Flag Warning - Catastrophic Fires | 2022 | Financial | 13469.0878 | 610.7187 | 2022 | Control | 0.053 | 3 | 0 | esc | 0.055966 | 753.8138 | 0.055966 | 753.8138 | 0.055966 | 753.8138 | 0 | 0
[149 empty] | All EPR in 2020WLDFRSafety | WLDFR | HFTD - Distribution - Tier 3 - 3QU CoRE ¦ 2QU LoRE | Seismic - Non-Red Flag Warning - Catastrophic Fires | 2022 | Safety | 7205.5313 | 610.7187 | 2022 | Control | 0.053 | 3 | 0 | esc | 0.055966 | 403.2663 | 0.055966 | 403.2663 | 0.055966 | 403.2663 | 0 | 0
[149 empty] | All EPR in 2020WLDFRElectric Reliability | WLDFR | HFTD - Distribution - Tier 3 - 3QU CoRE ¦ 2QU LoRE | Seismic - Non-Red Flag Warning - Catastrophic Fires | 2023 | Electric Reliability | 428.6023 | 610.7187 | 2023 | Control | 0.1325 | 3 | 0 | esc | 0 | 0 | 0.15274 | 65.4638 | 0.15274 | 65.4638 | 0.15274 | 65.4638
[149 empty] | All EPR in 2020WLDFRFinancial | WLDFR | HFTD - Distribution - Tier 3 - 3QU CoRE ¦ 2QU LoRE | Seismic - Non-Red Flag Warning - Catastrophic Fires | 2023 | Financial | 13939.561 | 610.7187 | 2023 | Control | 0.053 | 3 | 0 | esc | 0 | 0 | 0.055966 | 780.1444 | 0.055966 | 780.1444 | 0.055966 | 780.1444
[149 empty] | All EPR in 2020WLDFRSafety | WLDFR | HFTD - Distribution - Tier 3 - 3QU CoRE ¦ 2QU LoRE | Seismic - Non-Red Flag Warning - Catastrophic Fires | 2023 | Safety | 7467.8148 | 610.7187 | 2023 | Control | 0.053 | 3 | 0 | esc | 0 | 0 | 0.055966 | 417.9453 | 0.055966 | 417.9453 | 0.055966 | 417.9453
[149 empty] | All EPR in 2020WLDFRElectric Reliability | WLDFR | HFTD - Distribution - Tier 3 - 3QU CoRE ¦ 2QU LoRE | Seismic - Non-Red Flag Warning - Catastrophic Fires | 2024 | Electric Reliability | 428.6023 | 610.7187 | 2024 | Control | 0.1325 | 3 | 0 | esc | 0 | 0 | 0 | 0 | 0.15274 | 65.4638 | 0.15274 | 65.4638
[149 empty] | All EPR in 2020WLDFRFinancial | WLDFR | HFTD - Distribution - Tier 3 - 3QU CoRE ¦ 2QU LoRE | Seismic - Non-Red Flag Warning - Catastrophic Fires | 2024 | Financial | 13939.561 | 610.7187 | 2024 | Control | 0.053 | 3 | 0 | esc | 0 | 0 | 0 | 0 | 0.055966 | 780.1444 | 0.055966 | 780.1444
[149 empty] | All EPR in 2020WLDFRSafety | WLDFR | HFTD - Distribution - Tier 3 - 3QU CoRE ¦ 2QU LoRE | Seismic - Non-Red Flag Warning - Catastrophic Fires | 2024 | Safety | 7467.8148 | 610.7187 | 2024 | Control | 0.053 | 3 | 0 | esc | 0 | 0 | 0 | 0 | 0.055966 | 417.9453 | 0.055966 | 417.9453
[149 empty] | All EPR in 2020WLDFRElectric Reliability | WLDFR | HFTD - Distribution - Tier 3 - 3QU CoRE ¦ 2QU LoRE | Seismic - Non-Red Flag Warning - Catastrophic Fires | 2025 | Electric Reliability | 428.6023 | 610.7187 | 2025 | Control | 0.1325 | 3 | 0 | esc | 0 | 0 | 0 | 0 | 0 | 0 | 0.15274 | 65.4638
[149 empty] | All EPR in 2020WLDFRFinancial | WLDFR | HFTD - Distribution - Tier 3 - 3QU CoRE ¦ 2QU LoRE | Seismic - Non-Red Flag Warning - Catastrophic Fires | 2025 | Financial | 13939.561 | 610.7187 | 2025 | Control | 0.053 | 3 | 0 | esc | 0 | 0 | 0 | 0 | 0 | 0 | 0.055966 | 780.1444
[149 empty] | All EPR in 2020WLDFRSafety | WLDFR | HFTD - Distribution - Tier 3 - 3QU CoRE ¦ 2QU LoRE | Seismic - Non-Red Flag Warning - Catastrophic Fires | 2025 | Safety | 7467.8148 | 610.7187 | 2025 | Control | 0.053 | 3 | 0 | esc | 0 | 0 | 0 | 0 | 0 | 0 | 0.055966 | 417.9453
[149 empty] | All EPR in 2020WLDFRElectric Reliability | WLDFR | HFTD - Distribution - Tier 3 - 3QU CoRE ¦ 2QU LoRE | Seismic - Red Flag Warning - Catastrophic Fires | 2021 | Electric Reliability | 409.2237 | 610.7187 | 2021 | Control | 0.1325 | 3 | 0 | esc | 0.15274 | 62.5039 | 0.15274 | 62.5039 | 0 | 0 | 0 | 0
[149 empty] | All EPR in 2020WLDFRFinancial | WLDFR | HFTD - Distribution - Tier 3 - 3QU CoRE ¦ 2QU LoRE | Seismic - Red Flag Warning - Catastrophic Fires | 2021 | Financial | 13469.0878 | 610.7187 | 2021 | Control | 0.053 | 3 | 0 | esc | 0.055966 | 753.8138 | 0.055966 | 753.8138 | 0 | 0 | 0 | 0
[149 empty] | All EPR in 2020WLDFRSafety | WLDFR | HFTD - Distribution - Tier 3 - 3QU CoRE ¦ 2QU LoRE | Seismic - Red Flag Warning - Catastrophic Fires | 2021 | Safety | 7205.5313 | 610.7187 | 2021 | Control | 0.053 | 3 | 0 | esc | 0.055966 | 403.2663 | 0.055966 | 403.2663 | 0 | 0 | 0 | 0
[149 empty] | All EPR in 2020WLDFRElectric Reliability | WLDFR | HFTD - Distribution - Tier 3 - 3QU CoRE ¦ 2QU LoRE | Seismic - Red Flag Warning - Catastrophic Fires | 2022 | Electric Reliability | 409.2237 | 610.7187 | 2022 | Control | 0.1325 | 3 | 0 | esc | 0.15274 | 62.5039 | 0.15274 | 62.5039 | 0.15274 | 62.5039 | 0 | 0
[149 empty] | All EPR in 2020WLDFRFinancial | WLDFR | HFTD - Distribution - Tier 3 - 3QU CoRE ¦ 2QU LoRE | Seismic - Red Flag Warning - Catastrophic Fires | 2022 | Financial | 13469.0878 | 610.7187 | 2022 | Control | 0.053 | 3 | 0 | esc | 0.055966 | 753.8138 | 0.055966 | 753.8138 | 0.055966 | 753.8138 | 0 | 0
[149 empty] | All EPR in 2020WLDFRSafety | WLDFR | HFTD - Distribution - Tier 3 - 3QU CoRE ¦ 2QU LoRE | Seismic - Red Flag Warning - Catastrophic Fires | 2022 | Safety | 7205.5313 | 610.7187 | 2022 | Control | 0.053 | 3 | 0 | esc | 0.055966 | 403.2663 | 0.055966 | 403.2663 | 0.055966 | 403.2663 | 0 | 0
[149 empty] | All EPR in 2020WLDFRElectric Reliability | WLDFR | HFTD - Distribution - Tier 3 - 3QU CoRE ¦ 2QU LoRE | Seismic - Red Flag Warning - Catastrophic Fires | 2023 | Electric Reliability | 428.6023 | 610.7187 | 2023 | Control | 0.1325 | 3 | 0 | esc | 0 | 0 | 0.15274 | 65.4638 | 0.15274 | 65.4638 | 0.15274 | 65.4638
[149 empty] | All EPR in 2020WLDFRFinancial | WLDFR | HFTD - Distribution - Tier 3 - 3QU CoRE ¦ 2QU LoRE | Seismic - Red Flag Warning - Catastrophic Fires | 2023 | Financial | 13939.561 | 610.7187 | 2023 | Control | 0.053 | 3 | 0 | esc | 0 | 0 | 0.055966 | 780.1444 | 0.055966 | 780.1444 | 0.055966 | 780.1444
[149 empty] | All EPR in 2020WLDFRSafety | WLDFR | HFTD - Distribution - Tier 3 - 3QU CoRE ¦ 2QU LoRE | Seismic - Red Flag Warning - Catastrophic Fires | 2023 | Safety | 7467.8148 | 610.7187 | 2023 | Control | 0.053 | 3 | 0 | esc | 0 | 0 | 0.055966 | 417.9453 | 0.055966 | 417.9453 | 0.055966 | 417.9453
[149 empty] | All EPR in 2020WLDFRElectric Reliability | WLDFR | HFTD - Distribution - Tier 3 - 3QU CoRE ¦ 2QU LoRE | Seismic - Red Flag Warning - Catastrophic Fires | 2024 | Electric Reliability | 428.6023 | 610.7187 | 2024 | Control | 0.1325 | 3 | 0 | esc | 0 | 0 | 0 | 0 | 0.15274 | 65.4638 | 0.15274 | 65.4638
[149 empty] | All EPR in 2020WLDFRFinancial | WLDFR | HFTD - Distribution - Tier 3 - 3QU CoRE ¦ 2QU LoRE | Seismic - Red Flag Warning - Catastrophic Fires | 2024 | Financial | 13939.561 | 610.7187 | 2024 | Control | 0.053 | 3 | 0 | esc | 0 | 0 | 0 | 0 | 0.055966 | 780.1444 | 0.055966 | 780.1444
[149 empty] | All EPR in 2020WLDFRSafety | WLDFR | HFTD - Distribution - Tier 3 - 3QU CoRE ¦ 2QU LoRE | Seismic - Red Flag Warning - Catastrophic Fires | 2024 | Safety | 7467.8148 | 610.7187 | 2024 | Control | 0.053 | 3 | 0 | esc | 0 | 0 | 0 | 0 | 0.055966 | 417.9453 | 0.055966 | 417.9453
[149 empty] | All EPR in 2020WLDFRElectric Reliability | WLDFR | HFTD - Distribution - Tier 3 - 3QU CoRE ¦ 2QU LoRE | Seismic - Red Flag Warning - Catastrophic Fires | 2025 | Electric Reliability | 428.6023 | 610.7187 | 2025 | Control | 0.1325 | 3 | 0 | esc | 0 | 0 | 0 | 0 | 0 | 0 | 0.15274 | 65.4638
[149 empty] | All EPR in 2020WLDFRFinancial | WLDFR | HFTD - Distribution - Tier 3 - 3QU CoRE ¦ 2QU LoRE | Seismic - Red Flag Warning - Catastrophic Fires | 2025 | Financial | 13939.561 | 610.7187 | 2025 | Control | 0.053 | 3 | 0 | esc | 0 | 0 | 0 | 0 | 0 | 0 | 0.055966 | 780.1444
[149 empty] | All EPR in 2020WLDFRSafety | WLDFR | HFTD - Distribution - Tier 3 - 3QU CoRE ¦ 2QU LoRE | Seismic - Red Flag Warning - Catastrophic Fires | 2025 | Safety | 7467.8148 | 610.7187 | 2025 | Control | 0.053 | 3 | 0 | esc | 0 | 0 | 0 | 0 | 0 | 0 | 0.055966 | 417.9453
[149 empty] | All EPR in 2020WLDFRElectric Reliability | WLDFR | HFTD - Distribution - Tier 3 - 3QU CoRE ¦ 3QU LoRE | Non-Red Flag Warning - Catastrophic Fires | 2021 | Electric Reliability | 222.2294 | 206.7005 | 2021 | Control | 0.1325 | 3 | 0 | esc | 0.15274 | 33.9428 | 0.15274 | 33.9428 | 0 | 0 | 0 | 0
[149 empty] | All EPR in 2020WLDFRFinancial | WLDFR | HFTD - Distribution - Tier 3 - 3QU CoRE ¦ 3QU LoRE | Non-Red Flag Warning - Catastrophic Fires | 2021 | Financial | 8585.7228 | 206.7005 | 2021 | Control | 0.053 | 3 | 0 | esc | 0.055966 | 480.5104 | 0.055966 | 480.5104 | 0 | 0 | 0 | 0
[149 empty] | All EPR in 2020WLDFRSafety | WLDFR | HFTD - Distribution - Tier 3 - 3QU CoRE ¦ 3QU LoRE | Non-Red Flag Warning - Catastrophic Fires | 2021 | Safety | 5338.1784 | 206.7005 | 2021 | Control | 0.053 | 3 | 0 | esc | 0.055966 | 298.7576 | 0.055966 | 298.7576 | 0 | 0 | 0 | 0
[149 empty] | All EPR in 2020WLDFRElectric Reliability | WLDFR | HFTD - Distribution - Tier 3 - 3QU CoRE ¦ 3QU LoRE | Non-Red Flag Warning - Catastrophic Fires | 2022 | Electric Reliability | 222.2294 | 206.7005 | 2022 | Control | 0.1325 | 3 | 0 | esc | 0.15274 | 33.9428 | 0.15274 | 33.9428 | 0.15274 | 33.9428 | 0 | 0
[149 empty] | All EPR in 2020WLDFRFinancial | WLDFR | HFTD - Distribution - Tier 3 - 3QU CoRE ¦ 3QU LoRE | Non-Red Flag Warning - Catastrophic Fires | 2022 | Financial | 8585.7228 | 206.7005 | 2022 | Control | 0.053 | 3 | 0 | esc | 0.055966 | 480.5104 | 0.055966 | 480.5104 | 0.055966 | 480.5104 | 0 | 0
[149 empty] | All EPR in 2020WLDFRSafety | WLDFR | HFTD - Distribution - Tier 3 - 3QU CoRE ¦ 3QU LoRE | Non-Red Flag Warning - Catastrophic Fires | 2022 | Safety | 5338.1784 | 206.7005 | 2022 | Control | 0.053 | 3 | 0 | esc | 0.055966 | 298.7576 | 0.055966 | 298.7576 | 0.055966 | 298.7576 | 0 | 0
[149 empty] | All EPR in 2020WLDFRElectric Reliability | WLDFR | HFTD - Distribution - Tier 3 - 3QU CoRE ¦ 3QU LoRE | Non-Red Flag Warning - Catastrophic Fires | 2023 | Electric Reliability | 233.2301 | 206.7005 | 2023 | Control | 0.1325 | 3 | 0 | esc | 0 | 0 | 0.15274 | 35.623 | 0.15274 | 35.623 | 0.15274 | 35.623
[149 empty] | All EPR in 2020WLDFRFinancial | WLDFR | HFTD - Distribution - Tier 3 - 3QU CoRE ¦ 3QU LoRE | Non-Red Flag Warning - Catastrophic Fires | 2023 | Financial | 8896.516 | 206.7005 | 2023 | Control | 0.053 | 3 | 0 | esc | 0 | 0 | 0.055966 | 497.9043 | 0.055966 | 497.9043 | 0.055966 | 497.9043
[149 empty] | All EPR in 2020WLDFRSafety | WLDFR | HFTD - Distribution - Tier 3 - 3QU CoRE ¦ 3QU LoRE | Non-Red Flag Warning - Catastrophic Fires | 2023 | Safety | 5534.8915 | 206.7005 | 2023 | Control | 0.053 | 3 | 0 | esc | 0 | 0 | 0.055966 | 309.7669 | 0.055966 | 309.7669 | 0.055966 | 309.7669
[149 empty] | All EPR in 2020WLDFRElectric Reliability | WLDFR | HFTD - Distribution - Tier 3 - 3QU CoRE ¦ 3QU LoRE | Non-Red Flag Warning - Catastrophic Fires | 2024 | Electric Reliability | 233.2301 | 206.7005 | 2024 | Control | 0.1325 | 3 | 0 | esc | 0 | 0 | 0 | 0 | 0.15274 | 35.623 | 0.15274 | 35.623
[149 empty] | All EPR in 2020WLDFRFinancial | WLDFR | HFTD - Distribution - Tier 3 - 3QU CoRE ¦ 3QU LoRE | Non-Red Flag Warning - Catastrophic Fires | 2024 | Financial | 8896.516 | 206.7005 | 2024 | Control | 0.053 | 3 | 0 | esc | 0 | 0 | 0 | 0 | 0.055966 | 497.9043 | 0.055966 | 497.9043
[149 empty] | All EPR in 2020WLDFRSafety | WLDFR | HFTD - Distribution - Tier 3 - 3QU CoRE ¦ 3QU LoRE | Non-Red Flag Warning - Catastrophic Fires | 2024 | Safety | 5534.8915 | 206.7005 | 2024 | Control | 0.053 | 3 | 0 | esc | 0 | 0 | 0 | 0 | 0.055966 | 309.7669 | 0.055966 | 309.7669
[149 empty] | All EPR in 2020WLDFRElectric Reliability | WLDFR | HFTD - Distribution - Tier 3 - 3QU CoRE ¦ 3QU LoRE | Non-Red Flag Warning - Catastrophic Fires | 2025 | Electric Reliability | 233.2301 | 206.7005 | 2025 | Control | 0.1325 | 3 | 0 | esc | 0 | 0 | 0 | 0 | 0 | 0 | 0.15274 | 35.623
[149 empty] | All EPR in 2020WLDFRFinancial | WLDFR | HFTD - Distribution - Tier 3 - 3QU CoRE ¦ 3QU LoRE | Non-Red Flag Warning - Catastrophic Fires | 2025 | Financial | 8896.516 | 206.7005 | 2025 | Control | 0.053 | 3 | 0 | esc | 0 | 0 | 0 | 0 | 0 | 0 | 0.055966 | 497.9043
[149 empty] | All EPR in 2020WLDFRSafety | WLDFR | HFTD - Distribution - Tier 3 - 3QU CoRE ¦ 3QU LoRE | Non-Red Flag Warning - Catastrophic Fires | 2025 | Safety | 5534.8915 | 206.7005 | 2025 | Control | 0.053 | 3 | 0 | esc | 0 | 0 | 0 | 0 | 0 | 0 | 0.055966 | 309.7669
[149 empty] | All EPR in 2020WLDFRElectric Reliability | WLDFR | HFTD - Distribution - Tier 3 - 3QU CoRE ¦ 3QU LoRE | Non-Red Flag Warning - Destructive Fires | 2021 | Electric Reliability | 222.2294 | 206.7005 | 2021 | Control | 0.1325 | 3 | 0 | esc | 0.15274 | 33.9428 | 0.15274 | 33.9428 | 0 | 0 | 0 | 0
[149 empty] | All EPR in 2020WLDFRFinancial | WLDFR | HFTD - Distribution - Tier 3 - 3QU CoRE ¦ 3QU LoRE | Non-Red Flag Warning - Destructive Fires | 2021 | Financial | 8585.7228 | 206.7005 | 2021 | Control | 0.053 | 3 | 0 | esc | 0.055966 | 480.5104 | 0.055966 | 480.5104 | 0 | 0 | 0 | 0
[149 empty] | All EPR in 2020WLDFRElectric Reliability | WLDFR | HFTD - Distribution - Tier 3 - 3QU CoRE ¦ 3QU LoRE | Non-Red Flag Warning - Destructive Fires | 2022 | Electric Reliability | 222.2294 | 206.7005 | 2022 | Control | 0.1325 | 3 | 0 | esc | 0.15274 | 33.9428 | 0.15274 | 33.9428 | 0.15274 | 33.9428 | 0 | 0
[149 empty] | All EPR in 2020WLDFRFinancial | WLDFR | HFTD - Distribution - Tier 3 - 3QU CoRE ¦ 3QU LoRE | Non-Red Flag Warning - Destructive Fires | 2022 | Financial | 8585.7228 | 206.7005 | 2022 | Control | 0.053 | 3 | 0 | esc | 0.055966 | 480.5104 | 0.055966 | 480.5104 | 0.055966 | 480.5104 | 0 | 0
[149 empty] | All EPR in 2020WLDFRElectric Reliability | WLDFR | HFTD - Distribution - Tier 3 - 3QU CoRE ¦ 3QU LoRE | Non-Red Flag Warning - Destructive Fires | 2023 | Electric Reliability | 233.2301 | 206.7005 | 2023 | Control | 0.1325 | 3 | 0 | esc | 0 | 0 | 0.15274 | 35.623 | 0.15274 | 35.623 | 0.15274 | 35.623
[149 empty] | All EPR in 2020WLDFRFinancial | WLDFR | HFTD - Distribution - Tier 3 - 3QU CoRE ¦ 3QU LoRE | Non-Red Flag Warning - Destructive Fires | 2023 | Financial | 8896.516 | 206.7005 | 2023 | Control | 0.053 | 3 | 0 | esc | 0 | 0 | 0.055966 | 497.9043 | 0.055966 | 497.9043 | 0.055966 | 497.9043
[149 empty] | All EPR in 2020WLDFRElectric Reliability | WLDFR | HFTD - Distribution - Tier 3 - 3QU CoRE ¦ 3QU LoRE | Non-Red Flag Warning - Destructive Fires | 2024 | Electric Reliability | 233.2301 | 206.7005 | 2024 | Control | 0.1325 | 3 | 0 | esc | 0 | 0 | 0 | 0 | 0.15274 | 35.623 | 0.15274 | 35.623
[149 empty] | All EPR in 2020WLDFRFinancial | WLDFR | HFTD - Distribution - Tier 3 - 3QU CoRE ¦ 3QU LoRE | Non-Red Flag Warning - Destructive Fires | 2024 | Financial | 8896.516 | 206.7005 | 2024 | Control | 0.053 | 3 | 0 | esc | 0 | 0 | 0 | 0 | 0.055966 | 497.9043 | 0.055966 | 497.9043
[149 empty] | All EPR in 2020WLDFRElectric Reliability | WLDFR | HFTD - Distribution - Tier 3 - 3QU CoRE ¦ 3QU LoRE | Non-Red Flag Warning - Destructive Fires | 2025 | Electric Reliability | 233.2301 | 206.7005 | 2025 | Control | 0.1325 | 3 | 0 | esc | 0 | 0 | 0 | 0 | 0 | 0 | 0.15274 | 35.623
[149 empty] | All EPR in 2020WLDFRFinancial | WLDFR | HFTD - Distribution - Tier 3 - 3QU CoRE ¦ 3QU LoRE | Non-Red Flag Warning - Destructive Fires | 2025 | Financial | 8896.516 | 206.7005 | 2025 | Control | 0.053 | 3 | 0 | esc | 0 | 0 | 0 | 0 | 0 | 0 | 0.055966 | 497.9043
[149 empty] | All EPR in 2020WLDFRElectric Reliability | WLDFR | HFTD - Distribution - Tier 3 - 3QU CoRE ¦ 3QU LoRE | Non-Red Flag Warning - Large Fires | 2021 | Electric Reliability | 0.69642 | 206.7005 | 2021 | Control | 0.1325 | 3 | 0 | esc | 0.15274 | 0.10637 | 0.15274 | 0.10637 | 0 | 0 | 0 | 0
[149 empty] | All EPR in 2020WLDFRFinancial | WLDFR | HFTD - Distribution - Tier 3 - 3QU CoRE ¦ 3QU LoRE | Non-Red Flag Warning - Large Fires | 2021 | Financial | 2.942 | 206.7005 | 2021 | Control | 0.053 | 3 | 0 | esc | 0.055966 | 0.16465 | 0.055966 | 0.16465 | 0 | 0 | 0 | 0
[149 empty] | All EPR in 2020WLDFRSafety | WLDFR | HFTD - Distribution - Tier 3 - 3QU CoRE ¦ 3QU LoRE | Non-Red Flag Warning - Large Fires | 2021 | Safety | 1.6022 | 206.7005 | 2021 | Control | 0.053 | 3 | 0 | esc | 0.055966 | 0.089668 | 0.055966 | 0.089668 | 0 | 0 | 0 | 0
[149 empty] | All EPR in 2020WLDFRElectric Reliability | WLDFR | HFTD - Distribution - Tier 3 - 3QU CoRE ¦ 3QU LoRE | Non-Red Flag Warning - Large Fires | 2022 | Electric Reliability | 0.69642 | 206.7005 | 2022 | Control | 0.1325 | 3 | 0 | esc | 0.15274 | 0.10637 | 0.15274 | 0.10637 | 0.15274 | 0.10637 | 0 | 0
[149 empty] | All EPR in 2020WLDFRFinancial | WLDFR | HFTD - Distribution - Tier 3 - 3QU CoRE ¦ 3QU LoRE | Non-Red Flag Warning - Large Fires | 2022 | Financial | 2.942 | 206.7005 | 2022 | Control | 0.053 | 3 | 0 | esc | 0.055966 | 0.16465 | 0.055966 | 0.16465 | 0.055966 | 0.16465 | 0 | 0
[149 empty] | All EPR in 2020WLDFRSafety | WLDFR | HFTD - Distribution - Tier 3 - 3QU CoRE ¦ 3QU LoRE | Non-Red Flag Warning - Large Fires | 2022 | Safety | 1.6022 | 206.7005 | 2022 | Control | 0.053 | 3 | 0 | esc | 0.055966 | 0.089668 | 0.055966 | 0.089668 | 0.055966 | 0.089668 | 0 | 0
[149 empty] | All EPR in 2020WLDFRElectric Reliability | WLDFR | HFTD - Distribution - Tier 3 - 3QU CoRE ¦ 3QU LoRE | Non-Red Flag Warning - Large Fires | 2023 | Electric Reliability | 0.71896 | 206.7005 | 2023 | Control | 0.1325 | 3 | 0 | esc | 0 | 0 | 0.15274 | 0.10981 | 0.15274 | 0.10981 | 0.15274 | 0.10981
[149 empty] | All EPR in 2020WLDFRFinancial | WLDFR | HFTD - Distribution - Tier 3 - 3QU CoRE ¦ 3QU LoRE | Non-Red Flag Warning - Large Fires | 2023 | Financial | 3.0715 | 206.7005 | 2023 | Control | 0.053 | 3 | 0 | esc | 0 | 0 | 0.055966 | 0.1719 | 0.055966 | 0.1719 | 0.055966 | 0.1719
[149 empty] | All EPR in 2020WLDFRSafety | WLDFR | HFTD - Distribution - Tier 3 - 3QU CoRE ¦ 3QU LoRE | Non-Red Flag Warning - Large Fires | 2023 | Safety | 1.6846 | 206.7005 | 2023 | Control | 0.053 | 3 | 0 | esc | 0 | 0 | 0.055966 | 0.094279 | 0.055966 | 0.094279 | 0.055966 | 0.094279
[149 empty] | All EPR in 2020WLDFRElectric Reliability | WLDFR | HFTD - Distribution - Tier 3 - 3QU CoRE ¦ 3QU LoRE | Non-Red Flag Warning - Large Fires | 2024 | Electric Reliability | 0.71896 | 206.7005 | 2024 | Control | 0.1325 | 3 | 0 | esc | 0 | 0 | 0 | 0 | 0.15274 | 0.10981 | 0.15274 | 0.10981
[149 empty] | All EPR in 2020WLDFRFinancial | WLDFR | HFTD - Distribution - Tier 3 - 3QU CoRE ¦ 3QU LoRE | Non-Red Flag Warning - Large Fires | 2024 | Financial | 3.0715 | 206.7005 | 2024 | Control | 0.053 | 3 | 0 | esc | 0 | 0 | 0 | 0 | 0.055966 | 0.1719 | 0.055966 | 0.1719
[149 empty] | All EPR in 2020WLDFRSafety | WLDFR | HFTD - Distribution - Tier 3 - 3QU CoRE ¦ 3QU LoRE | Non-Red Flag Warning - Large Fires | 2024 | Safety | 1.6846 | 206.7005 | 2024 | Control | 0.053 | 3 | 0 | esc | 0 | 0 | 0 | 0 | 0.055966 | 0.094279 | 0.055966 | 0.094279
[149 empty] | All EPR in 2020WLDFRElectric Reliability | WLDFR | HFTD - Distribution - Tier 3 - 3QU CoRE ¦ 3QU LoRE | Non-Red Flag Warning - Large Fires | 2025 | Electric Reliability | 0.71896 | 206.7005 | 2025 | Control | 0.1325 | 3 | 0 | esc | 0 | 0 | 0 | 0 | 0 | 0 | 0.15274 | 0.10981
[149 empty] | All EPR in 2020WLDFRFinancial | WLDFR | HFTD - Distribution - Tier 3 - 3QU CoRE ¦ 3QU LoRE | Non-Red Flag Warning - Large Fires | 2025 | Financial | 3.0715 | 206.7005 | 2025 | Control | 0.053 | 3 | 0 | esc | 0 | 0 | 0 | 0 | 0 | 0 | 0.055966 | 0.1719
[149 empty] | All EPR in 2020WLDFRSafety | WLDFR | HFTD - Distribution - Tier 3 - 3QU CoRE ¦ 3QU LoRE | Non-Red Flag Warning - Large Fires | 2025 | Safety | 1.6846 | 206.7005 | 2025 | Control | 0.053 | 3 | 0 | esc | 0 | 0 | 0 | 0 | 0 | 0 | 0.055966 | 0.094279
[149 empty] | All EPR in 2020WLDFRElectric Reliability | WLDFR | HFTD - Distribution - Tier 3 - 3QU CoRE ¦ 3QU LoRE | Non-Red Flag Warning - Small Fires | 2021 | Electric Reliability | 0.036425 | 206.7005 | 2021 | Control | 0.1325 | 3 | 0 | esc | 0.15274 | 0.0055635 | 0.15274 | 0.0055635 | 0 | 0 | 0 | 0
[149 empty] | All EPR in 2020WLDFRFinancial | WLDFR | HFTD - Distribution - Tier 3 - 3QU CoRE ¦ 3QU LoRE | Non-Red Flag Warning - Small Fires | 2021 | Financial | 0.0015809 | 206.7005 | 2021 | Control | 0.053 | 3 | 0 | esc | 0.055966 | 8.8475e-05 | 0.055966 | 8.8475e-05 | 0 | 0 | 0 | 0
[149 empty] | All EPR in 2020WLDFRSafety | WLDFR | HFTD - Distribution - Tier 3 - 3QU CoRE ¦ 3QU LoRE | Non-Red Flag Warning - Small Fires | 2021 | Safety | 0.039895 | 206.7005 | 2021 | Control | 0.053 | 3 | 0 | esc | 0.055966 | 0.0022328 | 0.055966 | 0.0022328 | 0 | 0 | 0 | 0
[149 empty] | All EPR in 2020WLDFRElectric Reliability | WLDFR | HFTD - Distribution - Tier 3 - 3QU CoRE ¦ 3QU LoRE | Non-Red Flag Warning - Small Fires | 2022 | Electric Reliability | 0.036425 | 206.7005 | 2022 | Control | 0.1325 | 3 | 0 | esc | 0.15274 | 0.0055635 | 0.15274 | 0.0055635 | 0.15274 | 0.0055635 | 0 | 0
[149 empty] | All EPR in 2020WLDFRFinancial | WLDFR | HFTD - Distribution - Tier 3 - 3QU CoRE ¦ 3QU LoRE | Non-Red Flag Warning - Small Fires | 2022 | Financial | 0.0015809 | 206.7005 | 2022 | Control | 0.053 | 3 | 0 | esc | 0.055966 | 8.8475e-05 | 0.055966 | 8.8475e-05 | 0.055966 | 8.8475e-05 | 0 | 0
[149 empty] | All EPR in 2020WLDFRSafety | WLDFR | HFTD - Distribution - Tier 3 - 3QU CoRE ¦ 3QU LoRE | Non-Red Flag Warning - Small Fires | 2022 | Safety | 0.039895 | 206.7005 | 2022 | Control | 0.053 | 3 | 0 | esc | 0.055966 | 0.0022328 | 0.055966 | 0.0022328 | 0.055966 | 0.0022328 | 0 | 0
[149 empty] | All EPR in 2020WLDFRElectric Reliability | WLDFR | HFTD - Distribution - Tier 3 - 3QU CoRE ¦ 3QU LoRE | Non-Red Flag Warning - Small Fires | 2023 | Electric Reliability | 0.03759 | 206.7005 | 2023 | Control | 0.1325 | 3 | 0 | esc | 0 | 0 | 0.15274 | 0.0057414 | 0.15274 | 0.0057414 | 0.15274 | 0.0057414
[149 empty] | All EPR in 2020WLDFRFinancial | WLDFR | HFTD - Distribution - Tier 3 - 3QU CoRE ¦ 3QU LoRE | Non-Red Flag Warning - Small Fires | 2023 | Financial | 0.0016314 | 206.7005 | 2023 | Control | 0.053 | 3 | 0 | esc | 0 | 0 | 0.055966 | 9.1305e-05 | 0.055966 | 9.1305e-05 | 0.055966 | 9.1305e-05
[149 empty] | All EPR in 2020WLDFRSafety | WLDFR | HFTD - Distribution - Tier 3 - 3QU CoRE ¦ 3QU LoRE | Non-Red Flag Warning - Small Fires | 2023 | Safety | 0.041187 | 206.7005 | 2023 | Control | 0.053 | 3 | 0 | esc | 0 | 0 | 0.055966 | 0.0023051 | 0.055966 | 0.0023051 | 0.055966 | 0.0023051
[149 empty] | All EPR in 2020WLDFRElectric Reliability | WLDFR | HFTD - Distribution - Tier 3 - 3QU CoRE ¦ 3QU LoRE | Non-Red Flag Warning - Small Fires | 2024 | Electric Reliability | 0.03759 | 206.7005 | 2024 | Control | 0.1325 | 3 | 0 | esc | 0 | 0 | 0 | 0 | 0.15274 | 0.0057414 | 0.15274 | 0.0057414
[149 empty] | All EPR in 2020WLDFRFinancial | WLDFR | HFTD - Distribution - Tier 3 - 3QU CoRE ¦ 3QU LoRE | Non-Red Flag Warning - Small Fires | 2024 | Financial | 0.0016314 | 206.7005 | 2024 | Control | 0.053 | 3 | 0 | esc | 0 | 0 | 0 | 0 | 0.055966 | 9.1305e-05 | 0.055966 | 9.1305e-05
[149 empty] | All EPR in 2020WLDFRSafety | WLDFR | HFTD - Distribution - Tier 3 - 3QU CoRE ¦ 3QU LoRE | Non-Red Flag Warning - Small Fires | 2024 | Safety | 0.041187 | 206.7005 | 2024 | Control | 0.053 | 3 | 0 | esc | 0 | 0 | 0 | 0 | 0.055966 | 0.0023051 | 0.055966 | 0.0023051
[149 empty] | All EPR in 2020WLDFRElectric Reliability | WLDFR | HFTD - Distribution - Tier 3 - 3QU CoRE ¦ 3QU LoRE | Non-Red Flag Warning - Small Fires | 2025 | Electric Reliability | 0.03759 | 206.7005 | 2025 | Control | 0.1325 | 3 | 0 | esc | 0 | 0 | 0 | 0 | 0 | 0 | 0.15274 | 0.0057414
[149 empty] | All EPR in 2020WLDFRFinancial | WLDFR | HFTD - Distribution - Tier 3 - 3QU CoRE ¦ 3QU LoRE | Non-Red Flag Warning - Small Fires | 2025 | Financial | 0.0016314 | 206.7005 | 2025 | Control | 0.053 | 3 | 0 | esc | 0 | 0 | 0 | 0 | 0 | 0 | 0.055966 | 9.1305e-05
[149 empty] | All EPR in 2020WLDFRSafety | WLDFR | HFTD - Distribution - Tier 3 - 3QU CoRE ¦ 3QU LoRE | Non-Red Flag Warning - Small Fires | 2025 | Safety | 0.041187 | 206.7005 | 2025 | Control | 0.053 | 3 | 0 | esc | 0 | 0 | 0 | 0 | 0 | 0 | 0.055966 | 0.0023051
[149 empty] | All EPR in 2020WLDFRElectric Reliability | WLDFR | HFTD - Distribution - Tier 3 - 3QU CoRE ¦ 3QU LoRE | Red Flag Warning - Catastrophic Fires | 2021 | Electric Reliability | 222.2294 | 206.7005 | 2021 | Control | 0.1325 | 3 | 0 | esc | 0.15274 | 33.9428 | 0.15274 | 33.9428 | 0 | 0 | 0 | 0
[149 empty] | All EPR in 2020WLDFRFinancial | WLDFR | HFTD - Distribution - Tier 3 - 3QU CoRE ¦ 3QU LoRE | Red Flag Warning - Catastrophic Fires | 2021 | Financial | 8585.7228 | 206.7005 | 2021 | Control | 0.053 | 3 | 0 | esc | 0.055966 | 480.5104 | 0.055966 | 480.5104 | 0 | 0 | 0 | 0
[149 empty] | All EPR in 2020WLDFRSafety | WLDFR | HFTD - Distribution - Tier 3 - 3QU CoRE ¦ 3QU LoRE | Red Flag Warning - Catastrophic Fires | 2021 | Safety | 5338.1784 | 206.7005 | 2021 | Control | 0.053 | 3 | 0 | esc | 0.055966 | 298.7576 | 0.055966 | 298.7576 | 0 | 0 | 0 | 0
[149 empty] | All EPR in 2020WLDFRElectric Reliability | WLDFR | HFTD - Distribution - Tier 3 - 3QU CoRE ¦ 3QU LoRE | Red Flag Warning - Catastrophic Fires | 2022 | Electric Reliability | 222.2294 | 206.7005 | 2022 | Control | 0.1325 | 3 | 0 | esc | 0.15274 | 33.9428 | 0.15274 | 33.9428 | 0.15274 | 33.9428 | 0 | 0
[149 empty] | All EPR in 2020WLDFRFinancial | WLDFR | HFTD - Distribution - Tier 3 - 3QU CoRE ¦ 3QU LoRE | Red Flag Warning - Catastrophic Fires | 2022 | Financial | 8585.7228 | 206.7005 | 2022 | Control | 0.053 | 3 | 0 | esc | 0.055966 | 480.5104 | 0.055966 | 480.5104 | 0.055966 | 480.5104 | 0 | 0
[149 empty] | All EPR in 2020WLDFRSafety | WLDFR | HFTD - Distribution - Tier 3 - 3QU CoRE ¦ 3QU LoRE | Red Flag Warning - Catastrophic Fires | 2022 | Safety | 5338.1784 | 206.7005 | 2022 | Control | 0.053 | 3 | 0 | esc | 0.055966 | 298.7576 | 0.055966 | 298.7576 | 0.055966 | 298.7576 | 0 | 0
[149 empty] | All EPR in 2020WLDFRElectric Reliability | WLDFR | HFTD - Distribution - Tier 3 - 3QU CoRE ¦ 3QU LoRE | Red Flag Warning - Catastrophic Fires | 2023 | Electric Reliability | 233.2301 | 206.7005 | 2023 | Control | 0.1325 | 3 | 0 | esc | 0 | 0 | 0.15274 | 35.623 | 0.15274 | 35.623 | 0.15274 | 35.623
[149 empty] | All EPR in 2020WLDFRFinancial | WLDFR | HFTD - Distribution - Tier 3 - 3QU CoRE ¦ 3QU LoRE | Red Flag Warning - Catastrophic Fires | 2023 | Financial | 8896.516 | 206.7005 | 2023 | Control | 0.053 | 3 | 0 | esc | 0 | 0 | 0.055966 | 497.9043 | 0.055966 | 497.9043 | 0.055966 | 497.9043
[149 empty] | All EPR in 2020WLDFRSafety | WLDFR | HFTD - Distribution - Tier 3 - 3QU CoRE ¦ 3QU LoRE | Red Flag Warning - Catastrophic Fires | 2023 | Safety | 5534.8915 | 206.7005 | 2023 | Control | 0.053 | 3 | 0 | esc | 0 | 0 | 0.055966 | 309.7669 | 0.055966 | 309.7669 | 0.055966 | 309.7669
[149 empty] | All EPR in 2020WLDFRElectric Reliability | WLDFR | HFTD - Distribution - Tier 3 - 3QU CoRE ¦ 3QU LoRE | Red Flag Warning - Catastrophic Fires | 2024 | Electric Reliability | 233.2301 | 206.7005 | 2024 | Control | 0.1325 | 3 | 0 | esc | 0 | 0 | 0 | 0 | 0.15274 | 35.623 | 0.15274 | 35.623
[149 empty] | All EPR in 2020WLDFRFinancial | WLDFR | HFTD - Distribution - Tier 3 - 3QU CoRE ¦ 3QU LoRE | Red Flag Warning - Catastrophic Fires | 2024 | Financial | 8896.516 | 206.7005 | 2024 | Control | 0.053 | 3 | 0 | esc | 0 | 0 | 0 | 0 | 0.055966 | 497.9043 | 0.055966 | 497.9043
[149 empty] | All EPR in 2020WLDFRSafety | WLDFR | HFTD - Distribution - Tier 3 - 3QU CoRE ¦ 3QU LoRE | Red Flag Warning - Catastrophic Fires | 2024 | Safety | 5534.8915 | 206.7005 | 2024 | Control | 0.053 | 3 | 0 | esc | 0 | 0 | 0 | 0 | 0.055966 | 309.7669 | 0.055966 | 309.7669
[149 empty] | All EPR in 2020WLDFRElectric Reliability | WLDFR | HFTD - Distribution - Tier 3 - 3QU CoRE ¦ 3QU LoRE | Red Flag Warning - Catastrophic Fires | 2025 | Electric Reliability | 233.2301 | 206.7005 | 2025 | Control | 0.1325 | 3 | 0 | esc | 0 | 0 | 0 | 0 | 0 | 0 | 0.15274 | 35.623
[149 empty] | All EPR in 2020WLDFRFinancial | WLDFR | HFTD - Distribution - Tier 3 - 3QU CoRE ¦ 3QU LoRE | Red Flag Warning - Catastrophic Fires | 2025 | Financial | 8896.516 | 206.7005 | 2025 | Control | 0.053 | 3 | 0 | esc | 0 | 0 | 0 | 0 | 0 | 0 | 0.055966 | 497.9043
[149 empty] | All EPR in 2020WLDFRSafety | WLDFR | HFTD - Distribution - Tier 3 - 3QU CoRE ¦ 3QU LoRE | Red Flag Warning - Catastrophic Fires | 2025 | Safety | 5534.8915 | 206.7005 | 2025 | Control | 0.053 | 3 | 0 | esc | 0 | 0 | 0 | 0 | 0 | 0 | 0.055966 | 309.7669
[149 empty] | All EPR in 2020WLDFRElectric Reliability | WLDFR | HFTD - Distribution - Tier 3 - 3QU CoRE ¦ 3QU LoRE | Red Flag Warning - Destructive Fires | 2021 | Electric Reliability | 222.2294 | 206.7005 | 2021 | Control | 0.1325 | 3 | 0 | esc | 0.15274 | 33.9428 | 0.15274 | 33.9428 | 0 | 0 | 0 | 0
[149 empty] | All EPR in 2020WLDFRFinancial | WLDFR | HFTD - Distribution - Tier 3 - 3QU CoRE ¦ 3QU LoRE | Red Flag Warning - Destructive Fires | 2021 | Financial | 8585.7228 | 206.7005 | 2021 | Control | 0.053 | 3 | 0 | esc | 0.055966 | 480.5104 | 0.055966 | 480.5104 | 0 | 0 | 0 | 0
[149 empty] | All EPR in 2020WLDFRElectric Reliability | WLDFR | HFTD - Distribution - Tier 3 - 3QU CoRE ¦ 3QU LoRE | Red Flag Warning - Destructive Fires | 2022 | Electric Reliability | 222.2294 | 206.7005 | 2022 | Control | 0.1325 | 3 | 0 | esc | 0.15274 | 33.9428 | 0.15274 | 33.9428 | 0.15274 | 33.9428 | 0 | 0
[149 empty] | All EPR in 2020WLDFRFinancial | WLDFR | HFTD - Distribution - Tier 3 - 3QU CoRE ¦ 3QU LoRE | Red Flag Warning - Destructive Fires | 2022 | Financial | 8585.7228 | 206.7005 | 2022 | Control | 0.053 | 3 | 0 | esc | 0.055966 | 480.5104 | 0.055966 | 480.5104 | 0.055966 | 480.5104 | 0 | 0
[149 empty] | All EPR in 2020WLDFRElectric Reliability | WLDFR | HFTD - Distribution - Tier 3 - 3QU CoRE ¦ 3QU LoRE | Red Flag Warning - Destructive Fires | 2023 | Electric Reliability | 233.2301 | 206.7005 | 2023 | Control | 0.1325 | 3 | 0 | esc | 0 | 0 | 0.15274 | 35.623 | 0.15274 | 35.623 | 0.15274 | 35.623
[149 empty] | All EPR in 2020WLDFRFinancial | WLDFR | HFTD - Distribution - Tier 3 - 3QU CoRE ¦ 3QU LoRE | Red Flag Warning - Destructive Fires | 2023 | Financial | 8896.516 | 206.7005 | 2023 | Control | 0.053 | 3 | 0 | esc | 0 | 0 | 0.055966 | 497.9043 | 0.055966 | 497.9043 | 0.055966 | 497.9043
[149 empty] | All EPR in 2020WLDFRElectric Reliability | WLDFR | HFTD - Distribution - Tier 3 - 3QU CoRE ¦ 3QU LoRE | Red Flag Warning - Destructive Fires | 2024 | Electric Reliability | 233.2301 | 206.7005 | 2024 | Control | 0.1325 | 3 | 0 | esc | 0 | 0 | 0 | 0 | 0.15274 | 35.623 | 0.15274 | 35.623
[149 empty] | All EPR in 2020WLDFRFinancial | WLDFR | HFTD - Distribution - Tier 3 - 3QU CoRE ¦ 3QU LoRE | Red Flag Warning - Destructive Fires | 2024 | Financial | 8896.516 | 206.7005 | 2024 | Control | 0.053 | 3 | 0 | esc | 0 | 0 | 0 | 0 | 0.055966 | 497.9043 | 0.055966 | 497.9043
[149 empty] | All EPR in 2020WLDFRElectric Reliability | WLDFR | HFTD - Distribution - Tier 3 - 3QU CoRE ¦ 3QU LoRE | Red Flag Warning - Destructive Fires | 2025 | Electric Reliability | 233.2301 | 206.7005 | 2025 | Control | 0.1325 | 3 | 0 | esc | 0 | 0 | 0 | 0 | 0 | 0 | 0.15274 | 35.623
[149 empty] | All EPR in 2020WLDFRFinancial | WLDFR | HFTD - Distribution - Tier 3 - 3QU CoRE ¦ 3QU LoRE | Red Flag Warning - Destructive Fires | 2025 | Financial | 8896.516 | 206.7005 | 2025 | Control | 0.053 | 3 | 0 | esc | 0 | 0 | 0 | 0 | 0 | 0 | 0.055966 | 497.9043
[149 empty] | All EPR in 2020WLDFRElectric Reliability | WLDFR | HFTD - Distribution - Tier 3 - 3QU CoRE ¦ 3QU LoRE | Red Flag Warning - Large Fires | 2021 | Electric Reliability | 0.69642 | 206.7005 | 2021 | Control | 0.1325 | 3 | 0 | esc | 0.15274 | 0.10637 | 0.15274 | 0.10637 | 0 | 0 | 0 | 0
[149 empty] | All EPR in 2020WLDFRFinancial | WLDFR | HFTD - Distribution - Tier 3 - 3QU CoRE ¦ 3QU LoRE | Red Flag Warning - Large Fires | 2021 | Financial | 2.942 | 206.7005 | 2021 | Control | 0.053 | 3 | 0 | esc | 0.055966 | 0.16465 | 0.055966 | 0.16465 | 0 | 0 | 0 | 0
[149 empty] | All EPR in 2020WLDFRSafety | WLDFR | HFTD - Distribution - Tier 3 - 3QU CoRE ¦ 3QU LoRE | Red Flag Warning - Large Fires | 2021 | Safety | 1.6022 | 206.7005 | 2021 | Control | 0.053 | 3 | 0 | esc | 0.055966 | 0.089668 | 0.055966 | 0.089668 | 0 | 0 | 0 | 0
[149 empty] | All EPR in 2020WLDFRElectric Reliability | WLDFR | HFTD - Distribution - Tier 3 - 3QU CoRE ¦ 3QU LoRE | Red Flag Warning - Large Fires | 2022 | Electric Reliability | 0.69642 | 206.7005 | 2022 | Control | 0.1325 | 3 | 0 | esc | 0.15274 | 0.10637 | 0.15274 | 0.10637 | 0.15274 | 0.10637 | 0 | 0
[149 empty] | All EPR in 2020WLDFRFinancial | WLDFR | HFTD - Distribution - Tier 3 - 3QU CoRE ¦ 3QU LoRE | Red Flag Warning - Large Fires | 2022 | Financial | 2.942 | 206.7005 | 2022 | Control | 0.053 | 3 | 0 | esc | 0.055966 | 0.16465 | 0.055966 | 0.16465 | 0.055966 | 0.16465 | 0 | 0
[149 empty] | All EPR in 2020WLDFRSafety | WLDFR | HFTD - Distribution - Tier 3 - 3QU CoRE ¦ 3QU LoRE | Red Flag Warning - Large Fires | 2022 | Safety | 1.6022 | 206.7005 | 2022 | Control | 0.053 | 3 | 0 | esc | 0.055966 | 0.089668 | 0.055966 | 0.089668 | 0.055966 | 0.089668 | 0 | 0
[149 empty] | All EPR in 2020WLDFRElectric Reliability | WLDFR | HFTD - Distribution - Tier 3 - 3QU CoRE ¦ 3QU LoRE | Red Flag Warning - Large Fires | 2023 | Electric Reliability | 0.71896 | 206.7005 | 2023 | Control | 0.1325 | 3 | 0 | esc | 0 | 0 | 0.15274 | 0.10981 | 0.15274 | 0.10981 | 0.15274 | 0.10981
[149 empty] | All EPR in 2020WLDFRFinancial | WLDFR | HFTD - Distribution - Tier 3 - 3QU CoRE ¦ 3QU LoRE | Red Flag Warning - Large Fires | 2023 | Financial | 3.0715 | 206.7005 | 2023 | Control | 0.053 | 3 | 0 | esc | 0 | 0 | 0.055966 | 0.1719 | 0.055966 | 0.1719 | 0.055966 | 0.1719
[149 empty] | All EPR in 2020WLDFRSafety | WLDFR | HFTD - Distribution - Tier 3 - 3QU CoRE ¦ 3QU LoRE | Red Flag Warning - Large Fires | 2023 | Safety | 1.6846 | 206.7005 | 2023 | Control | 0.053 | 3 | 0 | esc | 0 | 0 | 0.055966 | 0.094279 | 0.055966 | 0.094279 | 0.055966 | 0.094279
[149 empty] | All EPR in 2020WLDFRElectric Reliability | WLDFR | HFTD - Distribution - Tier 3 - 3QU CoRE ¦ 3QU LoRE | Red Flag Warning - Large Fires | 2024 | Electric Reliability | 0.71896 | 206.7005 | 2024 | Control | 0.1325 | 3 | 0 | esc | 0 | 0 | 0 | 0 | 0.15274 | 0.10981 | 0.15274 | 0.10981
[149 empty] | All EPR in 2020WLDFRFinancial | WLDFR | HFTD - Distribution - Tier 3 - 3QU CoRE ¦ 3QU LoRE | Red Flag Warning - Large Fires | 2024 | Financial | 3.0715 | 206.7005 | 2024 | Control | 0.053 | 3 | 0 | esc | 0 | 0 | 0 | 0 | 0.055966 | 0.1719 | 0.055966 | 0.1719
[149 empty] | All EPR in 2020WLDFRSafety | WLDFR | HFTD - Distribution - Tier 3 - 3QU CoRE ¦ 3QU LoRE | Red Flag Warning - Large Fires | 2024 | Safety | 1.6846 | 206.7005 | 2024 | Control | 0.053 | 3 | 0 | esc | 0 | 0 | 0 | 0 | 0.055966 | 0.094279 | 0.055966 | 0.094279
[149 empty] | All EPR in 2020WLDFRElectric Reliability | WLDFR | HFTD - Distribution - Tier 3 - 3QU CoRE ¦ 3QU LoRE | Red Flag Warning - Large Fires | 2025 | Electric Reliability | 0.71896 | 206.7005 | 2025 | Control | 0.1325 | 3 | 0 | esc | 0 | 0 | 0 | 0 | 0 | 0 | 0.15274 | 0.10981
[149 empty] | All EPR in 2020WLDFRFinancial | WLDFR | HFTD - Distribution - Tier 3 - 3QU CoRE ¦ 3QU LoRE | Red Flag Warning - Large Fires | 2025 | Financial | 3.0715 | 206.7005 | 2025 | Control | 0.053 | 3 | 0 | esc | 0 | 0 | 0 | 0 | 0 | 0 | 0.055966 | 0.1719
[149 empty] | All EPR in 2020WLDFRSafety | WLDFR | HFTD - Distribution - Tier 3 - 3QU CoRE ¦ 3QU LoRE | Red Flag Warning - Large Fires | 2025 | Safety | 1.6846 | 206.7005 | 2025 | Control | 0.053 | 3 | 0 | esc | 0 | 0 | 0 | 0 | 0 | 0 | 0.055966 | 0.094279
[149 empty] | All EPR in 2020WLDFRElectric Reliability | WLDFR | HFTD - Distribution - Tier 3 - 3QU CoRE ¦ 3QU LoRE | Red Flag Warning - Small Fires | 2021 | Electric Reliability | 0.036425 | 206.7005 | 2021 | Control | 0.1325 | 3 | 0 | esc | 0.15274 | 0.0055635 | 0.15274 | 0.0055635 | 0 | 0 | 0 | 0
[149 empty] | All EPR in 2020WLDFRFinancial | WLDFR | HFTD - Distribution - Tier 3 - 3QU CoRE ¦ 3QU LoRE | Red Flag Warning - Small Fires | 2021 | Financial | 0.0015809 | 206.7005 | 2021 | Control | 0.053 | 3 | 0 | esc | 0.055966 | 8.8475e-05 | 0.055966 | 8.8475e-05 | 0 | 0 | 0 | 0
[149 empty] | All EPR in 2020WLDFRSafety | WLDFR | HFTD - Distribution - Tier 3 - 3QU CoRE ¦ 3QU LoRE | Red Flag Warning - Small Fires | 2021 | Safety | 0.039895 | 206.7005 | 2021 | Control | 0.053 | 3 | 0 | esc | 0.055966 | 0.0022328 | 0.055966 | 0.0022328 | 0 | 0 | 0 | 0
[149 empty] | All EPR in 2020WLDFRElectric Reliability | WLDFR | HFTD - Distribution - Tier 3 - 3QU CoRE ¦ 3QU LoRE | Red Flag Warning - Small Fires | 2022 | Electric Reliability | 0.036425 | 206.7005 | 2022 | Control | 0.1325 | 3 | 0 | esc | 0.15274 | 0.0055635 | 0.15274 | 0.0055635 | 0.15274 | 0.0055635 | 0 | 0
[149 empty] | All EPR in 2020WLDFRFinancial | WLDFR | HFTD - Distribution - Tier 3 - 3QU CoRE ¦ 3QU LoRE | Red Flag Warning - Small Fires | 2022 | Financial | 0.0015809 | 206.7005 | 2022 | Control | 0.053 | 3 | 0 | esc | 0.055966 | 8.8475e-05 | 0.055966 | 8.8475e-05 | 0.055966 | 8.8475e-05 | 0 | 0
[149 empty] | All EPR in 2020WLDFRSafety | WLDFR | HFTD - Distribution - Tier 3 - 3QU CoRE ¦ 3QU LoRE | Red Flag Warning - Small Fires | 2022 | Safety | 0.039895 | 206.7005 | 2022 | Control | 0.053 | 3 | 0 | esc | 0.055966 | 0.0022328 | 0.055966 | 0.0022328 | 0.055966 | 0.0022328 | 0 | 0
[149 empty] | All EPR in 2020WLDFRElectric Reliability | WLDFR | HFTD - Distribution - Tier 3 - 3QU CoRE ¦ 3QU LoRE | Red Flag Warning - Small Fires | 2023 | Electric Reliability | 0.03759 | 206.7005 | 2023 | Control | 0.1325 | 3 | 0 | esc | 0 | 0 | 0.15274 | 0.0057414 | 0.15274 | 0.0057414 | 0.15274 | 0.0057414
[149 empty] | All EPR in 2020WLDFRFinancial | WLDFR | HFTD - Distribution - Tier 3 - 3QU CoRE ¦ 3QU LoRE | Red Flag Warning - Small Fires | 2023 | Financial | 0.0016314 | 206.7005 | 2023 | Control | 0.053 | 3 | 0 | esc | 0 | 0 | 0.055966 | 9.1305e-05 | 0.055966 | 9.1305e-05 | 0.055966 | 9.1305e-05
[149 empty] | All EPR in 2020WLDFRSafety | WLDFR | HFTD - Distribution - Tier 3 - 3QU CoRE ¦ 3QU LoRE | Red Flag Warning - Small Fires | 2023 | Safety | 0.041187 | 206.7005 | 2023 | Control | 0.053 | 3 | 0 | esc | 0 | 0 | 0.055966 | 0.0023051 | 0.055966 | 0.0023051 | 0.055966 | 0.0023051
[149 empty] | All EPR in 2020WLDFRElectric Reliability | WLDFR | HFTD - Distribution - Tier 3 - 3QU CoRE ¦ 3QU LoRE | Red Flag Warning - Small Fires | 2024 | Electric Reliability | 0.03759 | 206.7005 | 2024 | Control | 0.1325 | 3 | 0 | esc | 0 | 0 | 0 | 0 | 0.15274 | 0.0057414 | 0.15274 | 0.0057414
[149 empty] | All EPR in 2020WLDFRFinancial | WLDFR | HFTD - Distribution - Tier 3 - 3QU CoRE ¦ 3QU LoRE | Red Flag Warning - Small Fires | 2024 | Financial | 0.0016314 | 206.7005 | 2024 | Control | 0.053 | 3 | 0 | esc | 0 | 0 | 0 | 0 | 0.055966 | 9.1305e-05 | 0.055966 | 9.1305e-05
[149 empty] | All EPR in 2020WLDFRSafety | WLDFR | HFTD - Distribution - Tier 3 - 3QU CoRE ¦ 3QU LoRE | Red Flag Warning - Small Fires | 2024 | Safety | 0.041187 | 206.7005 | 2024 | Control | 0.053 | 3 | 0 | esc | 0 | 0 | 0 | 0 | 0.055966 | 0.0023051 | 0.055966 | 0.0023051
[149 empty] | All EPR in 2020WLDFRElectric Reliability | WLDFR | HFTD - Distribution - Tier 3 - 3QU CoRE ¦ 3QU LoRE | Red Flag Warning - Small Fires | 2025 | Electric Reliability | 0.03759 | 206.7005 | 2025 | Control | 0.1325 | 3 | 0 | esc | 0 | 0 | 0 | 0 | 0 | 0 | 0.15274 | 0.0057414
[149 empty] | All EPR in 2020WLDFRFinancial | WLDFR | HFTD - Distribution - Tier 3 - 3QU CoRE ¦ 3QU LoRE | Red Flag Warning - Small Fires | 2025 | Financial | 0.0016314 | 206.7005 | 2025 | Control | 0.053 | 3 | 0 | esc | 0 | 0 | 0 | 0 | 0 | 0 | 0.055966 | 9.1305e-05
[149 empty] | All EPR in 2020WLDFRSafety | WLDFR | HFTD - Distribution - Tier 3 - 3QU CoRE ¦ 3QU LoRE | Red Flag Warning - Small Fires | 2025 | Safety | 0.041187 | 206.7005 | 2025 | Control | 0.053 | 3 | 0 | esc | 0 | 0 | 0 | 0 | 0 | 0 | 0.055966 | 0.0023051
[149 empty] | All EPR in 2020WLDFRElectric Reliability | WLDFR | HFTD - Distribution - Tier 3 - 3QU CoRE ¦ 3QU LoRE | Seismic - Non-Red Flag Warning - Catastrophic Fires | 2021 | Electric Reliability | 409.2237 | 206.7005 | 2021 | Control | 0.1325 | 3 | 0 | esc | 0.15274 | 62.5039 | 0.15274 | 62.5039 | 0 | 0 | 0 | 0
[149 empty] | All EPR in 2020WLDFRFinancial | WLDFR | HFTD - Distribution - Tier 3 - 3QU CoRE ¦ 3QU LoRE | Seismic - Non-Red Flag Warning - Catastrophic Fires | 2021 | Financial | 13469.0878 | 206.7005 | 2021 | Control | 0.053 | 3 | 0 | esc | 0.055966 | 753.8138 | 0.055966 | 753.8138 | 0 | 0 | 0 | 0
[149 empty] | All EPR in 2020WLDFRSafety | WLDFR | HFTD - Distribution - Tier 3 - 3QU CoRE ¦ 3QU LoRE | Seismic - Non-Red Flag Warning - Catastrophic Fires | 2021 | Safety | 7205.5313 | 206.7005 | 2021 | Control | 0.053 | 3 | 0 | esc | 0.055966 | 403.2663 | 0.055966 | 403.2663 | 0 | 0 | 0 | 0
[149 empty] | All EPR in 2020WLDFRElectric Reliability | WLDFR | HFTD - Distribution - Tier 3 - 3QU CoRE ¦ 3QU LoRE | Seismic - Non-Red Flag Warning - Catastrophic Fires | 2022 | Electric Reliability | 409.2237 | 206.7005 | 2022 | Control | 0.1325 | 3 | 0 | esc | 0.15274 | 62.5039 | 0.15274 | 62.5039 | 0.15274 | 62.5039 | 0 | 0
[149 empty] | All EPR in 2020WLDFRFinancial | WLDFR | HFTD - Distribution - Tier 3 - 3QU CoRE ¦ 3QU LoRE | Seismic - Non-Red Flag Warning - Catastrophic Fires | 2022 | Financial | 13469.0878 | 206.7005 | 2022 | Control | 0.053 | 3 | 0 | esc | 0.055966 | 753.8138 | 0.055966 | 753.8138 | 0.055966 | 753.8138 | 0 | 0
[149 empty] | All EPR in 2020WLDFRSafety | WLDFR | HFTD - Distribution - Tier 3 - 3QU CoRE ¦ 3QU LoRE | Seismic - Non-Red Flag Warning - Catastrophic Fires | 2022 | Safety | 7205.5313 | 206.7005 | 2022 | Control | 0.053 | 3 | 0 | esc | 0.055966 | 403.2663 | 0.055966 | 403.2663 | 0.055966 | 403.2663 | 0 | 0
[149 empty] | All EPR in 2020WLDFRElectric Reliability | WLDFR | HFTD - Distribution - Tier 3 - 3QU CoRE ¦ 3QU LoRE | Seismic - Non-Red Flag Warning - Catastrophic Fires | 2023 | Electric Reliability | 428.6023 | 206.7005 | 2023 | Control | 0.1325 | 3 | 0 | esc | 0 | 0 | 0.15274 | 65.4638 | 0.15274 | 65.4638 | 0.15274 | 65.4638
[149 empty] | All EPR in 2020WLDFRFinancial | WLDFR | HFTD - Distribution - Tier 3 - 3QU CoRE ¦ 3QU LoRE | Seismic - Non-Red Flag Warning - Catastrophic Fires | 2023 | Financial | 13939.561 | 206.7005 | 2023 | Control | 0.053 | 3 | 0 | esc | 0 | 0 | 0.055966 | 780.1444 | 0.055966 | 780.1444 | 0.055966 | 780.1444
[149 empty] | All EPR in 2020WLDFRSafety | WLDFR | HFTD - Distribution - Tier 3 - 3QU CoRE ¦ 3QU LoRE | Seismic - Non-Red Flag Warning - Catastrophic Fires | 2023 | Safety | 7467.8148 | 206.7005 | 2023 | Control | 0.053 | 3 | 0 | esc | 0 | 0 | 0.055966 | 417.9453 | 0.055966 | 417.9453 | 0.055966 | 417.9453
[149 empty] | All EPR in 2020WLDFRElectric Reliability | WLDFR | HFTD - Distribution - Tier 3 - 3QU CoRE ¦ 3QU LoRE | Seismic - Non-Red Flag Warning - Catastrophic Fires | 2024 | Electric Reliability | 428.6023 | 206.7005 | 2024 | Control | 0.1325 | 3 | 0 | esc | 0 | 0 | 0 | 0 | 0.15274 | 65.4638 | 0.15274 | 65.4638
[149 empty] | All EPR in 2020WLDFRFinancial | WLDFR | HFTD - Distribution - Tier 3 - 3QU CoRE ¦ 3QU LoRE | Seismic - Non-Red Flag Warning - Catastrophic Fires | 2024 | Financial | 13939.561 | 206.7005 | 2024 | Control | 0.053 | 3 | 0 | esc | 0 | 0 | 0 | 0 | 0.055966 | 780.1444 | 0.055966 | 780.1444
[149 empty] | All EPR in 2020WLDFRSafety | WLDFR | HFTD - Distribution - Tier 3 - 3QU CoRE ¦ 3QU LoRE | Seismic - Non-Red Flag Warning - Catastrophic Fires | 2024 | Safety | 7467.8148 | 206.7005 | 2024 | Control | 0.053 | 3 | 0 | esc | 0 | 0 | 0 | 0 | 0.055966 | 417.9453 | 0.055966 | 417.9453
[149 empty] | All EPR in 2020WLDFRElectric Reliability | WLDFR | HFTD - Distribution - Tier 3 - 3QU CoRE ¦ 3QU LoRE | Seismic - Non-Red Flag Warning - Catastrophic Fires | 2025 | Electric Reliability | 428.6023 | 206.7005 | 2025 | Control | 0.1325 | 3 | 0 | esc | 0 | 0 | 0 | 0 | 0 | 0 | 0.15274 | 65.4638
[149 empty] | All EPR in 2020WLDFRFinancial | WLDFR | HFTD - Distribution - Tier 3 - 3QU CoRE ¦ 3QU LoRE | Seismic - Non-Red Flag Warning - Catastrophic Fires | 2025 | Financial | 13939.561 | 206.7005 | 2025 | Control | 0.053 | 3 | 0 | esc | 0 | 0 | 0 | 0 | 0 | 0 | 0.055966 | 780.1444
[149 empty] | All EPR in 2020WLDFRSafety | WLDFR | HFTD - Distribution - Tier 3 - 3QU CoRE ¦ 3QU LoRE | Seismic - Non-Red Flag Warning - Catastrophic Fires | 2025 | Safety | 7467.8148 | 206.7005 | 2025 | Control | 0.053 | 3 | 0 | esc | 0 | 0 | 0 | 0 | 0 | 0 | 0.055966 | 417.9453
[149 empty] | All EPR in 2020WLDFRElectric Reliability | WLDFR | HFTD - Distribution - Tier 3 - 3QU CoRE ¦ 3QU LoRE | Seismic - Red Flag Warning - Catastrophic Fires | 2021 | Electric Reliability | 409.2237 | 206.7005 | 2021 | Control | 0.1325 | 3 | 0 | esc | 0.15274 | 62.5039 | 0.15274 | 62.5039 | 0 | 0 | 0 | 0
[149 empty] | All EPR in 2020WLDFRFinancial | WLDFR | HFTD - Distribution - Tier 3 - 3QU CoRE ¦ 3QU LoRE | Seismic - Red Flag Warning - Catastrophic Fires | 2021 | Financial | 13469.0878 | 206.7005 | 2021 | Control | 0.053 | 3 | 0 | esc | 0.055966 | 753.8138 | 0.055966 | 753.8138 | 0 | 0 | 0 | 0
[149 empty] | All EPR in 2020WLDFRSafety | WLDFR | HFTD - Distribution - Tier 3 - 3QU CoRE ¦ 3QU LoRE | Seismic - Red Flag Warning - Catastrophic Fires | 2021 | Safety | 7205.5313 | 206.7005 | 2021 | Control | 0.053 | 3 | 0 | esc | 0.055966 | 403.2663 | 0.055966 | 403.2663 | 0 | 0 | 0 | 0
[149 empty] | All EPR in 2020WLDFRElectric Reliability | WLDFR | HFTD - Distribution - Tier 3 - 3QU CoRE ¦ 3QU LoRE | Seismic - Red Flag Warning - Catastrophic Fires | 2022 | Electric Reliability | 409.2237 | 206.7005 | 2022 | Control | 0.1325 | 3 | 0 | esc | 0.15274 | 62.5039 | 0.15274 | 62.5039 | 0.15274 | 62.5039 | 0 | 0
[149 empty] | All EPR in 2020WLDFRFinancial | WLDFR | HFTD - Distribution - Tier 3 - 3QU CoRE ¦ 3QU LoRE | Seismic - Red Flag Warning - Catastrophic Fires | 2022 | Financial | 13469.0878 | 206.7005 | 2022 | Control | 0.053 | 3 | 0 | esc | 0.055966 | 753.8138 | 0.055966 | 753.8138 | 0.055966 | 753.8138 | 0 | 0
[149 empty] | All EPR in 2020WLDFRSafety | WLDFR | HFTD - Distribution - Tier 3 - 3QU CoRE ¦ 3QU LoRE | Seismic - Red Flag Warning - Catastrophic Fires | 2022 | Safety | 7205.5313 | 206.7005 | 2022 | Control | 0.053 | 3 | 0 | esc | 0.055966 | 403.2663 | 0.055966 | 403.2663 | 0.055966 | 403.2663 | 0 | 0
[149 empty] | All EPR in 2020WLDFRElectric Reliability | WLDFR | HFTD - Distribution - Tier 3 - 3QU CoRE ¦ 3QU LoRE | Seismic - Red Flag Warning - Catastrophic Fires | 2023 | Electric Reliability | 428.6023 | 206.7005 | 2023 | Control | 0.1325 | 3 | 0 | esc | 0 | 0 | 0.15274 | 65.4638 | 0.15274 | 65.4638 | 0.15274 | 65.4638
[149 empty] | All EPR in 2020WLDFRFinancial | WLDFR | HFTD - Distribution - Tier 3 - 3QU CoRE ¦ 3QU LoRE | Seismic - Red Flag Warning - Catastrophic Fires | 2023 | Financial | 13939.561 | 206.7005 | 2023 | Control | 0.053 | 3 | 0 | esc | 0 | 0 | 0.055966 | 780.1444 | 0.055966 | 780.1444 | 0.055966 | 780.1444
[149 empty] | All EPR in 2020WLDFRSafety | WLDFR | HFTD - Distribution - Tier 3 - 3QU CoRE ¦ 3QU LoRE | Seismic - Red Flag Warning - Catastrophic Fires | 2023 | Safety | 7467.8148 | 206.7005 | 2023 | Control | 0.053 | 3 | 0 | esc | 0 | 0 | 0.055966 | 417.9453 | 0.055966 | 417.9453 | 0.055966 | 417.9453
[149 empty] | All EPR in 2020WLDFRElectric Reliability | WLDFR | HFTD - Distribution - Tier 3 - 3QU CoRE ¦ 3QU LoRE | Seismic - Red Flag Warning - Catastrophic Fires | 2024 | Electric Reliability | 428.6023 | 206.7005 | 2024 | Control | 0.1325 | 3 | 0 | esc | 0 | 0 | 0 | 0 | 0.15274 | 65.4638 | 0.15274 | 65.4638
[149 empty] | All EPR in 2020WLDFRFinancial | WLDFR | HFTD - Distribution - Tier 3 - 3QU CoRE ¦ 3QU LoRE | Seismic - Red Flag Warning - Catastrophic Fires | 2024 | Financial | 13939.561 | 206.7005 | 2024 | Control | 0.053 | 3 | 0 | esc | 0 | 0 | 0 | 0 | 0.055966 | 780.1444 | 0.055966 | 780.1444
[149 empty] | All EPR in 2020WLDFRSafety | WLDFR | HFTD - Distribution - Tier 3 - 3QU CoRE ¦ 3QU LoRE | Seismic - Red Flag Warning - Catastrophic Fires | 2024 | Safety | 7467.8148 | 206.7005 | 2024 | Control | 0.053 | 3 | 0 | esc | 0 | 0 | 0 | 0 | 0.055966 | 417.9453 | 0.055966 | 417.9453
[149 empty] | All EPR in 2020WLDFRElectric Reliability | WLDFR | HFTD - Distribution - Tier 3 - 3QU CoRE ¦ 3QU LoRE | Seismic - Red Flag Warning - Catastrophic Fires | 2025 | Electric Reliability | 428.6023 | 206.7005 | 2025 | Control | 0.1325 | 3 | 0 | esc | 0 | 0 | 0 | 0 | 0 | 0 | 0.15274 | 65.4638
[149 empty] | All EPR in 2020WLDFRFinancial | WLDFR | HFTD - Distribution - Tier 3 - 3QU CoRE ¦ 3QU LoRE | Seismic - Red Flag Warning - Catastrophic Fires | 2025 | Financial | 13939.561 | 206.7005 | 2025 | Control | 0.053 | 3 | 0 | esc | 0 | 0 | 0 | 0 | 0 | 0 | 0.055966 | 780.1444
[149 empty] | All EPR in 2020WLDFRSafety | WLDFR | HFTD - Distribution - Tier 3 - 3QU CoRE ¦ 3QU LoRE | Seismic - Red Flag Warning - Catastrophic Fires | 2025 | Safety | 7467.8148 | 206.7005 | 2025 | Control | 0.053 | 3 | 0 | esc | 0 | 0 | 0 | 0 | 0 | 0 | 0.055966 | 417.9453
[149 empty] | All EPR in 2020WLDFRElectric Reliability | WLDFR | HFTD - Distribution - Tier 3 - 3QU CoRE ¦ 4QU LoRE | Non-Red Flag Warning - Catastrophic Fires | 2021 | Electric Reliability | 222.2294 | 208.0009 | 2021 | Control | 0.1325 | 3 | 0 | esc | 0.15274 | 33.9428 | 0.15274 | 33.9428 | 0 | 0 | 0 | 0
[149 empty] | All EPR in 2020WLDFRFinancial | WLDFR | HFTD - Distribution - Tier 3 - 3QU CoRE ¦ 4QU LoRE | Non-Red Flag Warning - Catastrophic Fires | 2021 | Financial | 8585.7228 | 208.0009 | 2021 | Control | 0.053 | 3 | 0 | esc | 0.055966 | 480.5104 | 0.055966 | 480.5104 | 0 | 0 | 0 | 0
[149 empty] | All EPR in 2020WLDFRSafety | WLDFR | HFTD - Distribution - Tier 3 - 3QU CoRE ¦ 4QU LoRE | Non-Red Flag Warning - Catastrophic Fires | 2021 | Safety | 5338.1784 | 208.0009 | 2021 | Control | 0.053 | 3 | 0 | esc | 0.055966 | 298.7576 | 0.055966 | 298.7576 | 0 | 0 | 0 | 0
[149 empty] | All EPR in 2020WLDFRElectric Reliability | WLDFR | HFTD - Distribution - Tier 3 - 3QU CoRE ¦ 4QU LoRE | Non-Red Flag Warning - Catastrophic Fires | 2022 | Electric Reliability | 222.2294 | 208.0009 | 2022 | Control | 0.1325 | 3 | 0 | esc | 0.15274 | 33.9428 | 0.15274 | 33.9428 | 0.15274 | 33.9428 | 0 | 0
[149 empty] | All EPR in 2020WLDFRFinancial | WLDFR | HFTD - Distribution - Tier 3 - 3QU CoRE ¦ 4QU LoRE | Non-Red Flag Warning - Catastrophic Fires | 2022 | Financial | 8585.7228 | 208.0009 | 2022 | Control | 0.053 | 3 | 0 | esc | 0.055966 | 480.5104 | 0.055966 | 480.5104 | 0.055966 | 480.5104 | 0 | 0
[149 empty] | All EPR in 2020WLDFRSafety | WLDFR | HFTD - Distribution - Tier 3 - 3QU CoRE ¦ 4QU LoRE | Non-Red Flag Warning - Catastrophic Fires | 2022 | Safety | 5338.1784 | 208.0009 | 2022 | Control | 0.053 | 3 | 0 | esc | 0.055966 | 298.7576 | 0.055966 | 298.7576 | 0.055966 | 298.7576 | 0 | 0
[149 empty] | All EPR in 2020WLDFRElectric Reliability | WLDFR | HFTD - Distribution - Tier 3 - 3QU CoRE ¦ 4QU LoRE | Non-Red Flag Warning - Catastrophic Fires | 2023 | Electric Reliability | 233.2301 | 208.0009 | 2023 | Control | 0.1325 | 3 | 0 | esc | 0 | 0 | 0.15274 | 35.623 | 0.15274 | 35.623 | 0.15274 | 35.623
[149 empty] | All EPR in 2020WLDFRFinancial | WLDFR | HFTD - Distribution - Tier 3 - 3QU CoRE ¦ 4QU LoRE | Non-Red Flag Warning - Catastrophic Fires | 2023 | Financial | 8896.516 | 208.0009 | 2023 | Control | 0.053 | 3 | 0 | esc | 0 | 0 | 0.055966 | 497.9043 | 0.055966 | 497.9043 | 0.055966 | 497.9043
[149 empty] | All EPR in 2020WLDFRSafety | WLDFR | HFTD - Distribution - Tier 3 - 3QU CoRE ¦ 4QU LoRE | Non-Red Flag Warning - Catastrophic Fires | 2023 | Safety | 5534.8915 | 208.0009 | 2023 | Control | 0.053 | 3 | 0 | esc | 0 | 0 | 0.055966 | 309.7669 | 0.055966 | 309.7669 | 0.055966 | 309.7669
[149 empty] | All EPR in 2020WLDFRElectric Reliability | WLDFR | HFTD - Distribution - Tier 3 - 3QU CoRE ¦ 4QU LoRE | Non-Red Flag Warning - Catastrophic Fires | 2024 | Electric Reliability | 233.2301 | 208.0009 | 2024 | Control | 0.1325 | 3 | 0 | esc | 0 | 0 | 0 | 0 | 0.15274 | 35.623 | 0.15274 | 35.623
[149 empty] | All EPR in 2020WLDFRFinancial | WLDFR | HFTD - Distribution - Tier 3 - 3QU CoRE ¦ 4QU LoRE | Non-Red Flag Warning - Catastrophic Fires | 2024 | Financial | 8896.516 | 208.0009 | 2024 | Control | 0.053 | 3 | 0 | esc | 0 | 0 | 0 | 0 | 0.055966 | 497.9043 | 0.055966 | 497.9043
[149 empty] | All EPR in 2020WLDFRSafety | WLDFR | HFTD - Distribution - Tier 3 - 3QU CoRE ¦ 4QU LoRE | Non-Red Flag Warning - Catastrophic Fires | 2024 | Safety | 5534.8915 | 208.0009 | 2024 | Control | 0.053 | 3 | 0 | esc | 0 | 0 | 0 | 0 | 0.055966 | 309.7669 | 0.055966 | 309.7669
[149 empty] | All EPR in 2020WLDFRElectric Reliability | WLDFR | HFTD - Distribution - Tier 3 - 3QU CoRE ¦ 4QU LoRE | Non-Red Flag Warning - Catastrophic Fires | 2025 | Electric Reliability | 233.2301 | 208.0009 | 2025 | Control | 0.1325 | 3 | 0 | esc | 0 | 0 | 0 | 0 | 0 | 0 | 0.15274 | 35.623
[149 empty] | All EPR in 2020WLDFRFinancial | WLDFR | HFTD - Distribution - Tier 3 - 3QU CoRE ¦ 4QU LoRE | Non-Red Flag Warning - Catastrophic Fires | 2025 | Financial | 8896.516 | 208.0009 | 2025 | Control | 0.053 | 3 | 0 | esc | 0 | 0 | 0 | 0 | 0 | 0 | 0.055966 | 497.9043
[149 empty] | All EPR in 2020WLDFRSafety | WLDFR | HFTD - Distribution - Tier 3 - 3QU CoRE ¦ 4QU LoRE | Non-Red Flag Warning - Catastrophic Fires | 2025 | Safety | 5534.8915 | 208.0009 | 2025 | Control | 0.053 | 3 | 0 | esc | 0 | 0 | 0 | 0 | 0 | 0 | 0.055966 | 309.7669
[149 empty] | All EPR in 2020WLDFRElectric Reliability | WLDFR | HFTD - Distribution - Tier 3 - 3QU CoRE ¦ 4QU LoRE | Non-Red Flag Warning - Destructive Fires | 2021 | Electric Reliability | 222.2294 | 208.0009 | 2021 | Control | 0.1325 | 3 | 0 | esc | 0.15274 | 33.9428 | 0.15274 | 33.9428 | 0 | 0 | 0 | 0
[149 empty] | All EPR in 2020WLDFRFinancial | WLDFR | HFTD - Distribution - Tier 3 - 3QU CoRE ¦ 4QU LoRE | Non-Red Flag Warning - Destructive Fires | 2021 | Financial | 8585.7228 | 208.0009 | 2021 | Control | 0.053 | 3 | 0 | esc | 0.055966 | 480.5104 | 0.055966 | 480.5104 | 0 | 0 | 0 | 0
[149 empty] | All EPR in 2020WLDFRElectric Reliability | WLDFR | HFTD - Distribution - Tier 3 - 3QU CoRE ¦ 4QU LoRE | Non-Red Flag Warning - Destructive Fires | 2022 | Electric Reliability | 222.2294 | 208.0009 | 2022 | Control | 0.1325 | 3 | 0 | esc | 0.15274 | 33.9428 | 0.15274 | 33.9428 | 0.15274 | 33.9428 | 0 | 0
[149 empty] | All EPR in 2020WLDFRFinancial | WLDFR | HFTD - Distribution - Tier 3 - 3QU CoRE ¦ 4QU LoRE | Non-Red Flag Warning - Destructive Fires | 2022 | Financial | 8585.7228 | 208.0009 | 2022 | Control | 0.053 | 3 | 0 | esc | 0.055966 | 480.5104 | 0.055966 | 480.5104 | 0.055966 | 480.5104 | 0 | 0
[149 empty] | All EPR in 2020WLDFRElectric Reliability | WLDFR | HFTD - Distribution - Tier 3 - 3QU CoRE ¦ 4QU LoRE | Non-Red Flag Warning - Destructive Fires | 2023 | Electric Reliability | 233.2301 | 208.0009 | 2023 | Control | 0.1325 | 3 | 0 | esc | 0 | 0 | 0.15274 | 35.623 | 0.15274 | 35.623 | 0.15274 | 35.623
[149 empty] | All EPR in 2020WLDFRFinancial | WLDFR | HFTD - Distribution - Tier 3 - 3QU CoRE ¦ 4QU LoRE | Non-Red Flag Warning - Destructive Fires | 2023 | Financial | 8896.516 | 208.0009 | 2023 | Control | 0.053 | 3 | 0 | esc | 0 | 0 | 0.055966 | 497.9043 | 0.055966 | 497.9043 | 0.055966 | 497.9043
[149 empty] | All EPR in 2020WLDFRElectric Reliability | WLDFR | HFTD - Distribution - Tier 3 - 3QU CoRE ¦ 4QU LoRE | Non-Red Flag Warning - Destructive Fires | 2024 | Electric Reliability | 233.2301 | 208.0009 | 2024 | Control | 0.1325 | 3 | 0 | esc | 0 | 0 | 0 | 0 | 0.15274 | 35.623 | 0.15274 | 35.623
[149 empty] | All EPR in 2020WLDFRFinancial | WLDFR | HFTD - Distribution - Tier 3 - 3QU CoRE ¦ 4QU LoRE | Non-Red Flag Warning - Destructive Fires | 2024 | Financial | 8896.516 | 208.0009 | 2024 | Control | 0.053 | 3 | 0 | esc | 0 | 0 | 0 | 0 | 0.055966 | 497.9043 | 0.055966 | 497.9043
[149 empty] | All EPR in 2020WLDFRElectric Reliability | WLDFR | HFTD - Distribution - Tier 3 - 3QU CoRE ¦ 4QU LoRE | Non-Red Flag Warning - Destructive Fires | 2025 | Electric Reliability | 233.2301 | 208.0009 | 2025 | Control | 0.1325 | 3 | 0 | esc | 0 | 0 | 0 | 0 | 0 | 0 | 0.15274 | 35.623
[149 empty] | All EPR in 2020WLDFRFinancial | WLDFR | HFTD - Distribution - Tier 3 - 3QU CoRE ¦ 4QU LoRE | Non-Red Flag Warning - Destructive Fires | 2025 | Financial | 8896.516 | 208.0009 | 2025 | Control | 0.053 | 3 | 0 | esc | 0 | 0 | 0 | 0 | 0 | 0 | 0.055966 | 497.9043
[149 empty] | All EPR in 2020WLDFRElectric Reliability | WLDFR | HFTD - Distribution - Tier 3 - 3QU CoRE ¦ 4QU LoRE | Non-Red Flag Warning - Large Fires | 2021 | Electric Reliability | 0.69642 | 208.0009 | 2021 | Control | 0.1325 | 3 | 0 | esc | 0.15274 | 0.10637 | 0.15274 | 0.10637 | 0 | 0 | 0 | 0
[149 empty] | All EPR in 2020WLDFRFinancial | WLDFR | HFTD - Distribution - Tier 3 - 3QU CoRE ¦ 4QU LoRE | Non-Red Flag Warning - Large Fires | 2021 | Financial | 2.942 | 208.0009 | 2021 | Control | 0.053 | 3 | 0 | esc | 0.055966 | 0.16465 | 0.055966 | 0.16465 | 0 | 0 | 0 | 0
[149 empty] | All EPR in 2020WLDFRSafety | WLDFR | HFTD - Distribution - Tier 3 - 3QU CoRE ¦ 4QU LoRE | Non-Red Flag Warning - Large Fires | 2021 | Safety | 1.6022 | 208.0009 | 2021 | Control | 0.053 | 3 | 0 | esc | 0.055966 | 0.089668 | 0.055966 | 0.089668 | 0 | 0 | 0 | 0
[149 empty] | All EPR in 2020WLDFRElectric Reliability | WLDFR | HFTD - Distribution - Tier 3 - 3QU CoRE ¦ 4QU LoRE | Non-Red Flag Warning - Large Fires | 2022 | Electric Reliability | 0.69642 | 208.0009 | 2022 | Control | 0.1325 | 3 | 0 | esc | 0.15274 | 0.10637 | 0.15274 | 0.10637 | 0.15274 | 0.10637 | 0 | 0
[149 empty] | All EPR in 2020WLDFRFinancial | WLDFR | HFTD - Distribution - Tier 3 - 3QU CoRE ¦ 4QU LoRE | Non-Red Flag Warning - Large Fires | 2022 | Financial | 2.942 | 208.0009 | 2022 | Control | 0.053 | 3 | 0 | esc | 0.055966 | 0.16465 | 0.055966 | 0.16465 | 0.055966 | 0.16465 | 0 | 0
[149 empty] | All EPR in 2020WLDFRSafety | WLDFR | HFTD - Distribution - Tier 3 - 3QU CoRE ¦ 4QU LoRE | Non-Red Flag Warning - Large Fires | 2022 | Safety | 1.6022 | 208.0009 | 2022 | Control | 0.053 | 3 | 0 | esc | 0.055966 | 0.089668 | 0.055966 | 0.089668 | 0.055966 | 0.089668 | 0 | 0
[149 empty] | All EPR in 2020WLDFRElectric Reliability | WLDFR | HFTD - Distribution - Tier 3 - 3QU CoRE ¦ 4QU LoRE | Non-Red Flag Warning - Large Fires | 2023 | Electric Reliability | 0.71896 | 208.0009 | 2023 | Control | 0.1325 | 3 | 0 | esc | 0 | 0 | 0.15274 | 0.10981 | 0.15274 | 0.10981 | 0.15274 | 0.10981
[149 empty] | All EPR in 2020WLDFRFinancial | WLDFR | HFTD - Distribution - Tier 3 - 3QU CoRE ¦ 4QU LoRE | Non-Red Flag Warning - Large Fires | 2023 | Financial | 3.0715 | 208.0009 | 2023 | Control | 0.053 | 3 | 0 | esc | 0 | 0 | 0.055966 | 0.1719 | 0.055966 | 0.1719 | 0.055966 | 0.1719
[149 empty] | All EPR in 2020WLDFRSafety | WLDFR | HFTD - Distribution - Tier 3 - 3QU CoRE ¦ 4QU LoRE | Non-Red Flag Warning - Large Fires | 2023 | Safety | 1.6846 | 208.0009 | 2023 | Control | 0.053 | 3 | 0 | esc | 0 | 0 | 0.055966 | 0.094279 | 0.055966 | 0.094279 | 0.055966 | 0.094279
[149 empty] | All EPR in 2020WLDFRElectric Reliability | WLDFR | HFTD - Distribution - Tier 3 - 3QU CoRE ¦ 4QU LoRE | Non-Red Flag Warning - Large Fires | 2024 | Electric Reliability | 0.71896 | 208.0009 | 2024 | Control | 0.1325 | 3 | 0 | esc | 0 | 0 | 0 | 0 | 0.15274 | 0.10981 | 0.15274 | 0.10981
[149 empty] | All EPR in 2020WLDFRFinancial | WLDFR | HFTD - Distribution - Tier 3 - 3QU CoRE ¦ 4QU LoRE | Non-Red Flag Warning - Large Fires | 2024 | Financial | 3.0715 | 208.0009 | 2024 | Control | 0.053 | 3 | 0 | esc | 0 | 0 | 0 | 0 | 0.055966 | 0.1719 | 0.055966 | 0.1719
[149 empty] | All EPR in 2020WLDFRSafety | WLDFR | HFTD - Distribution - Tier 3 - 3QU CoRE ¦ 4QU LoRE | Non-Red Flag Warning - Large Fires | 2024 | Safety | 1.6846 | 208.0009 | 2024 | Control | 0.053 | 3 | 0 | esc | 0 | 0 | 0 | 0 | 0.055966 | 0.094279 | 0.055966 | 0.094279
[149 empty] | All EPR in 2020WLDFRElectric Reliability | WLDFR | HFTD - Distribution - Tier 3 - 3QU CoRE ¦ 4QU LoRE | Non-Red Flag Warning - Large Fires | 2025 | Electric Reliability | 0.71896 | 208.0009 | 2025 | Control | 0.1325 | 3 | 0 | esc | 0 | 0 | 0 | 0 | 0 | 0 | 0.15274 | 0.10981
[149 empty] | All EPR in 2020WLDFRFinancial | WLDFR | HFTD - Distribution - Tier 3 - 3QU CoRE ¦ 4QU LoRE | Non-Red Flag Warning - Large Fires | 2025 | Financial | 3.0715 | 208.0009 | 2025 | Control | 0.053 | 3 | 0 | esc | 0 | 0 | 0 | 0 | 0 | 0 | 0.055966 | 0.1719
[149 empty] | All EPR in 2020WLDFRSafety | WLDFR | HFTD - Distribution - Tier 3 - 3QU CoRE ¦ 4QU LoRE | Non-Red Flag Warning - Large Fires | 2025 | Safety | 1.6846 | 208.0009 | 2025 | Control | 0.053 | 3 | 0 | esc | 0 | 0 | 0 | 0 | 0 | 0 | 0.055966 | 0.094279
[149 empty] | All EPR in 2020WLDFRElectric Reliability | WLDFR | HFTD - Distribution - Tier 3 - 3QU CoRE ¦ 4QU LoRE | Non-Red Flag Warning - Small Fires | 2021 | Electric Reliability | 0.036425 | 208.0009 | 2021 | Control | 0.1325 | 3 | 0 | esc | 0.15274 | 0.0055635 | 0.15274 | 0.0055635 | 0 | 0 | 0 | 0
[149 empty] | All EPR in 2020WLDFRFinancial | WLDFR | HFTD - Distribution - Tier 3 - 3QU CoRE ¦ 4QU LoRE | Non-Red Flag Warning - Small Fires | 2021 | Financial | 0.0015809 | 208.0009 | 2021 | Control | 0.053 | 3 | 0 | esc | 0.055966 | 8.8475e-05 | 0.055966 | 8.8475e-05 | 0 | 0 | 0 | 0
[149 empty] | All EPR in 2020WLDFRSafety | WLDFR | HFTD - Distribution - Tier 3 - 3QU CoRE ¦ 4QU LoRE | Non-Red Flag Warning - Small Fires | 2021 | Safety | 0.039895 | 208.0009 | 2021 | Control | 0.053 | 3 | 0 | esc | 0.055966 | 0.0022328 | 0.055966 | 0.0022328 | 0 | 0 | 0 | 0
[149 empty] | All EPR in 2020WLDFRElectric Reliability | WLDFR | HFTD - Distribution - Tier 3 - 3QU CoRE ¦ 4QU LoRE | Non-Red Flag Warning - Small Fires | 2022 | Electric Reliability | 0.036425 | 208.0009 | 2022 | Control | 0.1325 | 3 | 0 | esc | 0.15274 | 0.0055635 | 0.15274 | 0.0055635 | 0.15274 | 0.0055635 | 0 | 0
[149 empty] | All EPR in 2020WLDFRFinancial | WLDFR | HFTD - Distribution - Tier 3 - 3QU CoRE ¦ 4QU LoRE | Non-Red Flag Warning - Small Fires | 2022 | Financial | 0.0015809 | 208.0009 | 2022 | Control | 0.053 | 3 | 0 | esc | 0.055966 | 8.8475e-05 | 0.055966 | 8.8475e-05 | 0.055966 | 8.8475e-05 | 0 | 0
[149 empty] | All EPR in 2020WLDFRSafety | WLDFR | HFTD - Distribution - Tier 3 - 3QU CoRE ¦ 4QU LoRE | Non-Red Flag Warning - Small Fires | 2022 | Safety | 0.039895 | 208.0009 | 2022 | Control | 0.053 | 3 | 0 | esc | 0.055966 | 0.0022328 | 0.055966 | 0.0022328 | 0.055966 | 0.0022328 | 0 | 0
[149 empty] | All EPR in 2020WLDFRElectric Reliability | WLDFR | HFTD - Distribution - Tier 3 - 3QU CoRE ¦ 4QU LoRE | Non-Red Flag Warning - Small Fires | 2023 | Electric Reliability | 0.03759 | 208.0009 | 2023 | Control | 0.1325 | 3 | 0 | esc | 0 | 0 | 0.15274 | 0.0057414 | 0.15274 | 0.0057414 | 0.15274 | 0.0057414
[149 empty] | All EPR in 2020WLDFRFinancial | WLDFR | HFTD - Distribution - Tier 3 - 3QU CoRE ¦ 4QU LoRE | Non-Red Flag Warning - Small Fires | 2023 | Financial | 0.0016314 | 208.0009 | 2023 | Control | 0.053 | 3 | 0 | esc | 0 | 0 | 0.055966 | 9.1305e-05 | 0.055966 | 9.1305e-05 | 0.055966 | 9.1305e-05
[149 empty] | All EPR in 2020WLDFRSafety | WLDFR | HFTD - Distribution - Tier 3 - 3QU CoRE ¦ 4QU LoRE | Non-Red Flag Warning - Small Fires | 2023 | Safety | 0.041187 | 208.0009 | 2023 | Control | 0.053 | 3 | 0 | esc | 0 | 0 | 0.055966 | 0.0023051 | 0.055966 | 0.0023051 | 0.055966 | 0.0023051
[149 empty] | All EPR in 2020WLDFRElectric Reliability | WLDFR | HFTD - Distribution - Tier 3 - 3QU CoRE ¦ 4QU LoRE | Non-Red Flag Warning - Small Fires | 2024 | Electric Reliability | 0.03759 | 208.0009 | 2024 | Control | 0.1325 | 3 | 0 | esc | 0 | 0 | 0 | 0 | 0.15274 | 0.0057414 | 0.15274 | 0.0057414
[149 empty] | All EPR in 2020WLDFRFinancial | WLDFR | HFTD - Distribution - Tier 3 - 3QU CoRE ¦ 4QU LoRE | Non-Red Flag Warning - Small Fires | 2024 | Financial | 0.0016314 | 208.0009 | 2024 | Control | 0.053 | 3 | 0 | esc | 0 | 0 | 0 | 0 | 0.055966 | 9.1305e-05 | 0.055966 | 9.1305e-05
[149 empty] | All EPR in 2020WLDFRSafety | WLDFR | HFTD - Distribution - Tier 3 - 3QU CoRE ¦ 4QU LoRE | Non-Red Flag Warning - Small Fires | 2024 | Safety | 0.041187 | 208.0009 | 2024 | Control | 0.053 | 3 | 0 | esc | 0 | 0 | 0 | 0 | 0.055966 | 0.0023051 | 0.055966 | 0.0023051
[149 empty] | All EPR in 2020WLDFRElectric Reliability | WLDFR | HFTD - Distribution - Tier 3 - 3QU CoRE ¦ 4QU LoRE | Non-Red Flag Warning - Small Fires | 2025 | Electric Reliability | 0.03759 | 208.0009 | 2025 | Control | 0.1325 | 3 | 0 | esc | 0 | 0 | 0 | 0 | 0 | 0 | 0.15274 | 0.0057414
[149 empty] | All EPR in 2020WLDFRFinancial | WLDFR | HFTD - Distribution - Tier 3 - 3QU CoRE ¦ 4QU LoRE | Non-Red Flag Warning - Small Fires | 2025 | Financial | 0.0016314 | 208.0009 | 2025 | Control | 0.053 | 3 | 0 | esc | 0 | 0 | 0 | 0 | 0 | 0 | 0.055966 | 9.1305e-05
[149 empty] | All EPR in 2020WLDFRSafety | WLDFR | HFTD - Distribution - Tier 3 - 3QU CoRE ¦ 4QU LoRE | Non-Red Flag Warning - Small Fires | 2025 | Safety | 0.041187 | 208.0009 | 2025 | Control | 0.053 | 3 | 0 | esc | 0 | 0 | 0 | 0 | 0 | 0 | 0.055966 | 0.0023051
[149 empty] | All EPR in 2020WLDFRElectric Reliability | WLDFR | HFTD - Distribution - Tier 3 - 3QU CoRE ¦ 4QU LoRE | Red Flag Warning - Catastrophic Fires | 2021 | Electric Reliability | 222.2294 | 208.0009 | 2021 | Control | 0.1325 | 3 | 0 | esc | 0.15274 | 33.9428 | 0.15274 | 33.9428 | 0 | 0 | 0 | 0
[149 empty] | All EPR in 2020WLDFRFinancial | WLDFR | HFTD - Distribution - Tier 3 - 3QU CoRE ¦ 4QU LoRE | Red Flag Warning - Catastrophic Fires | 2021 | Financial | 8585.7228 | 208.0009 | 2021 | Control | 0.053 | 3 | 0 | esc | 0.055966 | 480.5104 | 0.055966 | 480.5104 | 0 | 0 | 0 | 0
[149 empty] | All EPR in 2020WLDFRSafety | WLDFR | HFTD - Distribution - Tier 3 - 3QU CoRE ¦ 4QU LoRE | Red Flag Warning - Catastrophic Fires | 2021 | Safety | 5338.1784 | 208.0009 | 2021 | Control | 0.053 | 3 | 0 | esc | 0.055966 | 298.7576 | 0.055966 | 298.7576 | 0 | 0 | 0 | 0
[149 empty] | All EPR in 2020WLDFRElectric Reliability | WLDFR | HFTD - Distribution - Tier 3 - 3QU CoRE ¦ 4QU LoRE | Red Flag Warning - Catastrophic Fires | 2022 | Electric Reliability | 222.2294 | 208.0009 | 2022 | Control | 0.1325 | 3 | 0 | esc | 0.15274 | 33.9428 | 0.15274 | 33.9428 | 0.15274 | 33.9428 | 0 | 0
[149 empty] | All EPR in 2020WLDFRFinancial | WLDFR | HFTD - Distribution - Tier 3 - 3QU CoRE ¦ 4QU LoRE | Red Flag Warning - Catastrophic Fires | 2022 | Financial | 8585.7228 | 208.0009 | 2022 | Control | 0.053 | 3 | 0 | esc | 0.055966 | 480.5104 | 0.055966 | 480.5104 | 0.055966 | 480.5104 | 0 | 0
[149 empty] | All EPR in 2020WLDFRSafety | WLDFR | HFTD - Distribution - Tier 3 - 3QU CoRE ¦ 4QU LoRE | Red Flag Warning - Catastrophic Fires | 2022 | Safety | 5338.1784 | 208.0009 | 2022 | Control | 0.053 | 3 | 0 | esc | 0.055966 | 298.7576 | 0.055966 | 298.7576 | 0.055966 | 298.7576 | 0 | 0
[149 empty] | All EPR in 2020WLDFRElectric Reliability | WLDFR | HFTD - Distribution - Tier 3 - 3QU CoRE ¦ 4QU LoRE | Red Flag Warning - Catastrophic Fires | 2023 | Electric Reliability | 233.2301 | 208.0009 | 2023 | Control | 0.1325 | 3 | 0 | esc | 0 | 0 | 0.15274 | 35.623 | 0.15274 | 35.623 | 0.15274 | 35.623
[149 empty] | All EPR in 2020WLDFRFinancial | WLDFR | HFTD - Distribution - Tier 3 - 3QU CoRE ¦ 4QU LoRE | Red Flag Warning - Catastrophic Fires | 2023 | Financial | 8896.516 | 208.0009 | 2023 | Control | 0.053 | 3 | 0 | esc | 0 | 0 | 0.055966 | 497.9043 | 0.055966 | 497.9043 | 0.055966 | 497.9043
[149 empty] | All EPR in 2020WLDFRSafety | WLDFR | HFTD - Distribution - Tier 3 - 3QU CoRE ¦ 4QU LoRE | Red Flag Warning - Catastrophic Fires | 2023 | Safety | 5534.8915 | 208.0009 | 2023 | Control | 0.053 | 3 | 0 | esc | 0 | 0 | 0.055966 | 309.7669 | 0.055966 | 309.7669 | 0.055966 | 309.7669
[149 empty] | All EPR in 2020WLDFRElectric Reliability | WLDFR | HFTD - Distribution - Tier 3 - 3QU CoRE ¦ 4QU LoRE | Red Flag Warning - Catastrophic Fires | 2024 | Electric Reliability | 233.2301 | 208.0009 | 2024 | Control | 0.1325 | 3 | 0 | esc | 0 | 0 | 0 | 0 | 0.15274 | 35.623 | 0.15274 | 35.623
[149 empty] | All EPR in 2020WLDFRFinancial | WLDFR | HFTD - Distribution - Tier 3 - 3QU CoRE ¦ 4QU LoRE | Red Flag Warning - Catastrophic Fires | 2024 | Financial | 8896.516 | 208.0009 | 2024 | Control | 0.053 | 3 | 0 | esc | 0 | 0 | 0 | 0 | 0.055966 | 497.9043 | 0.055966 | 497.9043
[149 empty] | All EPR in 2020WLDFRSafety | WLDFR | HFTD - Distribution - Tier 3 - 3QU CoRE ¦ 4QU LoRE | Red Flag Warning - Catastrophic Fires | 2024 | Safety | 5534.8915 | 208.0009 | 2024 | Control | 0.053 | 3 | 0 | esc | 0 | 0 | 0 | 0 | 0.055966 | 309.7669 | 0.055966 | 309.7669
[149 empty] | All EPR in 2020WLDFRElectric Reliability | WLDFR | HFTD - Distribution - Tier 3 - 3QU CoRE ¦ 4QU LoRE | Red Flag Warning - Catastrophic Fires | 2025 | Electric Reliability | 233.2301 | 208.0009 | 2025 | Control | 0.1325 | 3 | 0 | esc | 0 | 0 | 0 | 0 | 0 | 0 | 0.15274 | 35.623
[149 empty] | All EPR in 2020WLDFRFinancial | WLDFR | HFTD - Distribution - Tier 3 - 3QU CoRE ¦ 4QU LoRE | Red Flag Warning - Catastrophic Fires | 2025 | Financial | 8896.516 | 208.0009 | 2025 | Control | 0.053 | 3 | 0 | esc | 0 | 0 | 0 | 0 | 0 | 0 | 0.055966 | 497.9043
[149 empty] | All EPR in 2020WLDFRSafety | WLDFR | HFTD - Distribution - Tier 3 - 3QU CoRE ¦ 4QU LoRE | Red Flag Warning - Catastrophic Fires | 2025 | Safety | 5534.8915 | 208.0009 | 2025 | Control | 0.053 | 3 | 0 | esc | 0 | 0 | 0 | 0 | 0 | 0 | 0.055966 | 309.7669
[149 empty] | All EPR in 2020WLDFRElectric Reliability | WLDFR | HFTD - Distribution - Tier 3 - 3QU CoRE ¦ 4QU LoRE | Red Flag Warning - Destructive Fires | 2021 | Electric Reliability | 222.2294 | 208.0009 | 2021 | Control | 0.1325 | 3 | 0 | esc | 0.15274 | 33.9428 | 0.15274 | 33.9428 | 0 | 0 | 0 | 0
[149 empty] | All EPR in 2020WLDFRFinancial | WLDFR | HFTD - Distribution - Tier 3 - 3QU CoRE ¦ 4QU LoRE | Red Flag Warning - Destructive Fires | 2021 | Financial | 8585.7228 | 208.0009 | 2021 | Control | 0.053 | 3 | 0 | esc | 0.055966 | 480.5104 | 0.055966 | 480.5104 | 0 | 0 | 0 | 0
[149 empty] | All EPR in 2020WLDFRElectric Reliability | WLDFR | HFTD - Distribution - Tier 3 - 3QU CoRE ¦ 4QU LoRE | Red Flag Warning - Destructive Fires | 2022 | Electric Reliability | 222.2294 | 208.0009 | 2022 | Control | 0.1325 | 3 | 0 | esc | 0.15274 | 33.9428 | 0.15274 | 33.9428 | 0.15274 | 33.9428 | 0 | 0
[149 empty] | All EPR in 2020WLDFRFinancial | WLDFR | HFTD - Distribution - Tier 3 - 3QU CoRE ¦ 4QU LoRE | Red Flag Warning - Destructive Fires | 2022 | Financial | 8585.7228 | 208.0009 | 2022 | Control | 0.053 | 3 | 0 | esc | 0.055966 | 480.5104 | 0.055966 | 480.5104 | 0.055966 | 480.5104 | 0 | 0
[149 empty] | All EPR in 2020WLDFRElectric Reliability | WLDFR | HFTD - Distribution - Tier 3 - 3QU CoRE ¦ 4QU LoRE | Red Flag Warning - Destructive Fires | 2023 | Electric Reliability | 233.2301 | 208.0009 | 2023 | Control | 0.1325 | 3 | 0 | esc | 0 | 0 | 0.15274 | 35.623 | 0.15274 | 35.623 | 0.15274 | 35.623
[149 empty] | All EPR in 2020WLDFRFinancial | WLDFR | HFTD - Distribution - Tier 3 - 3QU CoRE ¦ 4QU LoRE | Red Flag Warning - Destructive Fires | 2023 | Financial | 8896.516 | 208.0009 | 2023 | Control | 0.053 | 3 | 0 | esc | 0 | 0 | 0.055966 | 497.9043 | 0.055966 | 497.9043 | 0.055966 | 497.9043
[149 empty] | All EPR in 2020WLDFRElectric Reliability | WLDFR | HFTD - Distribution - Tier 3 - 3QU CoRE ¦ 4QU LoRE | Red Flag Warning - Destructive Fires | 2024 | Electric Reliability | 233.2301 | 208.0009 | 2024 | Control | 0.1325 | 3 | 0 | esc | 0 | 0 | 0 | 0 | 0.15274 | 35.623 | 0.15274 | 35.623
[149 empty] | All EPR in 2020WLDFRFinancial | WLDFR | HFTD - Distribution - Tier 3 - 3QU CoRE ¦ 4QU LoRE | Red Flag Warning - Destructive Fires | 2024 | Financial | 8896.516 | 208.0009 | 2024 | Control | 0.053 | 3 | 0 | esc | 0 | 0 | 0 | 0 | 0.055966 | 497.9043 | 0.055966 | 497.9043
[149 empty] | All EPR in 2020WLDFRElectric Reliability | WLDFR | HFTD - Distribution - Tier 3 - 3QU CoRE ¦ 4QU LoRE | Red Flag Warning - Destructive Fires | 2025 | Electric Reliability | 233.2301 | 208.0009 | 2025 | Control | 0.1325 | 3 | 0 | esc | 0 | 0 | 0 | 0 | 0 | 0 | 0.15274 | 35.623
[149 empty] | All EPR in 2020WLDFRFinancial | WLDFR | HFTD - Distribution - Tier 3 - 3QU CoRE ¦ 4QU LoRE | Red Flag Warning - Destructive Fires | 2025 | Financial | 8896.516 | 208.0009 | 2025 | Control | 0.053 | 3 | 0 | esc | 0 | 0 | 0 | 0 | 0 | 0 | 0.055966 | 497.9043
[149 empty] | All EPR in 2020WLDFRElectric Reliability | WLDFR | HFTD - Distribution - Tier 3 - 3QU CoRE ¦ 4QU LoRE | Red Flag Warning - Large Fires | 2021 | Electric Reliability | 0.69642 | 208.0009 | 2021 | Control | 0.1325 | 3 | 0 | esc | 0.15274 | 0.10637 | 0.15274 | 0.10637 | 0 | 0 | 0 | 0
[149 empty] | All EPR in 2020WLDFRFinancial | WLDFR | HFTD - Distribution - Tier 3 - 3QU CoRE ¦ 4QU LoRE | Red Flag Warning - Large Fires | 2021 | Financial | 2.942 | 208.0009 | 2021 | Control | 0.053 | 3 | 0 | esc | 0.055966 | 0.16465 | 0.055966 | 0.16465 | 0 | 0 | 0 | 0
[149 empty] | All EPR in 2020WLDFRSafety | WLDFR | HFTD - Distribution - Tier 3 - 3QU CoRE ¦ 4QU LoRE | Red Flag Warning - Large Fires | 2021 | Safety | 1.6022 | 208.0009 | 2021 | Control | 0.053 | 3 | 0 | esc | 0.055966 | 0.089668 | 0.055966 | 0.089668 | 0 | 0 | 0 | 0
[149 empty] | All EPR in 2020WLDFRElectric Reliability | WLDFR | HFTD - Distribution - Tier 3 - 3QU CoRE ¦ 4QU LoRE | Red Flag Warning - Large Fires | 2022 | Electric Reliability | 0.69642 | 208.0009 | 2022 | Control | 0.1325 | 3 | 0 | esc | 0.15274 | 0.10637 | 0.15274 | 0.10637 | 0.15274 | 0.10637 | 0 | 0
[149 empty] | All EPR in 2020WLDFRFinancial | WLDFR | HFTD - Distribution - Tier 3 - 3QU CoRE ¦ 4QU LoRE | Red Flag Warning - Large Fires | 2022 | Financial | 2.942 | 208.0009 | 2022 | Control | 0.053 | 3 | 0 | esc | 0.055966 | 0.16465 | 0.055966 | 0.16465 | 0.055966 | 0.16465 | 0 | 0
[149 empty] | All EPR in 2020WLDFRSafety | WLDFR | HFTD - Distribution - Tier 3 - 3QU CoRE ¦ 4QU LoRE | Red Flag Warning - Large Fires | 2022 | Safety | 1.6022 | 208.0009 | 2022 | Control | 0.053 | 3 | 0 | esc | 0.055966 | 0.089668 | 0.055966 | 0.089668 | 0.055966 | 0.089668 | 0 | 0
[149 empty] | All EPR in 2020WLDFRElectric Reliability | WLDFR | HFTD - Distribution - Tier 3 - 3QU CoRE ¦ 4QU LoRE | Red Flag Warning - Large Fires | 2023 | Electric Reliability | 0.71896 | 208.0009 | 2023 | Control | 0.1325 | 3 | 0 | esc | 0 | 0 | 0.15274 | 0.10981 | 0.15274 | 0.10981 | 0.15274 | 0.10981
[149 empty] | All EPR in 2020WLDFRFinancial | WLDFR | HFTD - Distribution - Tier 3 - 3QU CoRE ¦ 4QU LoRE | Red Flag Warning - Large Fires | 2023 | Financial | 3.0715 | 208.0009 | 2023 | Control | 0.053 | 3 | 0 | esc | 0 | 0 | 0.055966 | 0.1719 | 0.055966 | 0.1719 | 0.055966 | 0.1719
[149 empty] | All EPR in 2020WLDFRSafety | WLDFR | HFTD - Distribution - Tier 3 - 3QU CoRE ¦ 4QU LoRE | Red Flag Warning - Large Fires | 2023 | Safety | 1.6846 | 208.0009 | 2023 | Control | 0.053 | 3 | 0 | esc | 0 | 0 | 0.055966 | 0.094279 | 0.055966 | 0.094279 | 0.055966 | 0.094279
[149 empty] | All EPR in 2020WLDFRElectric Reliability | WLDFR | HFTD - Distribution - Tier 3 - 3QU CoRE ¦ 4QU LoRE | Red Flag Warning - Large Fires | 2024 | Electric Reliability | 0.71896 | 208.0009 | 2024 | Control | 0.1325 | 3 | 0 | esc | 0 | 0 | 0 | 0 | 0.15274 | 0.10981 | 0.15274 | 0.10981
[149 empty] | All EPR in 2020WLDFRFinancial | WLDFR | HFTD - Distribution - Tier 3 - 3QU CoRE ¦ 4QU LoRE | Red Flag Warning - Large Fires | 2024 | Financial | 3.0715 | 208.0009 | 2024 | Control | 0.053 | 3 | 0 | esc | 0 | 0 | 0 | 0 | 0.055966 | 0.1719 | 0.055966 | 0.1719
[149 empty] | All EPR in 2020WLDFRSafety | WLDFR | HFTD - Distribution - Tier 3 - 3QU CoRE ¦ 4QU LoRE | Red Flag Warning - Large Fires | 2024 | Safety | 1.6846 | 208.0009 | 2024 | Control | 0.053 | 3 | 0 | esc | 0 | 0 | 0 | 0 | 0.055966 | 0.094279 | 0.055966 | 0.094279
[149 empty] | All EPR in 2020WLDFRElectric Reliability | WLDFR | HFTD - Distribution - Tier 3 - 3QU CoRE ¦ 4QU LoRE | Red Flag Warning - Large Fires | 2025 | Electric Reliability | 0.71896 | 208.0009 | 2025 | Control | 0.1325 | 3 | 0 | esc | 0 | 0 | 0 | 0 | 0 | 0 | 0.15274 | 0.10981
[149 empty] | All EPR in 2020WLDFRFinancial | WLDFR | HFTD - Distribution - Tier 3 - 3QU CoRE ¦ 4QU LoRE | Red Flag Warning - Large Fires | 2025 | Financial | 3.0715 | 208.0009 | 2025 | Control | 0.053 | 3 | 0 | esc | 0 | 0 | 0 | 0 | 0 | 0 | 0.055966 | 0.1719
[149 empty] | All EPR in 2020WLDFRSafety | WLDFR | HFTD - Distribution - Tier 3 - 3QU CoRE ¦ 4QU LoRE | Red Flag Warning - Large Fires | 2025 | Safety | 1.6846 | 208.0009 | 2025 | Control | 0.053 | 3 | 0 | esc | 0 | 0 | 0 | 0 | 0 | 0 | 0.055966 | 0.094279
[149 empty] | All EPR in 2020WLDFRElectric Reliability | WLDFR | HFTD - Distribution - Tier 3 - 3QU CoRE ¦ 4QU LoRE | Red Flag Warning - Small Fires | 2021 | Electric Reliability | 0.036425 | 208.0009 | 2021 | Control | 0.1325 | 3 | 0 | esc | 0.15274 | 0.0055635 | 0.15274 | 0.0055635 | 0 | 0 | 0 | 0
[149 empty] | All EPR in 2020WLDFRFinancial | WLDFR | HFTD - Distribution - Tier 3 - 3QU CoRE ¦ 4QU LoRE | Red Flag Warning - Small Fires | 2021 | Financial | 0.0015809 | 208.0009 | 2021 | Control | 0.053 | 3 | 0 | esc | 0.055966 | 8.8475e-05 | 0.055966 | 8.8475e-05 | 0 | 0 | 0 | 0
[149 empty] | All EPR in 2020WLDFRSafety | WLDFR | HFTD - Distribution - Tier 3 - 3QU CoRE ¦ 4QU LoRE | Red Flag Warning - Small Fires | 2021 | Safety | 0.039895 | 208.0009 | 2021 | Control | 0.053 | 3 | 0 | esc | 0.055966 | 0.0022328 | 0.055966 | 0.0022328 | 0 | 0 | 0 | 0
[149 empty] | All EPR in 2020WLDFRElectric Reliability | WLDFR | HFTD - Distribution - Tier 3 - 3QU CoRE ¦ 4QU LoRE | Red Flag Warning - Small Fires | 2022 | Electric Reliability | 0.036425 | 208.0009 | 2022 | Control | 0.1325 | 3 | 0 | esc | 0.15274 | 0.0055635 | 0.15274 | 0.0055635 | 0.15274 | 0.0055635 | 0 | 0
[149 empty] | All EPR in 2020WLDFRFinancial | WLDFR | HFTD - Distribution - Tier 3 - 3QU CoRE ¦ 4QU LoRE | Red Flag Warning - Small Fires | 2022 | Financial | 0.0015809 | 208.0009 | 2022 | Control | 0.053 | 3 | 0 | esc | 0.055966 | 8.8475e-05 | 0.055966 | 8.8475e-05 | 0.055966 | 8.8475e-05 | 0 | 0
[149 empty] | All EPR in 2020WLDFRSafety | WLDFR | HFTD - Distribution - Tier 3 - 3QU CoRE ¦ 4QU LoRE | Red Flag Warning - Small Fires | 2022 | Safety | 0.039895 | 208.0009 | 2022 | Control | 0.053 | 3 | 0 | esc | 0.055966 | 0.0022328 | 0.055966 | 0.0022328 | 0.055966 | 0.0022328 | 0 | 0
[149 empty] | All EPR in 2020WLDFRElectric Reliability | WLDFR | HFTD - Distribution - Tier 3 - 3QU CoRE ¦ 4QU LoRE | Red Flag Warning - Small Fires | 2023 | Electric Reliability | 0.03759 | 208.0009 | 2023 | Control | 0.1325 | 3 | 0 | esc | 0 | 0 | 0.15274 | 0.0057414 | 0.15274 | 0.0057414 | 0.15274 | 0.0057414
[149 empty] | All EPR in 2020WLDFRFinancial | WLDFR | HFTD - Distribution - Tier 3 - 3QU CoRE ¦ 4QU LoRE | Red Flag Warning - Small Fires | 2023 | Financial | 0.0016314 | 208.0009 | 2023 | Control | 0.053 | 3 | 0 | esc | 0 | 0 | 0.055966 | 9.1305e-05 | 0.055966 | 9.1305e-05 | 0.055966 | 9.1305e-05
[149 empty] | All EPR in 2020WLDFRSafety | WLDFR | HFTD - Distribution - Tier 3 - 3QU CoRE ¦ 4QU LoRE | Red Flag Warning - Small Fires | 2023 | Safety | 0.041187 | 208.0009 | 2023 | Control | 0.053 | 3 | 0 | esc | 0 | 0 | 0.055966 | 0.0023051 | 0.055966 | 0.0023051 | 0.055966 | 0.0023051
[149 empty] | All EPR in 2020WLDFRElectric Reliability | WLDFR | HFTD - Distribution - Tier 3 - 3QU CoRE ¦ 4QU LoRE | Red Flag Warning - Small Fires | 2024 | Electric Reliability | 0.03759 | 208.0009 | 2024 | Control | 0.1325 | 3 | 0 | esc | 0 | 0 | 0 | 0 | 0.15274 | 0.0057414 | 0.15274 | 0.0057414
[149 empty] | All EPR in 2020WLDFRFinancial | WLDFR | HFTD - Distribution - Tier 3 - 3QU CoRE ¦ 4QU LoRE | Red Flag Warning - Small Fires | 2024 | Financial | 0.0016314 | 208.0009 | 2024 | Control | 0.053 | 3 | 0 | esc | 0 | 0 | 0 | 0 | 0.055966 | 9.1305e-05 | 0.055966 | 9.1305e-05
[149 empty] | All EPR in 2020WLDFRSafety | WLDFR | HFTD - Distribution - Tier 3 - 3QU CoRE ¦ 4QU LoRE | Red Flag Warning - Small Fires | 2024 | Safety | 0.041187 | 208.0009 | 2024 | Control | 0.053 | 3 | 0 | esc | 0 | 0 | 0 | 0 | 0.055966 | 0.0023051 | 0.055966 | 0.0023051
[149 empty] | All EPR in 2020WLDFRElectric Reliability | WLDFR | HFTD - Distribution - Tier 3 - 3QU CoRE ¦ 4QU LoRE | Red Flag Warning - Small Fires | 2025 | Electric Reliability | 0.03759 | 208.0009 | 2025 | Control | 0.1325 | 3 | 0 | esc | 0 | 0 | 0 | 0 | 0 | 0 | 0.15274 | 0.0057414
[149 empty] | All EPR in 2020WLDFRFinancial | WLDFR | HFTD - Distribution - Tier 3 - 3QU CoRE ¦ 4QU LoRE | Red Flag Warning - Small Fires | 2025 | Financial | 0.0016314 | 208.0009 | 2025 | Control | 0.053 | 3 | 0 | esc | 0 | 0 | 0 | 0 | 0 | 0 | 0.055966 | 9.1305e-05
[149 empty] | All EPR in 2020WLDFRSafety | WLDFR | HFTD - Distribution - Tier 3 - 3QU CoRE ¦ 4QU LoRE | Red Flag Warning - Small Fires | 2025 | Safety | 0.041187 | 208.0009 | 2025 | Control | 0.053 | 3 | 0 | esc | 0 | 0 | 0 | 0 | 0 | 0 | 0.055966 | 0.0023051
[149 empty] | All EPR in 2020WLDFRElectric Reliability | WLDFR | HFTD - Distribution - Tier 3 - 3QU CoRE ¦ 4QU LoRE | Seismic - Non-Red Flag Warning - Catastrophic Fires | 2021 | Electric Reliability | 409.2237 | 208.0009 | 2021 | Control | 0.1325 | 3 | 0 | esc | 0.15274 | 62.5039 | 0.15274 | 62.5039 | 0 | 0 | 0 | 0
[149 empty] | All EPR in 2020WLDFRFinancial | WLDFR | HFTD - Distribution - Tier 3 - 3QU CoRE ¦ 4QU LoRE | Seismic - Non-Red Flag Warning - Catastrophic Fires | 2021 | Financial | 13469.0878 | 208.0009 | 2021 | Control | 0.053 | 3 | 0 | esc | 0.055966 | 753.8138 | 0.055966 | 753.8138 | 0 | 0 | 0 | 0
[149 empty] | All EPR in 2020WLDFRSafety | WLDFR | HFTD - Distribution - Tier 3 - 3QU CoRE ¦ 4QU LoRE | Seismic - Non-Red Flag Warning - Catastrophic Fires | 2021 | Safety | 7205.5313 | 208.0009 | 2021 | Control | 0.053 | 3 | 0 | esc | 0.055966 | 403.2663 | 0.055966 | 403.2663 | 0 | 0 | 0 | 0
[149 empty] | All EPR in 2020WLDFRElectric Reliability | WLDFR | HFTD - Distribution - Tier 3 - 3QU CoRE ¦ 4QU LoRE | Seismic - Non-Red Flag Warning - Catastrophic Fires | 2022 | Electric Reliability | 409.2237 | 208.0009 | 2022 | Control | 0.1325 | 3 | 0 | esc | 0.15274 | 62.5039 | 0.15274 | 62.5039 | 0.15274 | 62.5039 | 0 | 0
[149 empty] | All EPR in 2020WLDFRFinancial | WLDFR | HFTD - Distribution - Tier 3 - 3QU CoRE ¦ 4QU LoRE | Seismic - Non-Red Flag Warning - Catastrophic Fires | 2022 | Financial | 13469.0878 | 208.0009 | 2022 | Control | 0.053 | 3 | 0 | esc | 0.055966 | 753.8138 | 0.055966 | 753.8138 | 0.055966 | 753.8138 | 0 | 0
[149 empty] | All EPR in 2020WLDFRSafety | WLDFR | HFTD - Distribution - Tier 3 - 3QU CoRE ¦ 4QU LoRE | Seismic - Non-Red Flag Warning - Catastrophic Fires | 2022 | Safety | 7205.5313 | 208.0009 | 2022 | Control | 0.053 | 3 | 0 | esc | 0.055966 | 403.2663 | 0.055966 | 403.2663 | 0.055966 | 403.2663 | 0 | 0
[149 empty] | All EPR in 2020WLDFRElectric Reliability | WLDFR | HFTD - Distribution - Tier 3 - 3QU CoRE ¦ 4QU LoRE | Seismic - Non-Red Flag Warning - Catastrophic Fires | 2023 | Electric Reliability | 428.6023 | 208.0009 | 2023 | Control | 0.1325 | 3 | 0 | esc | 0 | 0 | 0.15274 | 65.4638 | 0.15274 | 65.4638 | 0.15274 | 65.4638
[149 empty] | All EPR in 2020WLDFRFinancial | WLDFR | HFTD - Distribution - Tier 3 - 3QU CoRE ¦ 4QU LoRE | Seismic - Non-Red Flag Warning - Catastrophic Fires | 2023 | Financial | 13939.561 | 208.0009 | 2023 | Control | 0.053 | 3 | 0 | esc | 0 | 0 | 0.055966 | 780.1444 | 0.055966 | 780.1444 | 0.055966 | 780.1444
[149 empty] | All EPR in 2020WLDFRSafety | WLDFR | HFTD - Distribution - Tier 3 - 3QU CoRE ¦ 4QU LoRE | Seismic - Non-Red Flag Warning - Catastrophic Fires | 2023 | Safety | 7467.8148 | 208.0009 | 2023 | Control | 0.053 | 3 | 0 | esc | 0 | 0 | 0.055966 | 417.9453 | 0.055966 | 417.9453 | 0.055966 | 417.9453
[149 empty] | All EPR in 2020WLDFRElectric Reliability | WLDFR | HFTD - Distribution - Tier 3 - 3QU CoRE ¦ 4QU LoRE | Seismic - Non-Red Flag Warning - Catastrophic Fires | 2024 | Electric Reliability | 428.6023 | 208.0009 | 2024 | Control | 0.1325 | 3 | 0 | esc | 0 | 0 | 0 | 0 | 0.15274 | 65.4638 | 0.15274 | 65.4638
[149 empty] | All EPR in 2020WLDFRFinancial | WLDFR | HFTD - Distribution - Tier 3 - 3QU CoRE ¦ 4QU LoRE | Seismic - Non-Red Flag Warning - Catastrophic Fires | 2024 | Financial | 13939.561 | 208.0009 | 2024 | Control | 0.053 | 3 | 0 | esc | 0 | 0 | 0 | 0 | 0.055966 | 780.1444 | 0.055966 | 780.1444
[149 empty] | All EPR in 2020WLDFRSafety | WLDFR | HFTD - Distribution - Tier 3 - 3QU CoRE ¦ 4QU LoRE | Seismic - Non-Red Flag Warning - Catastrophic Fires | 2024 | Safety | 7467.8148 | 208.0009 | 2024 | Control | 0.053 | 3 | 0 | esc | 0 | 0 | 0 | 0 | 0.055966 | 417.9453 | 0.055966 | 417.9453
[149 empty] | All EPR in 2020WLDFRElectric Reliability | WLDFR | HFTD - Distribution - Tier 3 - 3QU CoRE ¦ 4QU LoRE | Seismic - Non-Red Flag Warning - Catastrophic Fires | 2025 | Electric Reliability | 428.6023 | 208.0009 | 2025 | Control | 0.1325 | 3 | 0 | esc | 0 | 0 | 0 | 0 | 0 | 0 | 0.15274 | 65.4638
[149 empty] | All EPR in 2020WLDFRFinancial | WLDFR | HFTD - Distribution - Tier 3 - 3QU CoRE ¦ 4QU LoRE | Seismic - Non-Red Flag Warning - Catastrophic Fires | 2025 | Financial | 13939.561 | 208.0009 | 2025 | Control | 0.053 | 3 | 0 | esc | 0 | 0 | 0 | 0 | 0 | 0 | 0.055966 | 780.1444
[149 empty] | All EPR in 2020WLDFRSafety | WLDFR | HFTD - Distribution - Tier 3 - 3QU CoRE ¦ 4QU LoRE | Seismic - Non-Red Flag Warning - Catastrophic Fires | 2025 | Safety | 7467.8148 | 208.0009 | 2025 | Control | 0.053 | 3 | 0 | esc | 0 | 0 | 0 | 0 | 0 | 0 | 0.055966 | 417.9453
[149 empty] | All EPR in 2020WLDFRElectric Reliability | WLDFR | HFTD - Distribution - Tier 3 - 3QU CoRE ¦ 4QU LoRE | Seismic - Red Flag Warning - Catastrophic Fires | 2021 | Electric Reliability | 409.2237 | 208.0009 | 2021 | Control | 0.1325 | 3 | 0 | esc | 0.15274 | 62.5039 | 0.15274 | 62.5039 | 0 | 0 | 0 | 0
[149 empty] | All EPR in 2020WLDFRFinancial | WLDFR | HFTD - Distribution - Tier 3 - 3QU CoRE ¦ 4QU LoRE | Seismic - Red Flag Warning - Catastrophic Fires | 2021 | Financial | 13469.0878 | 208.0009 | 2021 | Control | 0.053 | 3 | 0 | esc | 0.055966 | 753.8138 | 0.055966 | 753.8138 | 0 | 0 | 0 | 0
[149 empty] | All EPR in 2020WLDFRSafety | WLDFR | HFTD - Distribution - Tier 3 - 3QU CoRE ¦ 4QU LoRE | Seismic - Red Flag Warning - Catastrophic Fires | 2021 | Safety | 7205.5313 | 208.0009 | 2021 | Control | 0.053 | 3 | 0 | esc | 0.055966 | 403.2663 | 0.055966 | 403.2663 | 0 | 0 | 0 | 0
[149 empty] | All EPR in 2020WLDFRElectric Reliability | WLDFR | HFTD - Distribution - Tier 3 - 3QU CoRE ¦ 4QU LoRE | Seismic - Red Flag Warning - Catastrophic Fires | 2022 | Electric Reliability | 409.2237 | 208.0009 | 2022 | Control | 0.1325 | 3 | 0 | esc | 0.15274 | 62.5039 | 0.15274 | 62.5039 | 0.15274 | 62.5039 | 0 | 0
[149 empty] | All EPR in 2020WLDFRFinancial | WLDFR | HFTD - Distribution - Tier 3 - 3QU CoRE ¦ 4QU LoRE | Seismic - Red Flag Warning - Catastrophic Fires | 2022 | Financial | 13469.0878 | 208.0009 | 2022 | Control | 0.053 | 3 | 0 | esc | 0.055966 | 753.8138 | 0.055966 | 753.8138 | 0.055966 | 753.8138 | 0 | 0
[149 empty] | All EPR in 2020WLDFRSafety | WLDFR | HFTD - Distribution - Tier 3 - 3QU CoRE ¦ 4QU LoRE | Seismic - Red Flag Warning - Catastrophic Fires | 2022 | Safety | 7205.5313 | 208.0009 | 2022 | Control | 0.053 | 3 | 0 | esc | 0.055966 | 403.2663 | 0.055966 | 403.2663 | 0.055966 | 403.2663 | 0 | 0
[149 empty] | All EPR in 2020WLDFRElectric Reliability | WLDFR | HFTD - Distribution - Tier 3 - 3QU CoRE ¦ 4QU LoRE | Seismic - Red Flag Warning - Catastrophic Fires | 2023 | Electric Reliability | 428.6023 | 208.0009 | 2023 | Control | 0.1325 | 3 | 0 | esc | 0 | 0 | 0.15274 | 65.4638 | 0.15274 | 65.4638 | 0.15274 | 65.4638
[149 empty] | All EPR in 2020WLDFRFinancial | WLDFR | HFTD - Distribution - Tier 3 - 3QU CoRE ¦ 4QU LoRE | Seismic - Red Flag Warning - Catastrophic Fires | 2023 | Financial | 13939.561 | 208.0009 | 2023 | Control | 0.053 | 3 | 0 | esc | 0 | 0 | 0.055966 | 780.1444 | 0.055966 | 780.1444 | 0.055966 | 780.1444
[149 empty] | All EPR in 2020WLDFRSafety | WLDFR | HFTD - Distribution - Tier 3 - 3QU CoRE ¦ 4QU LoRE | Seismic - Red Flag Warning - Catastrophic Fires | 2023 | Safety | 7467.8148 | 208.0009 | 2023 | Control | 0.053 | 3 | 0 | esc | 0 | 0 | 0.055966 | 417.9453 | 0.055966 | 417.9453 | 0.055966 | 417.9453
[149 empty] | All EPR in 2020WLDFRElectric Reliability | WLDFR | HFTD - Distribution - Tier 3 - 3QU CoRE ¦ 4QU LoRE | Seismic - Red Flag Warning - Catastrophic Fires | 2024 | Electric Reliability | 428.6023 | 208.0009 | 2024 | Control | 0.1325 | 3 | 0 | esc | 0 | 0 | 0 | 0 | 0.15274 | 65.4638 | 0.15274 | 65.4638
[149 empty] | All EPR in 2020WLDFRFinancial | WLDFR | HFTD - Distribution - Tier 3 - 3QU CoRE ¦ 4QU LoRE | Seismic - Red Flag Warning - Catastrophic Fires | 2024 | Financial | 13939.561 | 208.0009 | 2024 | Control | 0.053 | 3 | 0 | esc | 0 | 0 | 0 | 0 | 0.055966 | 780.1444 | 0.055966 | 780.1444
[149 empty] | All EPR in 2020WLDFRSafety | WLDFR | HFTD - Distribution - Tier 3 - 3QU CoRE ¦ 4QU LoRE | Seismic - Red Flag Warning - Catastrophic Fires | 2024 | Safety | 7467.8148 | 208.0009 | 2024 | Control | 0.053 | 3 | 0 | esc | 0 | 0 | 0 | 0 | 0.055966 | 417.9453 | 0.055966 | 417.9453
[149 empty] | All EPR in 2020WLDFRElectric Reliability | WLDFR | HFTD - Distribution - Tier 3 - 3QU CoRE ¦ 4QU LoRE | Seismic - Red Flag Warning - Catastrophic Fires | 2025 | Electric Reliability | 428.6023 | 208.0009 | 2025 | Control | 0.1325 | 3 | 0 | esc | 0 | 0 | 0 | 0 | 0 | 0 | 0.15274 | 65.4638
[149 empty] | All EPR in 2020WLDFRFinancial | WLDFR | HFTD - Distribution - Tier 3 - 3QU CoRE ¦ 4QU LoRE | Seismic - Red Flag Warning - Catastrophic Fires | 2025 | Financial | 13939.561 | 208.0009 | 2025 | Control | 0.053 | 3 | 0 | esc | 0 | 0 | 0 | 0 | 0 | 0 | 0.055966 | 780.1444
[149 empty] | All EPR in 2020WLDFRSafety | WLDFR | HFTD - Distribution - Tier 3 - 3QU CoRE ¦ 4QU LoRE | Seismic - Red Flag Warning - Catastrophic Fires | 2025 | Safety | 7467.8148 | 208.0009 | 2025 | Control | 0.053 | 3 | 0 | esc | 0 | 0 | 0 | 0 | 0 | 0 | 0.055966 | 417.9453
[149 empty] | All EPR in 2020WLDFRElectric Reliability | WLDFR | HFTD - Distribution - Tier 3 - 3QU CoRE ¦ 5QU LoRE | Non-Red Flag Warning - Catastrophic Fires | 2021 | Electric Reliability | 222.2294 | 90.0882 | 2021 | Control | 0.1325 | 3 | 0 | esc | 0.15274 | 33.9428 | 0.15274 | 33.9428 | 0 | 0 | 0 | 0
[149 empty] | All EPR in 2020WLDFRFinancial | WLDFR | HFTD - Distribution - Tier 3 - 3QU CoRE ¦ 5QU LoRE | Non-Red Flag Warning - Catastrophic Fires | 2021 | Financial | 8585.7228 | 90.0882 | 2021 | Control | 0.053 | 3 | 0 | esc | 0.055966 | 480.5104 | 0.055966 | 480.5104 | 0 | 0 | 0 | 0
[149 empty] | All EPR in 2020WLDFRSafety | WLDFR | HFTD - Distribution - Tier 3 - 3QU CoRE ¦ 5QU LoRE | Non-Red Flag Warning - Catastrophic Fires | 2021 | Safety | 5338.1784 | 90.0882 | 2021 | Control | 0.053 | 3 | 0 | esc | 0.055966 | 298.7576 | 0.055966 | 298.7576 | 0 | 0 | 0 | 0
[149 empty] | All EPR in 2020WLDFRElectric Reliability | WLDFR | HFTD - Distribution - Tier 3 - 3QU CoRE ¦ 5QU LoRE | Non-Red Flag Warning - Catastrophic Fires | 2022 | Electric Reliability | 222.2294 | 90.0882 | 2022 | Control | 0.1325 | 3 | 0 | esc | 0.15274 | 33.9428 | 0.15274 | 33.9428 | 0.15274 | 33.9428 | 0 | 0
[149 empty] | All EPR in 2020WLDFRFinancial | WLDFR | HFTD - Distribution - Tier 3 - 3QU CoRE ¦ 5QU LoRE | Non-Red Flag Warning - Catastrophic Fires | 2022 | Financial | 8585.7228 | 90.0882 | 2022 | Control | 0.053 | 3 | 0 | esc | 0.055966 | 480.5104 | 0.055966 | 480.5104 | 0.055966 | 480.5104 | 0 | 0
[149 empty] | All EPR in 2020WLDFRSafety | WLDFR | HFTD - Distribution - Tier 3 - 3QU CoRE ¦ 5QU LoRE | Non-Red Flag Warning - Catastrophic Fires | 2022 | Safety | 5338.1784 | 90.0882 | 2022 | Control | 0.053 | 3 | 0 | esc | 0.055966 | 298.7576 | 0.055966 | 298.7576 | 0.055966 | 298.7576 | 0 | 0
[149 empty] | All EPR in 2020WLDFRElectric Reliability | WLDFR | HFTD - Distribution - Tier 3 - 3QU CoRE ¦ 5QU LoRE | Non-Red Flag Warning - Catastrophic Fires | 2023 | Electric Reliability | 233.2301 | 90.0882 | 2023 | Control | 0.1325 | 3 | 0 | esc | 0 | 0 | 0.15274 | 35.623 | 0.15274 | 35.623 | 0.15274 | 35.623
[149 empty] | All EPR in 2020WLDFRFinancial | WLDFR | HFTD - Distribution - Tier 3 - 3QU CoRE ¦ 5QU LoRE | Non-Red Flag Warning - Catastrophic Fires | 2023 | Financial | 8896.516 | 90.0882 | 2023 | Control | 0.053 | 3 | 0 | esc | 0 | 0 | 0.055966 | 497.9043 | 0.055966 | 497.9043 | 0.055966 | 497.9043
[149 empty] | All EPR in 2020WLDFRSafety | WLDFR | HFTD - Distribution - Tier 3 - 3QU CoRE ¦ 5QU LoRE | Non-Red Flag Warning - Catastrophic Fires | 2023 | Safety | 5534.8915 | 90.0882 | 2023 | Control | 0.053 | 3 | 0 | esc | 0 | 0 | 0.055966 | 309.7669 | 0.055966 | 309.7669 | 0.055966 | 309.7669
[149 empty] | All EPR in 2020WLDFRElectric Reliability | WLDFR | HFTD - Distribution - Tier 3 - 3QU CoRE ¦ 5QU LoRE | Non-Red Flag Warning - Catastrophic Fires | 2024 | Electric Reliability | 233.2301 | 90.0882 | 2024 | Control | 0.1325 | 3 | 0 | esc | 0 | 0 | 0 | 0 | 0.15274 | 35.623 | 0.15274 | 35.623
[149 empty] | All EPR in 2020WLDFRFinancial | WLDFR | HFTD - Distribution - Tier 3 - 3QU CoRE ¦ 5QU LoRE | Non-Red Flag Warning - Catastrophic Fires | 2024 | Financial | 8896.516 | 90.0882 | 2024 | Control | 0.053 | 3 | 0 | esc | 0 | 0 | 0 | 0 | 0.055966 | 497.9043 | 0.055966 | 497.9043
[149 empty] | All EPR in 2020WLDFRSafety | WLDFR | HFTD - Distribution - Tier 3 - 3QU CoRE ¦ 5QU LoRE | Non-Red Flag Warning - Catastrophic Fires | 2024 | Safety | 5534.8915 | 90.0882 | 2024 | Control | 0.053 | 3 | 0 | esc | 0 | 0 | 0 | 0 | 0.055966 | 309.7669 | 0.055966 | 309.7669
[149 empty] | All EPR in 2020WLDFRElectric Reliability | WLDFR | HFTD - Distribution - Tier 3 - 3QU CoRE ¦ 5QU LoRE | Non-Red Flag Warning - Catastrophic Fires | 2025 | Electric Reliability | 233.2301 | 90.0882 | 2025 | Control | 0.1325 | 3 | 0 | esc | 0 | 0 | 0 | 0 | 0 | 0 | 0.15274 | 35.623
[149 empty] | All EPR in 2020WLDFRFinancial | WLDFR | HFTD - Distribution - Tier 3 - 3QU CoRE ¦ 5QU LoRE | Non-Red Flag Warning - Catastrophic Fires | 2025 | Financial | 8896.516 | 90.0882 | 2025 | Control | 0.053 | 3 | 0 | esc | 0 | 0 | 0 | 0 | 0 | 0 | 0.055966 | 497.9043
[149 empty] | All EPR in 2020WLDFRSafety | WLDFR | HFTD - Distribution - Tier 3 - 3QU CoRE ¦ 5QU LoRE | Non-Red Flag Warning - Catastrophic Fires | 2025 | Safety | 5534.8915 | 90.0882 | 2025 | Control | 0.053 | 3 | 0 | esc | 0 | 0 | 0 | 0 | 0 | 0 | 0.055966 | 309.7669
[149 empty] | All EPR in 2020WLDFRElectric Reliability | WLDFR | HFTD - Distribution - Tier 3 - 3QU CoRE ¦ 5QU LoRE | Non-Red Flag Warning - Destructive Fires | 2021 | Electric Reliability | 222.2294 | 90.0882 | 2021 | Control | 0.1325 | 3 | 0 | esc | 0.15274 | 33.9428 | 0.15274 | 33.9428 | 0 | 0 | 0 | 0
[149 empty] | All EPR in 2020WLDFRFinancial | WLDFR | HFTD - Distribution - Tier 3 - 3QU CoRE ¦ 5QU LoRE | Non-Red Flag Warning - Destructive Fires | 2021 | Financial | 8585.7228 | 90.0882 | 2021 | Control | 0.053 | 3 | 0 | esc | 0.055966 | 480.5104 | 0.055966 | 480.5104 | 0 | 0 | 0 | 0
[149 empty] | All EPR in 2020WLDFRElectric Reliability | WLDFR | HFTD - Distribution - Tier 3 - 3QU CoRE ¦ 5QU LoRE | Non-Red Flag Warning - Destructive Fires | 2022 | Electric Reliability | 222.2294 | 90.0882 | 2022 | Control | 0.1325 | 3 | 0 | esc | 0.15274 | 33.9428 | 0.15274 | 33.9428 | 0.15274 | 33.9428 | 0 | 0
[149 empty] | All EPR in 2020WLDFRFinancial | WLDFR | HFTD - Distribution - Tier 3 - 3QU CoRE ¦ 5QU LoRE | Non-Red Flag Warning - Destructive Fires | 2022 | Financial | 8585.7228 | 90.0882 | 2022 | Control | 0.053 | 3 | 0 | esc | 0.055966 | 480.5104 | 0.055966 | 480.5104 | 0.055966 | 480.5104 | 0 | 0
[149 empty] | All EPR in 2020WLDFRElectric Reliability | WLDFR | HFTD - Distribution - Tier 3 - 3QU CoRE ¦ 5QU LoRE | Non-Red Flag Warning - Destructive Fires | 2023 | Electric Reliability | 233.2301 | 90.0882 | 2023 | Control | 0.1325 | 3 | 0 | esc | 0 | 0 | 0.15274 | 35.623 | 0.15274 | 35.623 | 0.15274 | 35.623
[149 empty] | All EPR in 2020WLDFRFinancial | WLDFR | HFTD - Distribution - Tier 3 - 3QU CoRE ¦ 5QU LoRE | Non-Red Flag Warning - Destructive Fires | 2023 | Financial | 8896.516 | 90.0882 | 2023 | Control | 0.053 | 3 | 0 | esc | 0 | 0 | 0.055966 | 497.9043 | 0.055966 | 497.9043 | 0.055966 | 497.9043
[149 empty] | All EPR in 2020WLDFRElectric Reliability | WLDFR | HFTD - Distribution - Tier 3 - 3QU CoRE ¦ 5QU LoRE | Non-Red Flag Warning - Destructive Fires | 2024 | Electric Reliability | 233.2301 | 90.0882 | 2024 | Control | 0.1325 | 3 | 0 | esc | 0 | 0 | 0 | 0 | 0.15274 | 35.623 | 0.15274 | 35.623
[149 empty] | All EPR in 2020WLDFRFinancial | WLDFR | HFTD - Distribution - Tier 3 - 3QU CoRE ¦ 5QU LoRE | Non-Red Flag Warning - Destructive Fires | 2024 | Financial | 8896.516 | 90.0882 | 2024 | Control | 0.053 | 3 | 0 | esc | 0 | 0 | 0 | 0 | 0.055966 | 497.9043 | 0.055966 | 497.9043
[149 empty] | All EPR in 2020WLDFRElectric Reliability | WLDFR | HFTD - Distribution - Tier 3 - 3QU CoRE ¦ 5QU LoRE | Non-Red Flag Warning - Destructive Fires | 2025 | Electric Reliability | 233.2301 | 90.0882 | 2025 | Control | 0.1325 | 3 | 0 | esc | 0 | 0 | 0 | 0 | 0 | 0 | 0.15274 | 35.623
[149 empty] | All EPR in 2020WLDFRFinancial | WLDFR | HFTD - Distribution - Tier 3 - 3QU CoRE ¦ 5QU LoRE | Non-Red Flag Warning - Destructive Fires | 2025 | Financial | 8896.516 | 90.0882 | 2025 | Control | 0.053 | 3 | 0 | esc | 0 | 0 | 0 | 0 | 0 | 0 | 0.055966 | 497.9043
[149 empty] | All EPR in 2020WLDFRElectric Reliability | WLDFR | HFTD - Distribution - Tier 3 - 3QU CoRE ¦ 5QU LoRE | Non-Red Flag Warning - Large Fires | 2021 | Electric Reliability | 0.69642 | 90.0882 | 2021 | Control | 0.1325 | 3 | 0 | esc | 0.15274 | 0.10637 | 0.15274 | 0.10637 | 0 | 0 | 0 | 0
[149 empty] | All EPR in 2020WLDFRFinancial | WLDFR | HFTD - Distribution - Tier 3 - 3QU CoRE ¦ 5QU LoRE | Non-Red Flag Warning - Large Fires | 2021 | Financial | 2.942 | 90.0882 | 2021 | Control | 0.053 | 3 | 0 | esc | 0.055966 | 0.16465 | 0.055966 | 0.16465 | 0 | 0 | 0 | 0
[149 empty] | All EPR in 2020WLDFRSafety | WLDFR | HFTD - Distribution - Tier 3 - 3QU CoRE ¦ 5QU LoRE | Non-Red Flag Warning - Large Fires | 2021 | Safety | 1.6022 | 90.0882 | 2021 | Control | 0.053 | 3 | 0 | esc | 0.055966 | 0.089668 | 0.055966 | 0.089668 | 0 | 0 | 0 | 0
[149 empty] | All EPR in 2020WLDFRElectric Reliability | WLDFR | HFTD - Distribution - Tier 3 - 3QU CoRE ¦ 5QU LoRE | Non-Red Flag Warning - Large Fires | 2022 | Electric Reliability | 0.69642 | 90.0882 | 2022 | Control | 0.1325 | 3 | 0 | esc | 0.15274 | 0.10637 | 0.15274 | 0.10637 | 0.15274 | 0.10637 | 0 | 0
[149 empty] | All EPR in 2020WLDFRFinancial | WLDFR | HFTD - Distribution - Tier 3 - 3QU CoRE ¦ 5QU LoRE | Non-Red Flag Warning - Large Fires | 2022 | Financial | 2.942 | 90.0882 | 2022 | Control | 0.053 | 3 | 0 | esc | 0.055966 | 0.16465 | 0.055966 | 0.16465 | 0.055966 | 0.16465 | 0 | 0
[149 empty] | All EPR in 2020WLDFRSafety | WLDFR | HFTD - Distribution - Tier 3 - 3QU CoRE ¦ 5QU LoRE | Non-Red Flag Warning - Large Fires | 2022 | Safety | 1.6022 | 90.0882 | 2022 | Control | 0.053 | 3 | 0 | esc | 0.055966 | 0.089668 | 0.055966 | 0.089668 | 0.055966 | 0.089668 | 0 | 0
[149 empty] | All EPR in 2020WLDFRElectric Reliability | WLDFR | HFTD - Distribution - Tier 3 - 3QU CoRE ¦ 5QU LoRE | Non-Red Flag Warning - Large Fires | 2023 | Electric Reliability | 0.71896 | 90.0882 | 2023 | Control | 0.1325 | 3 | 0 | esc | 0 | 0 | 0.15274 | 0.10981 | 0.15274 | 0.10981 | 0.15274 | 0.10981
[149 empty] | All EPR in 2020WLDFRFinancial | WLDFR | HFTD - Distribution - Tier 3 - 3QU CoRE ¦ 5QU LoRE | Non-Red Flag Warning - Large Fires | 2023 | Financial | 3.0715 | 90.0882 | 2023 | Control | 0.053 | 3 | 0 | esc | 0 | 0 | 0.055966 | 0.1719 | 0.055966 | 0.1719 | 0.055966 | 0.1719
[149 empty] | All EPR in 2020WLDFRSafety | WLDFR | HFTD - Distribution - Tier 3 - 3QU CoRE ¦ 5QU LoRE | Non-Red Flag Warning - Large Fires | 2023 | Safety | 1.6846 | 90.0882 | 2023 | Control | 0.053 | 3 | 0 | esc | 0 | 0 | 0.055966 | 0.094279 | 0.055966 | 0.094279 | 0.055966 | 0.094279
[149 empty] | All EPR in 2020WLDFRElectric Reliability | WLDFR | HFTD - Distribution - Tier 3 - 3QU CoRE ¦ 5QU LoRE | Non-Red Flag Warning - Large Fires | 2024 | Electric Reliability | 0.71896 | 90.0882 | 2024 | Control | 0.1325 | 3 | 0 | esc | 0 | 0 | 0 | 0 | 0.15274 | 0.10981 | 0.15274 | 0.10981
[149 empty] | All EPR in 2020WLDFRFinancial | WLDFR | HFTD - Distribution - Tier 3 - 3QU CoRE ¦ 5QU LoRE | Non-Red Flag Warning - Large Fires | 2024 | Financial | 3.0715 | 90.0882 | 2024 | Control | 0.053 | 3 | 0 | esc | 0 | 0 | 0 | 0 | 0.055966 | 0.1719 | 0.055966 | 0.1719
[149 empty] | All EPR in 2020WLDFRSafety | WLDFR | HFTD - Distribution - Tier 3 - 3QU CoRE ¦ 5QU LoRE | Non-Red Flag Warning - Large Fires | 2024 | Safety | 1.6846 | 90.0882 | 2024 | Control | 0.053 | 3 | 0 | esc | 0 | 0 | 0 | 0 | 0.055966 | 0.094279 | 0.055966 | 0.094279
[149 empty] | All EPR in 2020WLDFRElectric Reliability | WLDFR | HFTD - Distribution - Tier 3 - 3QU CoRE ¦ 5QU LoRE | Non-Red Flag Warning - Large Fires | 2025 | Electric Reliability | 0.71896 | 90.0882 | 2025 | Control | 0.1325 | 3 | 0 | esc | 0 | 0 | 0 | 0 | 0 | 0 | 0.15274 | 0.10981
[149 empty] | All EPR in 2020WLDFRFinancial | WLDFR | HFTD - Distribution - Tier 3 - 3QU CoRE ¦ 5QU LoRE | Non-Red Flag Warning - Large Fires | 2025 | Financial | 3.0715 | 90.0882 | 2025 | Control | 0.053 | 3 | 0 | esc | 0 | 0 | 0 | 0 | 0 | 0 | 0.055966 | 0.1719
[149 empty] | All EPR in 2020WLDFRSafety | WLDFR | HFTD - Distribution - Tier 3 - 3QU CoRE ¦ 5QU LoRE | Non-Red Flag Warning - Large Fires | 2025 | Safety | 1.6846 | 90.0882 | 2025 | Control | 0.053 | 3 | 0 | esc | 0 | 0 | 0 | 0 | 0 | 0 | 0.055966 | 0.094279
[149 empty] | All EPR in 2020WLDFRElectric Reliability | WLDFR | HFTD - Distribution - Tier 3 - 3QU CoRE ¦ 5QU LoRE | Non-Red Flag Warning - Small Fires | 2021 | Electric Reliability | 0.036425 | 90.0882 | 2021 | Control | 0.1325 | 3 | 0 | esc | 0.15274 | 0.0055635 | 0.15274 | 0.0055635 | 0 | 0 | 0 | 0
[149 empty] | All EPR in 2020WLDFRFinancial | WLDFR | HFTD - Distribution - Tier 3 - 3QU CoRE ¦ 5QU LoRE | Non-Red Flag Warning - Small Fires | 2021 | Financial | 0.0015809 | 90.0882 | 2021 | Control | 0.053 | 3 | 0 | esc | 0.055966 | 8.8475e-05 | 0.055966 | 8.8475e-05 | 0 | 0 | 0 | 0
[149 empty] | All EPR in 2020WLDFRSafety | WLDFR | HFTD - Distribution - Tier 3 - 3QU CoRE ¦ 5QU LoRE | Non-Red Flag Warning - Small Fires | 2021 | Safety | 0.039895 | 90.0882 | 2021 | Control | 0.053 | 3 | 0 | esc | 0.055966 | 0.0022328 | 0.055966 | 0.0022328 | 0 | 0 | 0 | 0
[149 empty] | All EPR in 2020WLDFRElectric Reliability | WLDFR | HFTD - Distribution - Tier 3 - 3QU CoRE ¦ 5QU LoRE | Non-Red Flag Warning - Small Fires | 2022 | Electric Reliability | 0.036425 | 90.0882 | 2022 | Control | 0.1325 | 3 | 0 | esc | 0.15274 | 0.0055635 | 0.15274 | 0.0055635 | 0.15274 | 0.0055635 | 0 | 0
[149 empty] | All EPR in 2020WLDFRFinancial | WLDFR | HFTD - Distribution - Tier 3 - 3QU CoRE ¦ 5QU LoRE | Non-Red Flag Warning - Small Fires | 2022 | Financial | 0.0015809 | 90.0882 | 2022 | Control | 0.053 | 3 | 0 | esc | 0.055966 | 8.8475e-05 | 0.055966 | 8.8475e-05 | 0.055966 | 8.8475e-05 | 0 | 0
[149 empty] | All EPR in 2020WLDFRSafety | WLDFR | HFTD - Distribution - Tier 3 - 3QU CoRE ¦ 5QU LoRE | Non-Red Flag Warning - Small Fires | 2022 | Safety | 0.039895 | 90.0882 | 2022 | Control | 0.053 | 3 | 0 | esc | 0.055966 | 0.0022328 | 0.055966 | 0.0022328 | 0.055966 | 0.0022328 | 0 | 0
[149 empty] | All EPR in 2020WLDFRElectric Reliability | WLDFR | HFTD - Distribution - Tier 3 - 3QU CoRE ¦ 5QU LoRE | Non-Red Flag Warning - Small Fires | 2023 | Electric Reliability | 0.03759 | 90.0882 | 2023 | Control | 0.1325 | 3 | 0 | esc | 0 | 0 | 0.15274 | 0.0057414 | 0.15274 | 0.0057414 | 0.15274 | 0.0057414
[149 empty] | All EPR in 2020WLDFRFinancial | WLDFR | HFTD - Distribution - Tier 3 - 3QU CoRE ¦ 5QU LoRE | Non-Red Flag Warning - Small Fires | 2023 | Financial | 0.0016314 | 90.0882 | 2023 | Control | 0.053 | 3 | 0 | esc | 0 | 0 | 0.055966 | 9.1305e-05 | 0.055966 | 9.1305e-05 | 0.055966 | 9.1305e-05
[149 empty] | All EPR in 2020WLDFRSafety | WLDFR | HFTD - Distribution - Tier 3 - 3QU CoRE ¦ 5QU LoRE | Non-Red Flag Warning - Small Fires | 2023 | Safety | 0.041187 | 90.0882 | 2023 | Control | 0.053 | 3 | 0 | esc | 0 | 0 | 0.055966 | 0.0023051 | 0.055966 | 0.0023051 | 0.055966 | 0.0023051
[149 empty] | All EPR in 2020WLDFRElectric Reliability | WLDFR | HFTD - Distribution - Tier 3 - 3QU CoRE ¦ 5QU LoRE | Non-Red Flag Warning - Small Fires | 2024 | Electric Reliability | 0.03759 | 90.0882 | 2024 | Control | 0.1325 | 3 | 0 | esc | 0 | 0 | 0 | 0 | 0.15274 | 0.0057414 | 0.15274 | 0.0057414
[149 empty] | All EPR in 2020WLDFRFinancial | WLDFR | HFTD - Distribution - Tier 3 - 3QU CoRE ¦ 5QU LoRE | Non-Red Flag Warning - Small Fires | 2024 | Financial | 0.0016314 | 90.0882 | 2024 | Control | 0.053 | 3 | 0 | esc | 0 | 0 | 0 | 0 | 0.055966 | 9.1305e-05 | 0.055966 | 9.1305e-05
[149 empty] | All EPR in 2020WLDFRSafety | WLDFR | HFTD - Distribution - Tier 3 - 3QU CoRE ¦ 5QU LoRE | Non-Red Flag Warning - Small Fires | 2024 | Safety | 0.041187 | 90.0882 | 2024 | Control | 0.053 | 3 | 0 | esc | 0 | 0 | 0 | 0 | 0.055966 | 0.0023051 | 0.055966 | 0.0023051
[149 empty] | All EPR in 2020WLDFRElectric Reliability | WLDFR | HFTD - Distribution - Tier 3 - 3QU CoRE ¦ 5QU LoRE | Non-Red Flag Warning - Small Fires | 2025 | Electric Reliability | 0.03759 | 90.0882 | 2025 | Control | 0.1325 | 3 | 0 | esc | 0 | 0 | 0 | 0 | 0 | 0 | 0.15274 | 0.0057414
[149 empty] | All EPR in 2020WLDFRFinancial | WLDFR | HFTD - Distribution - Tier 3 - 3QU CoRE ¦ 5QU LoRE | Non-Red Flag Warning - Small Fires | 2025 | Financial | 0.0016314 | 90.0882 | 2025 | Control | 0.053 | 3 | 0 | esc | 0 | 0 | 0 | 0 | 0 | 0 | 0.055966 | 9.1305e-05
[149 empty] | All EPR in 2020WLDFRSafety | WLDFR | HFTD - Distribution - Tier 3 - 3QU CoRE ¦ 5QU LoRE | Non-Red Flag Warning - Small Fires | 2025 | Safety | 0.041187 | 90.0882 | 2025 | Control | 0.053 | 3 | 0 | esc | 0 | 0 | 0 | 0 | 0 | 0 | 0.055966 | 0.0023051
[149 empty] | All EPR in 2020WLDFRElectric Reliability | WLDFR | HFTD - Distribution - Tier 3 - 3QU CoRE ¦ 5QU LoRE | Red Flag Warning - Catastrophic Fires | 2021 | Electric Reliability | 222.2294 | 90.0882 | 2021 | Control | 0.1325 | 3 | 0 | esc | 0.15274 | 33.9428 | 0.15274 | 33.9428 | 0 | 0 | 0 | 0
[149 empty] | All EPR in 2020WLDFRFinancial | WLDFR | HFTD - Distribution - Tier 3 - 3QU CoRE ¦ 5QU LoRE | Red Flag Warning - Catastrophic Fires | 2021 | Financial | 8585.7228 | 90.0882 | 2021 | Control | 0.053 | 3 | 0 | esc | 0.055966 | 480.5104 | 0.055966 | 480.5104 | 0 | 0 | 0 | 0
[149 empty] | All EPR in 2020WLDFRSafety | WLDFR | HFTD - Distribution - Tier 3 - 3QU CoRE ¦ 5QU LoRE | Red Flag Warning - Catastrophic Fires | 2021 | Safety | 5338.1784 | 90.0882 | 2021 | Control | 0.053 | 3 | 0 | esc | 0.055966 | 298.7576 | 0.055966 | 298.7576 | 0 | 0 | 0 | 0
[149 empty] | All EPR in 2020WLDFRElectric Reliability | WLDFR | HFTD - Distribution - Tier 3 - 3QU CoRE ¦ 5QU LoRE | Red Flag Warning - Catastrophic Fires | 2022 | Electric Reliability | 222.2294 | 90.0882 | 2022 | Control | 0.1325 | 3 | 0 | esc | 0.15274 | 33.9428 | 0.15274 | 33.9428 | 0.15274 | 33.9428 | 0 | 0
[149 empty] | All EPR in 2020WLDFRFinancial | WLDFR | HFTD - Distribution - Tier 3 - 3QU CoRE ¦ 5QU LoRE | Red Flag Warning - Catastrophic Fires | 2022 | Financial | 8585.7228 | 90.0882 | 2022 | Control | 0.053 | 3 | 0 | esc | 0.055966 | 480.5104 | 0.055966 | 480.5104 | 0.055966 | 480.5104 | 0 | 0
[149 empty] | All EPR in 2020WLDFRSafety | WLDFR | HFTD - Distribution - Tier 3 - 3QU CoRE ¦ 5QU LoRE | Red Flag Warning - Catastrophic Fires | 2022 | Safety | 5338.1784 | 90.0882 | 2022 | Control | 0.053 | 3 | 0 | esc | 0.055966 | 298.7576 | 0.055966 | 298.7576 | 0.055966 | 298.7576 | 0 | 0
[149 empty] | All EPR in 2020WLDFRElectric Reliability | WLDFR | HFTD - Distribution - Tier 3 - 3QU CoRE ¦ 5QU LoRE | Red Flag Warning - Catastrophic Fires | 2023 | Electric Reliability | 233.2301 | 90.0882 | 2023 | Control | 0.1325 | 3 | 0 | esc | 0 | 0 | 0.15274 | 35.623 | 0.15274 | 35.623 | 0.15274 | 35.623
[149 empty] | All EPR in 2020WLDFRFinancial | WLDFR | HFTD - Distribution - Tier 3 - 3QU CoRE ¦ 5QU LoRE | Red Flag Warning - Catastrophic Fires | 2023 | Financial | 8896.516 | 90.0882 | 2023 | Control | 0.053 | 3 | 0 | esc | 0 | 0 | 0.055966 | 497.9043 | 0.055966 | 497.9043 | 0.055966 | 497.9043
[149 empty] | All EPR in 2020WLDFRSafety | WLDFR | HFTD - Distribution - Tier 3 - 3QU CoRE ¦ 5QU LoRE | Red Flag Warning - Catastrophic Fires | 2023 | Safety | 5534.8915 | 90.0882 | 2023 | Control | 0.053 | 3 | 0 | esc | 0 | 0 | 0.055966 | 309.7669 | 0.055966 | 309.7669 | 0.055966 | 309.7669
[149 empty] | All EPR in 2020WLDFRElectric Reliability | WLDFR | HFTD - Distribution - Tier 3 - 3QU CoRE ¦ 5QU LoRE | Red Flag Warning - Catastrophic Fires | 2024 | Electric Reliability | 233.2301 | 90.0882 | 2024 | Control | 0.1325 | 3 | 0 | esc | 0 | 0 | 0 | 0 | 0.15274 | 35.623 | 0.15274 | 35.623
[149 empty] | All EPR in 2020WLDFRFinancial | WLDFR | HFTD - Distribution - Tier 3 - 3QU CoRE ¦ 5QU LoRE | Red Flag Warning - Catastrophic Fires | 2024 | Financial | 8896.516 | 90.0882 | 2024 | Control | 0.053 | 3 | 0 | esc | 0 | 0 | 0 | 0 | 0.055966 | 497.9043 | 0.055966 | 497.9043
[149 empty] | All EPR in 2020WLDFRSafety | WLDFR | HFTD - Distribution - Tier 3 - 3QU CoRE ¦ 5QU LoRE | Red Flag Warning - Catastrophic Fires | 2024 | Safety | 5534.8915 | 90.0882 | 2024 | Control | 0.053 | 3 | 0 | esc | 0 | 0 | 0 | 0 | 0.055966 | 309.7669 | 0.055966 | 309.7669
[149 empty] | All EPR in 2020WLDFRElectric Reliability | WLDFR | HFTD - Distribution - Tier 3 - 3QU CoRE ¦ 5QU LoRE | Red Flag Warning - Catastrophic Fires | 2025 | Electric Reliability | 233.2301 | 90.0882 | 2025 | Control | 0.1325 | 3 | 0 | esc | 0 | 0 | 0 | 0 | 0 | 0 | 0.15274 | 35.623
[149 empty] | All EPR in 2020WLDFRFinancial | WLDFR | HFTD - Distribution - Tier 3 - 3QU CoRE ¦ 5QU LoRE | Red Flag Warning - Catastrophic Fires | 2025 | Financial | 8896.516 | 90.0882 | 2025 | Control | 0.053 | 3 | 0 | esc | 0 | 0 | 0 | 0 | 0 | 0 | 0.055966 | 497.9043
[149 empty] | All EPR in 2020WLDFRSafety | WLDFR | HFTD - Distribution - Tier 3 - 3QU CoRE ¦ 5QU LoRE | Red Flag Warning - Catastrophic Fires | 2025 | Safety | 5534.8915 | 90.0882 | 2025 | Control | 0.053 | 3 | 0 | esc | 0 | 0 | 0 | 0 | 0 | 0 | 0.055966 | 309.7669
[149 empty] | All EPR in 2020WLDFRElectric Reliability | WLDFR | HFTD - Distribution - Tier 3 - 3QU CoRE ¦ 5QU LoRE | Red Flag Warning - Destructive Fires | 2021 | Electric Reliability | 222.2294 | 90.0882 | 2021 | Control | 0.1325 | 3 | 0 | esc | 0.15274 | 33.9428 | 0.15274 | 33.9428 | 0 | 0 | 0 | 0
[149 empty] | All EPR in 2020WLDFRFinancial | WLDFR | HFTD - Distribution - Tier 3 - 3QU CoRE ¦ 5QU LoRE | Red Flag Warning - Destructive Fires | 2021 | Financial | 8585.7228 | 90.0882 | 2021 | Control | 0.053 | 3 | 0 | esc | 0.055966 | 480.5104 | 0.055966 | 480.5104 | 0 | 0 | 0 | 0
[149 empty] | All EPR in 2020WLDFRElectric Reliability | WLDFR | HFTD - Distribution - Tier 3 - 3QU CoRE ¦ 5QU LoRE | Red Flag Warning - Destructive Fires | 2022 | Electric Reliability | 222.2294 | 90.0882 | 2022 | Control | 0.1325 | 3 | 0 | esc | 0.15274 | 33.9428 | 0.15274 | 33.9428 | 0.15274 | 33.9428 | 0 | 0
[149 empty] | All EPR in 2020WLDFRFinancial | WLDFR | HFTD - Distribution - Tier 3 - 3QU CoRE ¦ 5QU LoRE | Red Flag Warning - Destructive Fires | 2022 | Financial | 8585.7228 | 90.0882 | 2022 | Control | 0.053 | 3 | 0 | esc | 0.055966 | 480.5104 | 0.055966 | 480.5104 | 0.055966 | 480.5104 | 0 | 0
[149 empty] | All EPR in 2020WLDFRElectric Reliability | WLDFR | HFTD - Distribution - Tier 3 - 3QU CoRE ¦ 5QU LoRE | Red Flag Warning - Destructive Fires | 2023 | Electric Reliability | 233.2301 | 90.0882 | 2023 | Control | 0.1325 | 3 | 0 | esc | 0 | 0 | 0.15274 | 35.623 | 0.15274 | 35.623 | 0.15274 | 35.623
[149 empty] | All EPR in 2020WLDFRFinancial | WLDFR | HFTD - Distribution - Tier 3 - 3QU CoRE ¦ 5QU LoRE | Red Flag Warning - Destructive Fires | 2023 | Financial | 8896.516 | 90.0882 | 2023 | Control | 0.053 | 3 | 0 | esc | 0 | 0 | 0.055966 | 497.9043 | 0.055966 | 497.9043 | 0.055966 | 497.9043
[149 empty] | All EPR in 2020WLDFRElectric Reliability | WLDFR | HFTD - Distribution - Tier 3 - 3QU CoRE ¦ 5QU LoRE | Red Flag Warning - Destructive Fires | 2024 | Electric Reliability | 233.2301 | 90.0882 | 2024 | Control | 0.1325 | 3 | 0 | esc | 0 | 0 | 0 | 0 | 0.15274 | 35.623 | 0.15274 | 35.623
[149 empty] | All EPR in 2020WLDFRFinancial | WLDFR | HFTD - Distribution - Tier 3 - 3QU CoRE ¦ 5QU LoRE | Red Flag Warning - Destructive Fires | 2024 | Financial | 8896.516 | 90.0882 | 2024 | Control | 0.053 | 3 | 0 | esc | 0 | 0 | 0 | 0 | 0.055966 | 497.9043 | 0.055966 | 497.9043
[149 empty] | All EPR in 2020WLDFRElectric Reliability | WLDFR | HFTD - Distribution - Tier 3 - 3QU CoRE ¦ 5QU LoRE | Red Flag Warning - Destructive Fires | 2025 | Electric Reliability | 233.2301 | 90.0882 | 2025 | Control | 0.1325 | 3 | 0 | esc | 0 | 0 | 0 | 0 | 0 | 0 | 0.15274 | 35.623
[149 empty] | All EPR in 2020WLDFRFinancial | WLDFR | HFTD - Distribution - Tier 3 - 3QU CoRE ¦ 5QU LoRE | Red Flag Warning - Destructive Fires | 2025 | Financial | 8896.516 | 90.0882 | 2025 | Control | 0.053 | 3 | 0 | esc | 0 | 0 | 0 | 0 | 0 | 0 | 0.055966 | 497.9043
[149 empty] | All EPR in 2020WLDFRElectric Reliability | WLDFR | HFTD - Distribution - Tier 3 - 3QU CoRE ¦ 5QU LoRE | Red Flag Warning - Large Fires | 2021 | Electric Reliability | 0.69642 | 90.0882 | 2021 | Control | 0.1325 | 3 | 0 | esc | 0.15274 | 0.10637 | 0.15274 | 0.10637 | 0 | 0 | 0 | 0
[149 empty] | All EPR in 2020WLDFRFinancial | WLDFR | HFTD - Distribution - Tier 3 - 3QU CoRE ¦ 5QU LoRE | Red Flag Warning - Large Fires | 2021 | Financial | 2.942 | 90.0882 | 2021 | Control | 0.053 | 3 | 0 | esc | 0.055966 | 0.16465 | 0.055966 | 0.16465 | 0 | 0 | 0 | 0
[149 empty] | All EPR in 2020WLDFRSafety | WLDFR | HFTD - Distribution - Tier 3 - 3QU CoRE ¦ 5QU LoRE | Red Flag Warning - Large Fires | 2021 | Safety | 1.6022 | 90.0882 | 2021 | Control | 0.053 | 3 | 0 | esc | 0.055966 | 0.089668 | 0.055966 | 0.089668 | 0 | 0 | 0 | 0
[149 empty] | All EPR in 2020WLDFRElectric Reliability | WLDFR | HFTD - Distribution - Tier 3 - 3QU CoRE ¦ 5QU LoRE | Red Flag Warning - Large Fires | 2022 | Electric Reliability | 0.69642 | 90.0882 | 2022 | Control | 0.1325 | 3 | 0 | esc | 0.15274 | 0.10637 | 0.15274 | 0.10637 | 0.15274 | 0.10637 | 0 | 0
[149 empty] | All EPR in 2020WLDFRFinancial | WLDFR | HFTD - Distribution - Tier 3 - 3QU CoRE ¦ 5QU LoRE | Red Flag Warning - Large Fires | 2022 | Financial | 2.942 | 90.0882 | 2022 | Control | 0.053 | 3 | 0 | esc | 0.055966 | 0.16465 | 0.055966 | 0.16465 | 0.055966 | 0.16465 | 0 | 0
[149 empty] | All EPR in 2020WLDFRSafety | WLDFR | HFTD - Distribution - Tier 3 - 3QU CoRE ¦ 5QU LoRE | Red Flag Warning - Large Fires | 2022 | Safety | 1.6022 | 90.0882 | 2022 | Control | 0.053 | 3 | 0 | esc | 0.055966 | 0.089668 | 0.055966 | 0.089668 | 0.055966 | 0.089668 | 0 | 0
[149 empty] | All EPR in 2020WLDFRElectric Reliability | WLDFR | HFTD - Distribution - Tier 3 - 3QU CoRE ¦ 5QU LoRE | Red Flag Warning - Large Fires | 2023 | Electric Reliability | 0.71896 | 90.0882 | 2023 | Control | 0.1325 | 3 | 0 | esc | 0 | 0 | 0.15274 | 0.10981 | 0.15274 | 0.10981 | 0.15274 | 0.10981
[149 empty] | All EPR in 2020WLDFRFinancial | WLDFR | HFTD - Distribution - Tier 3 - 3QU CoRE ¦ 5QU LoRE | Red Flag Warning - Large Fires | 2023 | Financial | 3.0715 | 90.0882 | 2023 | Control | 0.053 | 3 | 0 | esc | 0 | 0 | 0.055966 | 0.1719 | 0.055966 | 0.1719 | 0.055966 | 0.1719
[149 empty] | All EPR in 2020WLDFRSafety | WLDFR | HFTD - Distribution - Tier 3 - 3QU CoRE ¦ 5QU LoRE | Red Flag Warning - Large Fires | 2023 | Safety | 1.6846 | 90.0882 | 2023 | Control | 0.053 | 3 | 0 | esc | 0 | 0 | 0.055966 | 0.094279 | 0.055966 | 0.094279 | 0.055966 | 0.094279
[149 empty] | All EPR in 2020WLDFRElectric Reliability | WLDFR | HFTD - Distribution - Tier 3 - 3QU CoRE ¦ 5QU LoRE | Red Flag Warning - Large Fires | 2024 | Electric Reliability | 0.71896 | 90.0882 | 2024 | Control | 0.1325 | 3 | 0 | esc | 0 | 0 | 0 | 0 | 0.15274 | 0.10981 | 0.15274 | 0.10981
[149 empty] | All EPR in 2020WLDFRFinancial | WLDFR | HFTD - Distribution - Tier 3 - 3QU CoRE ¦ 5QU LoRE | Red Flag Warning - Large Fires | 2024 | Financial | 3.0715 | 90.0882 | 2024 | Control | 0.053 | 3 | 0 | esc | 0 | 0 | 0 | 0 | 0.055966 | 0.1719 | 0.055966 | 0.1719
[149 empty] | All EPR in 2020WLDFRSafety | WLDFR | HFTD - Distribution - Tier 3 - 3QU CoRE ¦ 5QU LoRE | Red Flag Warning - Large Fires | 2024 | Safety | 1.6846 | 90.0882 | 2024 | Control | 0.053 | 3 | 0 | esc | 0 | 0 | 0 | 0 | 0.055966 | 0.094279 | 0.055966 | 0.094279
[149 empty] | All EPR in 2020WLDFRElectric Reliability | WLDFR | HFTD - Distribution - Tier 3 - 3QU CoRE ¦ 5QU LoRE | Red Flag Warning - Large Fires | 2025 | Electric Reliability | 0.71896 | 90.0882 | 2025 | Control | 0.1325 | 3 | 0 | esc | 0 | 0 | 0 | 0 | 0 | 0 | 0.15274 | 0.10981
[149 empty] | All EPR in 2020WLDFRFinancial | WLDFR | HFTD - Distribution - Tier 3 - 3QU CoRE ¦ 5QU LoRE | Red Flag Warning - Large Fires | 2025 | Financial | 3.0715 | 90.0882 | 2025 | Control | 0.053 | 3 | 0 | esc | 0 | 0 | 0 | 0 | 0 | 0 | 0.055966 | 0.1719
[149 empty] | All EPR in 2020WLDFRSafety | WLDFR | HFTD - Distribution - Tier 3 - 3QU CoRE ¦ 5QU LoRE | Red Flag Warning - Large Fires | 2025 | Safety | 1.6846 | 90.0882 | 2025 | Control | 0.053 | 3 | 0 | esc | 0 | 0 | 0 | 0 | 0 | 0 | 0.055966 | 0.094279
[149 empty] | All EPR in 2020WLDFRElectric Reliability | WLDFR | HFTD - Distribution - Tier 3 - 3QU CoRE ¦ 5QU LoRE | Red Flag Warning - Small Fires | 2021 | Electric Reliability | 0.036425 | 90.0882 | 2021 | Control | 0.1325 | 3 | 0 | esc | 0.15274 | 0.0055635 | 0.15274 | 0.0055635 | 0 | 0 | 0 | 0
[149 empty] | All EPR in 2020WLDFRFinancial | WLDFR | HFTD - Distribution - Tier 3 - 3QU CoRE ¦ 5QU LoRE | Red Flag Warning - Small Fires | 2021 | Financial | 0.0015809 | 90.0882 | 2021 | Control | 0.053 | 3 | 0 | esc | 0.055966 | 8.8475e-05 | 0.055966 | 8.8475e-05 | 0 | 0 | 0 | 0
[149 empty] | All EPR in 2020WLDFRSafety | WLDFR | HFTD - Distribution - Tier 3 - 3QU CoRE ¦ 5QU LoRE | Red Flag Warning - Small Fires | 2021 | Safety | 0.039895 | 90.0882 | 2021 | Control | 0.053 | 3 | 0 | esc | 0.055966 | 0.0022328 | 0.055966 | 0.0022328 | 0 | 0 | 0 | 0
[149 empty] | All EPR in 2020WLDFRElectric Reliability | WLDFR | HFTD - Distribution - Tier 3 - 3QU CoRE ¦ 5QU LoRE | Red Flag Warning - Small Fires | 2022 | Electric Reliability | 0.036425 | 90.0882 | 2022 | Control | 0.1325 | 3 | 0 | esc | 0.15274 | 0.0055635 | 0.15274 | 0.0055635 | 0.15274 | 0.0055635 | 0 | 0
[149 empty] | All EPR in 2020WLDFRFinancial | WLDFR | HFTD - Distribution - Tier 3 - 3QU CoRE ¦ 5QU LoRE | Red Flag Warning - Small Fires | 2022 | Financial | 0.0015809 | 90.0882 | 2022 | Control | 0.053 | 3 | 0 | esc | 0.055966 | 8.8475e-05 | 0.055966 | 8.8475e-05 | 0.055966 | 8.8475e-05 | 0 | 0
[149 empty] | All EPR in 2020WLDFRSafety | WLDFR | HFTD - Distribution - Tier 3 - 3QU CoRE ¦ 5QU LoRE | Red Flag Warning - Small Fires | 2022 | Safety | 0.039895 | 90.0882 | 2022 | Control | 0.053 | 3 | 0 | esc | 0.055966 | 0.0022328 | 0.055966 | 0.0022328 | 0.055966 | 0.0022328 | 0 | 0
[149 empty] | All EPR in 2020WLDFRElectric Reliability | WLDFR | HFTD - Distribution - Tier 3 - 3QU CoRE ¦ 5QU LoRE | Red Flag Warning - Small Fires | 2023 | Electric Reliability | 0.03759 | 90.0882 | 2023 | Control | 0.1325 | 3 | 0 | esc | 0 | 0 | 0.15274 | 0.0057414 | 0.15274 | 0.0057414 | 0.15274 | 0.0057414
[149 empty] | All EPR in 2020WLDFRFinancial | WLDFR | HFTD - Distribution - Tier 3 - 3QU CoRE ¦ 5QU LoRE | Red Flag Warning - Small Fires | 2023 | Financial | 0.0016314 | 90.0882 | 2023 | Control | 0.053 | 3 | 0 | esc | 0 | 0 | 0.055966 | 9.1305e-05 | 0.055966 | 9.1305e-05 | 0.055966 | 9.1305e-05
[149 empty] | All EPR in 2020WLDFRSafety | WLDFR | HFTD - Distribution - Tier 3 - 3QU CoRE ¦ 5QU LoRE | Red Flag Warning - Small Fires | 2023 | Safety | 0.041187 | 90.0882 | 2023 | Control | 0.053 | 3 | 0 | esc | 0 | 0 | 0.055966 | 0.0023051 | 0.055966 | 0.0023051 | 0.055966 | 0.0023051
[149 empty] | All EPR in 2020WLDFRElectric Reliability | WLDFR | HFTD - Distribution - Tier 3 - 3QU CoRE ¦ 5QU LoRE | Red Flag Warning - Small Fires | 2024 | Electric Reliability | 0.03759 | 90.0882 | 2024 | Control | 0.1325 | 3 | 0 | esc | 0 | 0 | 0 | 0 | 0.15274 | 0.0057414 | 0.15274 | 0.0057414
[149 empty] | All EPR in 2020WLDFRFinancial | WLDFR | HFTD - Distribution - Tier 3 - 3QU CoRE ¦ 5QU LoRE | Red Flag Warning - Small Fires | 2024 | Financial | 0.0016314 | 90.0882 | 2024 | Control | 0.053 | 3 | 0 | esc | 0 | 0 | 0 | 0 | 0.055966 | 9.1305e-05 | 0.055966 | 9.1305e-05
[149 empty] | All EPR in 2020WLDFRSafety | WLDFR | HFTD - Distribution - Tier 3 - 3QU CoRE ¦ 5QU LoRE | Red Flag Warning - Small Fires | 2024 | Safety | 0.041187 | 90.0882 | 2024 | Control | 0.053 | 3 | 0 | esc | 0 | 0 | 0 | 0 | 0.055966 | 0.0023051 | 0.055966 | 0.0023051
[149 empty] | All EPR in 2020WLDFRElectric Reliability | WLDFR | HFTD - Distribution - Tier 3 - 3QU CoRE ¦ 5QU LoRE | Red Flag Warning - Small Fires | 2025 | Electric Reliability | 0.03759 | 90.0882 | 2025 | Control | 0.1325 | 3 | 0 | esc | 0 | 0 | 0 | 0 | 0 | 0 | 0.15274 | 0.0057414
[149 empty] | All EPR in 2020WLDFRFinancial | WLDFR | HFTD - Distribution - Tier 3 - 3QU CoRE ¦ 5QU LoRE | Red Flag Warning - Small Fires | 2025 | Financial | 0.0016314 | 90.0882 | 2025 | Control | 0.053 | 3 | 0 | esc | 0 | 0 | 0 | 0 | 0 | 0 | 0.055966 | 9.1305e-05
[149 empty] | All EPR in 2020WLDFRSafety | WLDFR | HFTD - Distribution - Tier 3 - 3QU CoRE ¦ 5QU LoRE | Red Flag Warning - Small Fires | 2025 | Safety | 0.041187 | 90.0882 | 2025 | Control | 0.053 | 3 | 0 | esc | 0 | 0 | 0 | 0 | 0 | 0 | 0.055966 | 0.0023051
[149 empty] | All EPR in 2020WLDFRElectric Reliability | WLDFR | HFTD - Distribution - Tier 3 - 4QU CoRE ¦ 1QU LoRE | Non-Red Flag Warning - Catastrophic Fires | 2021 | Electric Reliability | 222.2294 | 655.3922 | 2021 | Control | 0.1325 | 3 | 0 | esc | 0.15274 | 33.9428 | 0.15274 | 33.9428 | 0 | 0 | 0 | 0
[149 empty] | All EPR in 2020WLDFRFinancial | WLDFR | HFTD - Distribution - Tier 3 - 4QU CoRE ¦ 1QU LoRE | Non-Red Flag Warning - Catastrophic Fires | 2021 | Financial | 8585.7228 | 655.3922 | 2021 | Control | 0.053 | 3 | 0 | esc | 0.055966 | 480.5104 | 0.055966 | 480.5104 | 0 | 0 | 0 | 0
[149 empty] | All EPR in 2020WLDFRSafety | WLDFR | HFTD - Distribution - Tier 3 - 4QU CoRE ¦ 1QU LoRE | Non-Red Flag Warning - Catastrophic Fires | 2021 | Safety | 5338.1784 | 655.3922 | 2021 | Control | 0.053 | 3 | 0 | esc | 0.055966 | 298.7576 | 0.055966 | 298.7576 | 0 | 0 | 0 | 0
[149 empty] | All EPR in 2020WLDFRElectric Reliability | WLDFR | HFTD - Distribution - Tier 3 - 4QU CoRE ¦ 1QU LoRE | Non-Red Flag Warning - Catastrophic Fires | 2022 | Electric Reliability | 222.2294 | 655.3922 | 2022 | Control | 0.1325 | 3 | 0 | esc | 0.15274 | 33.9428 | 0.15274 | 33.9428 | 0.15274 | 33.9428 | 0 | 0
[149 empty] | All EPR in 2020WLDFRFinancial | WLDFR | HFTD - Distribution - Tier 3 - 4QU CoRE ¦ 1QU LoRE | Non-Red Flag Warning - Catastrophic Fires | 2022 | Financial | 8585.7228 | 655.3922 | 2022 | Control | 0.053 | 3 | 0 | esc | 0.055966 | 480.5104 | 0.055966 | 480.5104 | 0.055966 | 480.5104 | 0 | 0
[149 empty] | All EPR in 2020WLDFRSafety | WLDFR | HFTD - Distribution - Tier 3 - 4QU CoRE ¦ 1QU LoRE | Non-Red Flag Warning - Catastrophic Fires | 2022 | Safety | 5338.1784 | 655.3922 | 2022 | Control | 0.053 | 3 | 0 | esc | 0.055966 | 298.7576 | 0.055966 | 298.7576 | 0.055966 | 298.7576 | 0 | 0
[149 empty] | All EPR in 2020WLDFRElectric Reliability | WLDFR | HFTD - Distribution - Tier 3 - 4QU CoRE ¦ 1QU LoRE | Non-Red Flag Warning - Catastrophic Fires | 2023 | Electric Reliability | 233.2301 | 655.3922 | 2023 | Control | 0.1325 | 3 | 0 | esc | 0 | 0 | 0.15274 | 35.623 | 0.15274 | 35.623 | 0.15274 | 35.623
[149 empty] | All EPR in 2020WLDFRFinancial | WLDFR | HFTD - Distribution - Tier 3 - 4QU CoRE ¦ 1QU LoRE | Non-Red Flag Warning - Catastrophic Fires | 2023 | Financial | 8896.516 | 655.3922 | 2023 | Control | 0.053 | 3 | 0 | esc | 0 | 0 | 0.055966 | 497.9043 | 0.055966 | 497.9043 | 0.055966 | 497.9043
[149 empty] | All EPR in 2020WLDFRSafety | WLDFR | HFTD - Distribution - Tier 3 - 4QU CoRE ¦ 1QU LoRE | Non-Red Flag Warning - Catastrophic Fires | 2023 | Safety | 5534.8915 | 655.3922 | 2023 | Control | 0.053 | 3 | 0 | esc | 0 | 0 | 0.055966 | 309.7669 | 0.055966 | 309.7669 | 0.055966 | 309.7669
[149 empty] | All EPR in 2020WLDFRElectric Reliability | WLDFR | HFTD - Distribution - Tier 3 - 4QU CoRE ¦ 1QU LoRE | Non-Red Flag Warning - Catastrophic Fires | 2024 | Electric Reliability | 233.2301 | 655.3922 | 2024 | Control | 0.1325 | 3 | 0 | esc | 0 | 0 | 0 | 0 | 0.15274 | 35.623 | 0.15274 | 35.623
[149 empty] | All EPR in 2020WLDFRFinancial | WLDFR | HFTD - Distribution - Tier 3 - 4QU CoRE ¦ 1QU LoRE | Non-Red Flag Warning - Catastrophic Fires | 2024 | Financial | 8896.516 | 655.3922 | 2024 | Control | 0.053 | 3 | 0 | esc | 0 | 0 | 0 | 0 | 0.055966 | 497.9043 | 0.055966 | 497.9043
[149 empty] | All EPR in 2020WLDFRSafety | WLDFR | HFTD - Distribution - Tier 3 - 4QU CoRE ¦ 1QU LoRE | Non-Red Flag Warning - Catastrophic Fires | 2024 | Safety | 5534.8915 | 655.3922 | 2024 | Control | 0.053 | 3 | 0 | esc | 0 | 0 | 0 | 0 | 0.055966 | 309.7669 | 0.055966 | 309.7669
[149 empty] | All EPR in 2020WLDFRElectric Reliability | WLDFR | HFTD - Distribution - Tier 3 - 4QU CoRE ¦ 1QU LoRE | Non-Red Flag Warning - Catastrophic Fires | 2025 | Electric Reliability | 233.2301 | 655.3922 | 2025 | Control | 0.1325 | 3 | 0 | esc | 0 | 0 | 0 | 0 | 0 | 0 | 0.15274 | 35.623
[149 empty] | All EPR in 2020WLDFRFinancial | WLDFR | HFTD - Distribution - Tier 3 - 4QU CoRE ¦ 1QU LoRE | Non-Red Flag Warning - Catastrophic Fires | 2025 | Financial | 8896.516 | 655.3922 | 2025 | Control | 0.053 | 3 | 0 | esc | 0 | 0 | 0 | 0 | 0 | 0 | 0.055966 | 497.9043
[149 empty] | All EPR in 2020WLDFRSafety | WLDFR | HFTD - Distribution - Tier 3 - 4QU CoRE ¦ 1QU LoRE | Non-Red Flag Warning - Catastrophic Fires | 2025 | Safety | 5534.8915 | 655.3922 | 2025 | Control | 0.053 | 3 | 0 | esc | 0 | 0 | 0 | 0 | 0 | 0 | 0.055966 | 309.7669
[149 empty] | All EPR in 2020WLDFRElectric Reliability | WLDFR | HFTD - Distribution - Tier 3 - 4QU CoRE ¦ 1QU LoRE | Non-Red Flag Warning - Destructive Fires | 2021 | Electric Reliability | 222.2294 | 655.3922 | 2021 | Control | 0.1325 | 3 | 0 | esc | 0.15274 | 33.9428 | 0.15274 | 33.9428 | 0 | 0 | 0 | 0
[149 empty] | All EPR in 2020WLDFRFinancial | WLDFR | HFTD - Distribution - Tier 3 - 4QU CoRE ¦ 1QU LoRE | Non-Red Flag Warning - Destructive Fires | 2021 | Financial | 8585.7228 | 655.3922 | 2021 | Control | 0.053 | 3 | 0 | esc | 0.055966 | 480.5104 | 0.055966 | 480.5104 | 0 | 0 | 0 | 0
[149 empty] | All EPR in 2020WLDFRElectric Reliability | WLDFR | HFTD - Distribution - Tier 3 - 4QU CoRE ¦ 1QU LoRE | Non-Red Flag Warning - Destructive Fires | 2022 | Electric Reliability | 222.2294 | 655.3922 | 2022 | Control | 0.1325 | 3 | 0 | esc | 0.15274 | 33.9428 | 0.15274 | 33.9428 | 0.15274 | 33.9428 | 0 | 0
[149 empty] | All EPR in 2020WLDFRFinancial | WLDFR | HFTD - Distribution - Tier 3 - 4QU CoRE ¦ 1QU LoRE | Non-Red Flag Warning - Destructive Fires | 2022 | Financial | 8585.7228 | 655.3922 | 2022 | Control | 0.053 | 3 | 0 | esc | 0.055966 | 480.5104 | 0.055966 | 480.5104 | 0.055966 | 480.5104 | 0 | 0
[149 empty] | All EPR in 2020WLDFRElectric Reliability | WLDFR | HFTD - Distribution - Tier 3 - 4QU CoRE ¦ 1QU LoRE | Non-Red Flag Warning - Destructive Fires | 2023 | Electric Reliability | 233.2301 | 655.3922 | 2023 | Control | 0.1325 | 3 | 0 | esc | 0 | 0 | 0.15274 | 35.623 | 0.15274 | 35.623 | 0.15274 | 35.623
[149 empty] | All EPR in 2020WLDFRFinancial | WLDFR | HFTD - Distribution - Tier 3 - 4QU CoRE ¦ 1QU LoRE | Non-Red Flag Warning - Destructive Fires | 2023 | Financial | 8896.516 | 655.3922 | 2023 | Control | 0.053 | 3 | 0 | esc | 0 | 0 | 0.055966 | 497.9043 | 0.055966 | 497.9043 | 0.055966 | 497.9043
[149 empty] | All EPR in 2020WLDFRElectric Reliability | WLDFR | HFTD - Distribution - Tier 3 - 4QU CoRE ¦ 1QU LoRE | Non-Red Flag Warning - Destructive Fires | 2024 | Electric Reliability | 233.2301 | 655.3922 | 2024 | Control | 0.1325 | 3 | 0 | esc | 0 | 0 | 0 | 0 | 0.15274 | 35.623 | 0.15274 | 35.623
[149 empty] | All EPR in 2020WLDFRFinancial | WLDFR | HFTD - Distribution - Tier 3 - 4QU CoRE ¦ 1QU LoRE | Non-Red Flag Warning - Destructive Fires | 2024 | Financial | 8896.516 | 655.3922 | 2024 | Control | 0.053 | 3 | 0 | esc | 0 | 0 | 0 | 0 | 0.055966 | 497.9043 | 0.055966 | 497.9043
[149 empty] | All EPR in 2020WLDFRElectric Reliability | WLDFR | HFTD - Distribution - Tier 3 - 4QU CoRE ¦ 1QU LoRE | Non-Red Flag Warning - Destructive Fires | 2025 | Electric Reliability | 233.2301 | 655.3922 | 2025 | Control | 0.1325 | 3 | 0 | esc | 0 | 0 | 0 | 0 | 0 | 0 | 0.15274 | 35.623
[149 empty] | All EPR in 2020WLDFRFinancial | WLDFR | HFTD - Distribution - Tier 3 - 4QU CoRE ¦ 1QU LoRE | Non-Red Flag Warning - Destructive Fires | 2025 | Financial | 8896.516 | 655.3922 | 2025 | Control | 0.053 | 3 | 0 | esc | 0 | 0 | 0 | 0 | 0 | 0 | 0.055966 | 497.9043
[149 empty] | All EPR in 2020WLDFRElectric Reliability | WLDFR | HFTD - Distribution - Tier 3 - 4QU CoRE ¦ 1QU LoRE | Non-Red Flag Warning - Large Fires | 2021 | Electric Reliability | 0.69642 | 655.3922 | 2021 | Control | 0.1325 | 3 | 0 | esc | 0.15274 | 0.10637 | 0.15274 | 0.10637 | 0 | 0 | 0 | 0
[149 empty] | All EPR in 2020WLDFRFinancial | WLDFR | HFTD - Distribution - Tier 3 - 4QU CoRE ¦ 1QU LoRE | Non-Red Flag Warning - Large Fires | 2021 | Financial | 2.942 | 655.3922 | 2021 | Control | 0.053 | 3 | 0 | esc | 0.055966 | 0.16465 | 0.055966 | 0.16465 | 0 | 0 | 0 | 0
[149 empty] | All EPR in 2020WLDFRSafety | WLDFR | HFTD - Distribution - Tier 3 - 4QU CoRE ¦ 1QU LoRE | Non-Red Flag Warning - Large Fires | 2021 | Safety | 1.6022 | 655.3922 | 2021 | Control | 0.053 | 3 | 0 | esc | 0.055966 | 0.089668 | 0.055966 | 0.089668 | 0 | 0 | 0 | 0
[149 empty] | All EPR in 2020WLDFRElectric Reliability | WLDFR | HFTD - Distribution - Tier 3 - 4QU CoRE ¦ 1QU LoRE | Non-Red Flag Warning - Large Fires | 2022 | Electric Reliability | 0.69642 | 655.3922 | 2022 | Control | 0.1325 | 3 | 0 | esc | 0.15274 | 0.10637 | 0.15274 | 0.10637 | 0.15274 | 0.10637 | 0 | 0
[149 empty] | All EPR in 2020WLDFRFinancial | WLDFR | HFTD - Distribution - Tier 3 - 4QU CoRE ¦ 1QU LoRE | Non-Red Flag Warning - Large Fires | 2022 | Financial | 2.942 | 655.3922 | 2022 | Control | 0.053 | 3 | 0 | esc | 0.055966 | 0.16465 | 0.055966 | 0.16465 | 0.055966 | 0.16465 | 0 | 0
[149 empty] | All EPR in 2020WLDFRSafety | WLDFR | HFTD - Distribution - Tier 3 - 4QU CoRE ¦ 1QU LoRE | Non-Red Flag Warning - Large Fires | 2022 | Safety | 1.6022 | 655.3922 | 2022 | Control | 0.053 | 3 | 0 | esc | 0.055966 | 0.089668 | 0.055966 | 0.089668 | 0.055966 | 0.089668 | 0 | 0
[149 empty] | All EPR in 2020WLDFRElectric Reliability | WLDFR | HFTD - Distribution - Tier 3 - 4QU CoRE ¦ 1QU LoRE | Non-Red Flag Warning - Large Fires | 2023 | Electric Reliability | 0.71896 | 655.3922 | 2023 | Control | 0.1325 | 3 | 0 | esc | 0 | 0 | 0.15274 | 0.10981 | 0.15274 | 0.10981 | 0.15274 | 0.10981
[149 empty] | All EPR in 2020WLDFRFinancial | WLDFR | HFTD - Distribution - Tier 3 - 4QU CoRE ¦ 1QU LoRE | Non-Red Flag Warning - Large Fires | 2023 | Financial | 3.0715 | 655.3922 | 2023 | Control | 0.053 | 3 | 0 | esc | 0 | 0 | 0.055966 | 0.1719 | 0.055966 | 0.1719 | 0.055966 | 0.1719
[149 empty] | All EPR in 2020WLDFRSafety | WLDFR | HFTD - Distribution - Tier 3 - 4QU CoRE ¦ 1QU LoRE | Non-Red Flag Warning - Large Fires | 2023 | Safety | 1.6846 | 655.3922 | 2023 | Control | 0.053 | 3 | 0 | esc | 0 | 0 | 0.055966 | 0.094279 | 0.055966 | 0.094279 | 0.055966 | 0.094279
[149 empty] | All EPR in 2020WLDFRElectric Reliability | WLDFR | HFTD - Distribution - Tier 3 - 4QU CoRE ¦ 1QU LoRE | Non-Red Flag Warning - Large Fires | 2024 | Electric Reliability | 0.71896 | 655.3922 | 2024 | Control | 0.1325 | 3 | 0 | esc | 0 | 0 | 0 | 0 | 0.15274 | 0.10981 | 0.15274 | 0.10981
[149 empty] | All EPR in 2020WLDFRFinancial | WLDFR | HFTD - Distribution - Tier 3 - 4QU CoRE ¦ 1QU LoRE | Non-Red Flag Warning - Large Fires | 2024 | Financial | 3.0715 | 655.3922 | 2024 | Control | 0.053 | 3 | 0 | esc | 0 | 0 | 0 | 0 | 0.055966 | 0.1719 | 0.055966 | 0.1719
[149 empty] | All EPR in 2020WLDFRSafety | WLDFR | HFTD - Distribution - Tier 3 - 4QU CoRE ¦ 1QU LoRE | Non-Red Flag Warning - Large Fires | 2024 | Safety | 1.6846 | 655.3922 | 2024 | Control | 0.053 | 3 | 0 | esc | 0 | 0 | 0 | 0 | 0.055966 | 0.094279 | 0.055966 | 0.094279
[149 empty] | All EPR in 2020WLDFRElectric Reliability | WLDFR | HFTD - Distribution - Tier 3 - 4QU CoRE ¦ 1QU LoRE | Non-Red Flag Warning - Large Fires | 2025 | Electric Reliability | 0.71896 | 655.3922 | 2025 | Control | 0.1325 | 3 | 0 | esc | 0 | 0 | 0 | 0 | 0 | 0 | 0.15274 | 0.10981
[149 empty] | All EPR in 2020WLDFRFinancial | WLDFR | HFTD - Distribution - Tier 3 - 4QU CoRE ¦ 1QU LoRE | Non-Red Flag Warning - Large Fires | 2025 | Financial | 3.0715 | 655.3922 | 2025 | Control | 0.053 | 3 | 0 | esc | 0 | 0 | 0 | 0 | 0 | 0 | 0.055966 | 0.1719
[149 empty] | All EPR in 2020WLDFRSafety | WLDFR | HFTD - Distribution - Tier 3 - 4QU CoRE ¦ 1QU LoRE | Non-Red Flag Warning - Large Fires | 2025 | Safety | 1.6846 | 655.3922 | 2025 | Control | 0.053 | 3 | 0 | esc | 0 | 0 | 0 | 0 | 0 | 0 | 0.055966 | 0.094279
[149 empty] | All EPR in 2020WLDFRElectric Reliability | WLDFR | HFTD - Distribution - Tier 3 - 4QU CoRE ¦ 1QU LoRE | Non-Red Flag Warning - Small Fires | 2021 | Electric Reliability | 0.036425 | 655.3922 | 2021 | Control | 0.1325 | 3 | 0 | esc | 0.15274 | 0.0055635 | 0.15274 | 0.0055635 | 0 | 0 | 0 | 0
[149 empty] | All EPR in 2020WLDFRFinancial | WLDFR | HFTD - Distribution - Tier 3 - 4QU CoRE ¦ 1QU LoRE | Non-Red Flag Warning - Small Fires | 2021 | Financial | 0.0015809 | 655.3922 | 2021 | Control | 0.053 | 3 | 0 | esc | 0.055966 | 8.8475e-05 | 0.055966 | 8.8475e-05 | 0 | 0 | 0 | 0
[149 empty] | All EPR in 2020WLDFRSafety | WLDFR | HFTD - Distribution - Tier 3 - 4QU CoRE ¦ 1QU LoRE | Non-Red Flag Warning - Small Fires | 2021 | Safety | 0.039895 | 655.3922 | 2021 | Control | 0.053 | 3 | 0 | esc | 0.055966 | 0.0022328 | 0.055966 | 0.0022328 | 0 | 0 | 0 | 0
[149 empty] | All EPR in 2020WLDFRElectric Reliability | WLDFR | HFTD - Distribution - Tier 3 - 4QU CoRE ¦ 1QU LoRE | Non-Red Flag Warning - Small Fires | 2022 | Electric Reliability | 0.036425 | 655.3922 | 2022 | Control | 0.1325 | 3 | 0 | esc | 0.15274 | 0.0055635 | 0.15274 | 0.0055635 | 0.15274 | 0.0055635 | 0 | 0
[149 empty] | All EPR in 2020WLDFRFinancial | WLDFR | HFTD - Distribution - Tier 3 - 4QU CoRE ¦ 1QU LoRE | Non-Red Flag Warning - Small Fires | 2022 | Financial | 0.0015809 | 655.3922 | 2022 | Control | 0.053 | 3 | 0 | esc | 0.055966 | 8.8475e-05 | 0.055966 | 8.8475e-05 | 0.055966 | 8.8475e-05 | 0 | 0
[149 empty] | All EPR in 2020WLDFRSafety | WLDFR | HFTD - Distribution - Tier 3 - 4QU CoRE ¦ 1QU LoRE | Non-Red Flag Warning - Small Fires | 2022 | Safety | 0.039895 | 655.3922 | 2022 | Control | 0.053 | 3 | 0 | esc | 0.055966 | 0.0022328 | 0.055966 | 0.0022328 | 0.055966 | 0.0022328 | 0 | 0
[149 empty] | All EPR in 2020WLDFRElectric Reliability | WLDFR | HFTD - Distribution - Tier 3 - 4QU CoRE ¦ 1QU LoRE | Non-Red Flag Warning - Small Fires | 2023 | Electric Reliability | 0.03759 | 655.3922 | 2023 | Control | 0.1325 | 3 | 0 | esc | 0 | 0 | 0.15274 | 0.0057414 | 0.15274 | 0.0057414 | 0.15274 | 0.0057414
[149 empty] | All EPR in 2020WLDFRFinancial | WLDFR | HFTD - Distribution - Tier 3 - 4QU CoRE ¦ 1QU LoRE | Non-Red Flag Warning - Small Fires | 2023 | Financial | 0.0016314 | 655.3922 | 2023 | Control | 0.053 | 3 | 0 | esc | 0 | 0 | 0.055966 | 9.1305e-05 | 0.055966 | 9.1305e-05 | 0.055966 | 9.1305e-05
[149 empty] | All EPR in 2020WLDFRSafety | WLDFR | HFTD - Distribution - Tier 3 - 4QU CoRE ¦ 1QU LoRE | Non-Red Flag Warning - Small Fires | 2023 | Safety | 0.041187 | 655.3922 | 2023 | Control | 0.053 | 3 | 0 | esc | 0 | 0 | 0.055966 | 0.0023051 | 0.055966 | 0.0023051 | 0.055966 | 0.0023051
[149 empty] | All EPR in 2020WLDFRElectric Reliability | WLDFR | HFTD - Distribution - Tier 3 - 4QU CoRE ¦ 1QU LoRE | Non-Red Flag Warning - Small Fires | 2024 | Electric Reliability | 0.03759 | 655.3922 | 2024 | Control | 0.1325 | 3 | 0 | esc | 0 | 0 | 0 | 0 | 0.15274 | 0.0057414 | 0.15274 | 0.0057414
[149 empty] | All EPR in 2020WLDFRFinancial | WLDFR | HFTD - Distribution - Tier 3 - 4QU CoRE ¦ 1QU LoRE | Non-Red Flag Warning - Small Fires | 2024 | Financial | 0.0016314 | 655.3922 | 2024 | Control | 0.053 | 3 | 0 | esc | 0 | 0 | 0 | 0 | 0.055966 | 9.1305e-05 | 0.055966 | 9.1305e-05
[149 empty] | All EPR in 2020WLDFRSafety | WLDFR | HFTD - Distribution - Tier 3 - 4QU CoRE ¦ 1QU LoRE | Non-Red Flag Warning - Small Fires | 2024 | Safety | 0.041187 | 655.3922 | 2024 | Control | 0.053 | 3 | 0 | esc | 0 | 0 | 0 | 0 | 0.055966 | 0.0023051 | 0.055966 | 0.0023051
[149 empty] | All EPR in 2020WLDFRElectric Reliability | WLDFR | HFTD - Distribution - Tier 3 - 4QU CoRE ¦ 1QU LoRE | Non-Red Flag Warning - Small Fires | 2025 | Electric Reliability | 0.03759 | 655.3922 | 2025 | Control | 0.1325 | 3 | 0 | esc | 0 | 0 | 0 | 0 | 0 | 0 | 0.15274 | 0.0057414
[149 empty] | All EPR in 2020WLDFRFinancial | WLDFR | HFTD - Distribution - Tier 3 - 4QU CoRE ¦ 1QU LoRE | Non-Red Flag Warning - Small Fires | 2025 | Financial | 0.0016314 | 655.3922 | 2025 | Control | 0.053 | 3 | 0 | esc | 0 | 0 | 0 | 0 | 0 | 0 | 0.055966 | 9.1305e-05
[149 empty] | All EPR in 2020WLDFRSafety | WLDFR | HFTD - Distribution - Tier 3 - 4QU CoRE ¦ 1QU LoRE | Non-Red Flag Warning - Small Fires | 2025 | Safety | 0.041187 | 655.3922 | 2025 | Control | 0.053 | 3 | 0 | esc | 0 | 0 | 0 | 0 | 0 | 0 | 0.055966 | 0.0023051
[149 empty] | All EPR in 2020WLDFRElectric Reliability | WLDFR | HFTD - Distribution - Tier 3 - 4QU CoRE ¦ 1QU LoRE | Red Flag Warning - Catastrophic Fires | 2021 | Electric Reliability | 222.2294 | 655.3922 | 2021 | Control | 0.1325 | 3 | 0 | esc | 0.15274 | 33.9428 | 0.15274 | 33.9428 | 0 | 0 | 0 | 0
[149 empty] | All EPR in 2020WLDFRFinancial | WLDFR | HFTD - Distribution - Tier 3 - 4QU CoRE ¦ 1QU LoRE | Red Flag Warning - Catastrophic Fires | 2021 | Financial | 8585.7228 | 655.3922 | 2021 | Control | 0.053 | 3 | 0 | esc | 0.055966 | 480.5104 | 0.055966 | 480.5104 | 0 | 0 | 0 | 0
[149 empty] | All EPR in 2020WLDFRSafety | WLDFR | HFTD - Distribution - Tier 3 - 4QU CoRE ¦ 1QU LoRE | Red Flag Warning - Catastrophic Fires | 2021 | Safety | 5338.1784 | 655.3922 | 2021 | Control | 0.053 | 3 | 0 | esc | 0.055966 | 298.7576 | 0.055966 | 298.7576 | 0 | 0 | 0 | 0
[149 empty] | All EPR in 2020WLDFRElectric Reliability | WLDFR | HFTD - Distribution - Tier 3 - 4QU CoRE ¦ 1QU LoRE | Red Flag Warning - Catastrophic Fires | 2022 | Electric Reliability | 222.2294 | 655.3922 | 2022 | Control | 0.1325 | 3 | 0 | esc | 0.15274 | 33.9428 | 0.15274 | 33.9428 | 0.15274 | 33.9428 | 0 | 0
[149 empty] | All EPR in 2020WLDFRFinancial | WLDFR | HFTD - Distribution - Tier 3 - 4QU CoRE ¦ 1QU LoRE | Red Flag Warning - Catastrophic Fires | 2022 | Financial | 8585.7228 | 655.3922 | 2022 | Control | 0.053 | 3 | 0 | esc | 0.055966 | 480.5104 | 0.055966 | 480.5104 | 0.055966 | 480.5104 | 0 | 0
[149 empty] | All EPR in 2020WLDFRSafety | WLDFR | HFTD - Distribution - Tier 3 - 4QU CoRE ¦ 1QU LoRE | Red Flag Warning - Catastrophic Fires | 2022 | Safety | 5338.1784 | 655.3922 | 2022 | Control | 0.053 | 3 | 0 | esc | 0.055966 | 298.7576 | 0.055966 | 298.7576 | 0.055966 | 298.7576 | 0 | 0
[149 empty] | All EPR in 2020WLDFRElectric Reliability | WLDFR | HFTD - Distribution - Tier 3 - 4QU CoRE ¦ 1QU LoRE | Red Flag Warning - Catastrophic Fires | 2023 | Electric Reliability | 233.2301 | 655.3922 | 2023 | Control | 0.1325 | 3 | 0 | esc | 0 | 0 | 0.15274 | 35.623 | 0.15274 | 35.623 | 0.15274 | 35.623
[149 empty] | All EPR in 2020WLDFRFinancial | WLDFR | HFTD - Distribution - Tier 3 - 4QU CoRE ¦ 1QU LoRE | Red Flag Warning - Catastrophic Fires | 2023 | Financial | 8896.516 | 655.3922 | 2023 | Control | 0.053 | 3 | 0 | esc | 0 | 0 | 0.055966 | 497.9043 | 0.055966 | 497.9043 | 0.055966 | 497.9043
[149 empty] | All EPR in 2020WLDFRSafety | WLDFR | HFTD - Distribution - Tier 3 - 4QU CoRE ¦ 1QU LoRE | Red Flag Warning - Catastrophic Fires | 2023 | Safety | 5534.8915 | 655.3922 | 2023 | Control | 0.053 | 3 | 0 | esc | 0 | 0 | 0.055966 | 309.7669 | 0.055966 | 309.7669 | 0.055966 | 309.7669
[149 empty] | All EPR in 2020WLDFRElectric Reliability | WLDFR | HFTD - Distribution - Tier 3 - 4QU CoRE ¦ 1QU LoRE | Red Flag Warning - Catastrophic Fires | 2024 | Electric Reliability | 233.2301 | 655.3922 | 2024 | Control | 0.1325 | 3 | 0 | esc | 0 | 0 | 0 | 0 | 0.15274 | 35.623 | 0.15274 | 35.623
[149 empty] | All EPR in 2020WLDFRFinancial | WLDFR | HFTD - Distribution - Tier 3 - 4QU CoRE ¦ 1QU LoRE | Red Flag Warning - Catastrophic Fires | 2024 | Financial | 8896.516 | 655.3922 | 2024 | Control | 0.053 | 3 | 0 | esc | 0 | 0 | 0 | 0 | 0.055966 | 497.9043 | 0.055966 | 497.9043
[149 empty] | All EPR in 2020WLDFRSafety | WLDFR | HFTD - Distribution - Tier 3 - 4QU CoRE ¦ 1QU LoRE | Red Flag Warning - Catastrophic Fires | 2024 | Safety | 5534.8915 | 655.3922 | 2024 | Control | 0.053 | 3 | 0 | esc | 0 | 0 | 0 | 0 | 0.055966 | 309.7669 | 0.055966 | 309.7669
[149 empty] | All EPR in 2020WLDFRElectric Reliability | WLDFR | HFTD - Distribution - Tier 3 - 4QU CoRE ¦ 1QU LoRE | Red Flag Warning - Catastrophic Fires | 2025 | Electric Reliability | 233.2301 | 655.3922 | 2025 | Control | 0.1325 | 3 | 0 | esc | 0 | 0 | 0 | 0 | 0 | 0 | 0.15274 | 35.623
[149 empty] | All EPR in 2020WLDFRFinancial | WLDFR | HFTD - Distribution - Tier 3 - 4QU CoRE ¦ 1QU LoRE | Red Flag Warning - Catastrophic Fires | 2025 | Financial | 8896.516 | 655.3922 | 2025 | Control | 0.053 | 3 | 0 | esc | 0 | 0 | 0 | 0 | 0 | 0 | 0.055966 | 497.9043
[149 empty] | All EPR in 2020WLDFRSafety | WLDFR | HFTD - Distribution - Tier 3 - 4QU CoRE ¦ 1QU LoRE | Red Flag Warning - Catastrophic Fires | 2025 | Safety | 5534.8915 | 655.3922 | 2025 | Control | 0.053 | 3 | 0 | esc | 0 | 0 | 0 | 0 | 0 | 0 | 0.055966 | 309.7669
[149 empty] | All EPR in 2020WLDFRElectric Reliability | WLDFR | HFTD - Distribution - Tier 3 - 4QU CoRE ¦ 1QU LoRE | Red Flag Warning - Destructive Fires | 2021 | Electric Reliability | 222.2294 | 655.3922 | 2021 | Control | 0.1325 | 3 | 0 | esc | 0.15274 | 33.9428 | 0.15274 | 33.9428 | 0 | 0 | 0 | 0
[149 empty] | All EPR in 2020WLDFRFinancial | WLDFR | HFTD - Distribution - Tier 3 - 4QU CoRE ¦ 1QU LoRE | Red Flag Warning - Destructive Fires | 2021 | Financial | 8585.7228 | 655.3922 | 2021 | Control | 0.053 | 3 | 0 | esc | 0.055966 | 480.5104 | 0.055966 | 480.5104 | 0 | 0 | 0 | 0
[149 empty] | All EPR in 2020WLDFRElectric Reliability | WLDFR | HFTD - Distribution - Tier 3 - 4QU CoRE ¦ 1QU LoRE | Red Flag Warning - Destructive Fires | 2022 | Electric Reliability | 222.2294 | 655.3922 | 2022 | Control | 0.1325 | 3 | 0 | esc | 0.15274 | 33.9428 | 0.15274 | 33.9428 | 0.15274 | 33.9428 | 0 | 0
[149 empty] | All EPR in 2020WLDFRFinancial | WLDFR | HFTD - Distribution - Tier 3 - 4QU CoRE ¦ 1QU LoRE | Red Flag Warning - Destructive Fires | 2022 | Financial | 8585.7228 | 655.3922 | 2022 | Control | 0.053 | 3 | 0 | esc | 0.055966 | 480.5104 | 0.055966 | 480.5104 | 0.055966 | 480.5104 | 0 | 0
[149 empty] | All EPR in 2020WLDFRElectric Reliability | WLDFR | HFTD - Distribution - Tier 3 - 4QU CoRE ¦ 1QU LoRE | Red Flag Warning - Destructive Fires | 2023 | Electric Reliability | 233.2301 | 655.3922 | 2023 | Control | 0.1325 | 3 | 0 | esc | 0 | 0 | 0.15274 | 35.623 | 0.15274 | 35.623 | 0.15274 | 35.623
[149 empty] | All EPR in 2020WLDFRFinancial | WLDFR | HFTD - Distribution - Tier 3 - 4QU CoRE ¦ 1QU LoRE | Red Flag Warning - Destructive Fires | 2023 | Financial | 8896.516 | 655.3922 | 2023 | Control | 0.053 | 3 | 0 | esc | 0 | 0 | 0.055966 | 497.9043 | 0.055966 | 497.9043 | 0.055966 | 497.9043
[149 empty] | All EPR in 2020WLDFRElectric Reliability | WLDFR | HFTD - Distribution - Tier 3 - 4QU CoRE ¦ 1QU LoRE | Red Flag Warning - Destructive Fires | 2024 | Electric Reliability | 233.2301 | 655.3922 | 2024 | Control | 0.1325 | 3 | 0 | esc | 0 | 0 | 0 | 0 | 0.15274 | 35.623 | 0.15274 | 35.623
[149 empty] | All EPR in 2020WLDFRFinancial | WLDFR | HFTD - Distribution - Tier 3 - 4QU CoRE ¦ 1QU LoRE | Red Flag Warning - Destructive Fires | 2024 | Financial | 8896.516 | 655.3922 | 2024 | Control | 0.053 | 3 | 0 | esc | 0 | 0 | 0 | 0 | 0.055966 | 497.9043 | 0.055966 | 497.9043
[149 empty] | All EPR in 2020WLDFRElectric Reliability | WLDFR | HFTD - Distribution - Tier 3 - 4QU CoRE ¦ 1QU LoRE | Red Flag Warning - Destructive Fires | 2025 | Electric Reliability | 233.2301 | 655.3922 | 2025 | Control | 0.1325 | 3 | 0 | esc | 0 | 0 | 0 | 0 | 0 | 0 | 0.15274 | 35.623
[149 empty] | All EPR in 2020WLDFRFinancial | WLDFR | HFTD - Distribution - Tier 3 - 4QU CoRE ¦ 1QU LoRE | Red Flag Warning - Destructive Fires | 2025 | Financial | 8896.516 | 655.3922 | 2025 | Control | 0.053 | 3 | 0 | esc | 0 | 0 | 0 | 0 | 0 | 0 | 0.055966 | 497.9043
[149 empty] | All EPR in 2020WLDFRElectric Reliability | WLDFR | HFTD - Distribution - Tier 3 - 4QU CoRE ¦ 1QU LoRE | Red Flag Warning - Large Fires | 2021 | Electric Reliability | 0.69642 | 655.3922 | 2021 | Control | 0.1325 | 3 | 0 | esc | 0.15274 | 0.10637 | 0.15274 | 0.10637 | 0 | 0 | 0 | 0
[149 empty] | All EPR in 2020WLDFRFinancial | WLDFR | HFTD - Distribution - Tier 3 - 4QU CoRE ¦ 1QU LoRE | Red Flag Warning - Large Fires | 2021 | Financial | 2.942 | 655.3922 | 2021 | Control | 0.053 | 3 | 0 | esc | 0.055966 | 0.16465 | 0.055966 | 0.16465 | 0 | 0 | 0 | 0
[149 empty] | All EPR in 2020WLDFRSafety | WLDFR | HFTD - Distribution - Tier 3 - 4QU CoRE ¦ 1QU LoRE | Red Flag Warning - Large Fires | 2021 | Safety | 1.6022 | 655.3922 | 2021 | Control | 0.053 | 3 | 0 | esc | 0.055966 | 0.089668 | 0.055966 | 0.089668 | 0 | 0 | 0 | 0
[149 empty] | All EPR in 2020WLDFRElectric Reliability | WLDFR | HFTD - Distribution - Tier 3 - 4QU CoRE ¦ 1QU LoRE | Red Flag Warning - Large Fires | 2022 | Electric Reliability | 0.69642 | 655.3922 | 2022 | Control | 0.1325 | 3 | 0 | esc | 0.15274 | 0.10637 | 0.15274 | 0.10637 | 0.15274 | 0.10637 | 0 | 0
[149 empty] | All EPR in 2020WLDFRFinancial | WLDFR | HFTD - Distribution - Tier 3 - 4QU CoRE ¦ 1QU LoRE | Red Flag Warning - Large Fires | 2022 | Financial | 2.942 | 655.3922 | 2022 | Control | 0.053 | 3 | 0 | esc | 0.055966 | 0.16465 | 0.055966 | 0.16465 | 0.055966 | 0.16465 | 0 | 0
[149 empty] | All EPR in 2020WLDFRSafety | WLDFR | HFTD - Distribution - Tier 3 - 4QU CoRE ¦ 1QU LoRE | Red Flag Warning - Large Fires | 2022 | Safety | 1.6022 | 655.3922 | 2022 | Control | 0.053 | 3 | 0 | esc | 0.055966 | 0.089668 | 0.055966 | 0.089668 | 0.055966 | 0.089668 | 0 | 0
[149 empty] | All EPR in 2020WLDFRElectric Reliability | WLDFR | HFTD - Distribution - Tier 3 - 4QU CoRE ¦ 1QU LoRE | Red Flag Warning - Large Fires | 2023 | Electric Reliability | 0.71896 | 655.3922 | 2023 | Control | 0.1325 | 3 | 0 | esc | 0 | 0 | 0.15274 | 0.10981 | 0.15274 | 0.10981 | 0.15274 | 0.10981
[149 empty] | All EPR in 2020WLDFRFinancial | WLDFR | HFTD - Distribution - Tier 3 - 4QU CoRE ¦ 1QU LoRE | Red Flag Warning - Large Fires | 2023 | Financial | 3.0715 | 655.3922 | 2023 | Control | 0.053 | 3 | 0 | esc | 0 | 0 | 0.055966 | 0.1719 | 0.055966 | 0.1719 | 0.055966 | 0.1719
[149 empty] | All EPR in 2020WLDFRSafety | WLDFR | HFTD - Distribution - Tier 3 - 4QU CoRE ¦ 1QU LoRE | Red Flag Warning - Large Fires | 2023 | Safety | 1.6846 | 655.3922 | 2023 | Control | 0.053 | 3 | 0 | esc | 0 | 0 | 0.055966 | 0.094279 | 0.055966 | 0.094279 | 0.055966 | 0.094279
[149 empty] | All EPR in 2020WLDFRElectric Reliability | WLDFR | HFTD - Distribution - Tier 3 - 4QU CoRE ¦ 1QU LoRE | Red Flag Warning - Large Fires | 2024 | Electric Reliability | 0.71896 | 655.3922 | 2024 | Control | 0.1325 | 3 | 0 | esc | 0 | 0 | 0 | 0 | 0.15274 | 0.10981 | 0.15274 | 0.10981
[149 empty] | All EPR in 2020WLDFRFinancial | WLDFR | HFTD - Distribution - Tier 3 - 4QU CoRE ¦ 1QU LoRE | Red Flag Warning - Large Fires | 2024 | Financial | 3.0715 | 655.3922 | 2024 | Control | 0.053 | 3 | 0 | esc | 0 | 0 | 0 | 0 | 0.055966 | 0.1719 | 0.055966 | 0.1719
[149 empty] | All EPR in 2020WLDFRSafety | WLDFR | HFTD - Distribution - Tier 3 - 4QU CoRE ¦ 1QU LoRE | Red Flag Warning - Large Fires | 2024 | Safety | 1.6846 | 655.3922 | 2024 | Control | 0.053 | 3 | 0 | esc | 0 | 0 | 0 | 0 | 0.055966 | 0.094279 | 0.055966 | 0.094279
[149 empty] | All EPR in 2020WLDFRElectric Reliability | WLDFR | HFTD - Distribution - Tier 3 - 4QU CoRE ¦ 1QU LoRE | Red Flag Warning - Large Fires | 2025 | Electric Reliability | 0.71896 | 655.3922 | 2025 | Control | 0.1325 | 3 | 0 | esc | 0 | 0 | 0 | 0 | 0 | 0 | 0.15274 | 0.10981
[149 empty] | All EPR in 2020WLDFRFinancial | WLDFR | HFTD - Distribution - Tier 3 - 4QU CoRE ¦ 1QU LoRE | Red Flag Warning - Large Fires | 2025 | Financial | 3.0715 | 655.3922 | 2025 | Control | 0.053 | 3 | 0 | esc | 0 | 0 | 0 | 0 | 0 | 0 | 0.055966 | 0.1719
[149 empty] | All EPR in 2020WLDFRSafety | WLDFR | HFTD - Distribution - Tier 3 - 4QU CoRE ¦ 1QU LoRE | Red Flag Warning - Large Fires | 2025 | Safety | 1.6846 | 655.3922 | 2025 | Control | 0.053 | 3 | 0 | esc | 0 | 0 | 0 | 0 | 0 | 0 | 0.055966 | 0.094279
[149 empty] | All EPR in 2020WLDFRElectric Reliability | WLDFR | HFTD - Distribution - Tier 3 - 4QU CoRE ¦ 1QU LoRE | Red Flag Warning - Small Fires | 2021 | Electric Reliability | 0.036425 | 655.3922 | 2021 | Control | 0.1325 | 3 | 0 | esc | 0.15274 | 0.0055635 | 0.15274 | 0.0055635 | 0 | 0 | 0 | 0
[149 empty] | All EPR in 2020WLDFRFinancial | WLDFR | HFTD - Distribution - Tier 3 - 4QU CoRE ¦ 1QU LoRE | Red Flag Warning - Small Fires | 2021 | Financial | 0.0015809 | 655.3922 | 2021 | Control | 0.053 | 3 | 0 | esc | 0.055966 | 8.8475e-05 | 0.055966 | 8.8475e-05 | 0 | 0 | 0 | 0
[149 empty] | All EPR in 2020WLDFRSafety | WLDFR | HFTD - Distribution - Tier 3 - 4QU CoRE ¦ 1QU LoRE | Red Flag Warning - Small Fires | 2021 | Safety | 0.039895 | 655.3922 | 2021 | Control | 0.053 | 3 | 0 | esc | 0.055966 | 0.0022328 | 0.055966 | 0.0022328 | 0 | 0 | 0 | 0
[149 empty] | All EPR in 2020WLDFRElectric Reliability | WLDFR | HFTD - Distribution - Tier 3 - 4QU CoRE ¦ 1QU LoRE | Red Flag Warning - Small Fires | 2022 | Electric Reliability | 0.036425 | 655.3922 | 2022 | Control | 0.1325 | 3 | 0 | esc | 0.15274 | 0.0055635 | 0.15274 | 0.0055635 | 0.15274 | 0.0055635 | 0 | 0
[149 empty] | All EPR in 2020WLDFRFinancial | WLDFR | HFTD - Distribution - Tier 3 - 4QU CoRE ¦ 1QU LoRE | Red Flag Warning - Small Fires | 2022 | Financial | 0.0015809 | 655.3922 | 2022 | Control | 0.053 | 3 | 0 | esc | 0.055966 | 8.8475e-05 | 0.055966 | 8.8475e-05 | 0.055966 | 8.8475e-05 | 0 | 0
[149 empty] | All EPR in 2020WLDFRSafety | WLDFR | HFTD - Distribution - Tier 3 - 4QU CoRE ¦ 1QU LoRE | Red Flag Warning - Small Fires | 2022 | Safety | 0.039895 | 655.3922 | 2022 | Control | 0.053 | 3 | 0 | esc | 0.055966 | 0.0022328 | 0.055966 | 0.0022328 | 0.055966 | 0.0022328 | 0 | 0
[149 empty] | All EPR in 2020WLDFRElectric Reliability | WLDFR | HFTD - Distribution - Tier 3 - 4QU CoRE ¦ 1QU LoRE | Red Flag Warning - Small Fires | 2023 | Electric Reliability | 0.03759 | 655.3922 | 2023 | Control | 0.1325 | 3 | 0 | esc | 0 | 0 | 0.15274 | 0.0057414 | 0.15274 | 0.0057414 | 0.15274 | 0.0057414
[149 empty] | All EPR in 2020WLDFRFinancial | WLDFR | HFTD - Distribution - Tier 3 - 4QU CoRE ¦ 1QU LoRE | Red Flag Warning - Small Fires | 2023 | Financial | 0.0016314 | 655.3922 | 2023 | Control | 0.053 | 3 | 0 | esc | 0 | 0 | 0.055966 | 9.1305e-05 | 0.055966 | 9.1305e-05 | 0.055966 | 9.1305e-05
[149 empty] | All EPR in 2020WLDFRSafety | WLDFR | HFTD - Distribution - Tier 3 - 4QU CoRE ¦ 1QU LoRE | Red Flag Warning - Small Fires | 2023 | Safety | 0.041187 | 655.3922 | 2023 | Control | 0.053 | 3 | 0 | esc | 0 | 0 | 0.055966 | 0.0023051 | 0.055966 | 0.0023051 | 0.055966 | 0.0023051
[149 empty] | All EPR in 2020WLDFRElectric Reliability | WLDFR | HFTD - Distribution - Tier 3 - 4QU CoRE ¦ 1QU LoRE | Red Flag Warning - Small Fires | 2024 | Electric Reliability | 0.03759 | 655.3922 | 2024 | Control | 0.1325 | 3 | 0 | esc | 0 | 0 | 0 | 0 | 0.15274 | 0.0057414 | 0.15274 | 0.0057414
[149 empty] | All EPR in 2020WLDFRFinancial | WLDFR | HFTD - Distribution - Tier 3 - 4QU CoRE ¦ 1QU LoRE | Red Flag Warning - Small Fires | 2024 | Financial | 0.0016314 | 655.3922 | 2024 | Control | 0.053 | 3 | 0 | esc | 0 | 0 | 0 | 0 | 0.055966 | 9.1305e-05 | 0.055966 | 9.1305e-05
[149 empty] | All EPR in 2020WLDFRSafety | WLDFR | HFTD - Distribution - Tier 3 - 4QU CoRE ¦ 1QU LoRE | Red Flag Warning - Small Fires | 2024 | Safety | 0.041187 | 655.3922 | 2024 | Control | 0.053 | 3 | 0 | esc | 0 | 0 | 0 | 0 | 0.055966 | 0.0023051 | 0.055966 | 0.0023051
[149 empty] | All EPR in 2020WLDFRElectric Reliability | WLDFR | HFTD - Distribution - Tier 3 - 4QU CoRE ¦ 1QU LoRE | Red Flag Warning - Small Fires | 2025 | Electric Reliability | 0.03759 | 655.3922 | 2025 | Control | 0.1325 | 3 | 0 | esc | 0 | 0 | 0 | 0 | 0 | 0 | 0.15274 | 0.0057414
[149 empty] | All EPR in 2020WLDFRFinancial | WLDFR | HFTD - Distribution - Tier 3 - 4QU CoRE ¦ 1QU LoRE | Red Flag Warning - Small Fires | 2025 | Financial | 0.0016314 | 655.3922 | 2025 | Control | 0.053 | 3 | 0 | esc | 0 | 0 | 0 | 0 | 0 | 0 | 0.055966 | 9.1305e-05
[149 empty] | All EPR in 2020WLDFRSafety | WLDFR | HFTD - Distribution - Tier 3 - 4QU CoRE ¦ 1QU LoRE | Red Flag Warning - Small Fires | 2025 | Safety | 0.041187 | 655.3922 | 2025 | Control | 0.053 | 3 | 0 | esc | 0 | 0 | 0 | 0 | 0 | 0 | 0.055966 | 0.0023051
[149 empty] | All EPR in 2020WLDFRElectric Reliability | WLDFR | HFTD - Distribution - Tier 3 - 4QU CoRE ¦ 1QU LoRE | Seismic - Non-Red Flag Warning - Catastrophic Fires | 2021 | Electric Reliability | 409.2237 | 655.3922 | 2021 | Control | 0.1325 | 3 | 0 | esc | 0.15274 | 62.5039 | 0.15274 | 62.5039 | 0 | 0 | 0 | 0
[149 empty] | All EPR in 2020WLDFRFinancial | WLDFR | HFTD - Distribution - Tier 3 - 4QU CoRE ¦ 1QU LoRE | Seismic - Non-Red Flag Warning - Catastrophic Fires | 2021 | Financial | 13469.0878 | 655.3922 | 2021 | Control | 0.053 | 3 | 0 | esc | 0.055966 | 753.8138 | 0.055966 | 753.8138 | 0 | 0 | 0 | 0
[149 empty] | All EPR in 2020WLDFRSafety | WLDFR | HFTD - Distribution - Tier 3 - 4QU CoRE ¦ 1QU LoRE | Seismic - Non-Red Flag Warning - Catastrophic Fires | 2021 | Safety | 7205.5313 | 655.3922 | 2021 | Control | 0.053 | 3 | 0 | esc | 0.055966 | 403.2663 | 0.055966 | 403.2663 | 0 | 0 | 0 | 0
[149 empty] | All EPR in 2020WLDFRElectric Reliability | WLDFR | HFTD - Distribution - Tier 3 - 4QU CoRE ¦ 1QU LoRE | Seismic - Non-Red Flag Warning - Catastrophic Fires | 2022 | Electric Reliability | 409.2237 | 655.3922 | 2022 | Control | 0.1325 | 3 | 0 | esc | 0.15274 | 62.5039 | 0.15274 | 62.5039 | 0.15274 | 62.5039 | 0 | 0
[149 empty] | All EPR in 2020WLDFRFinancial | WLDFR | HFTD - Distribution - Tier 3 - 4QU CoRE ¦ 1QU LoRE | Seismic - Non-Red Flag Warning - Catastrophic Fires | 2022 | Financial | 13469.0878 | 655.3922 | 2022 | Control | 0.053 | 3 | 0 | esc | 0.055966 | 753.8138 | 0.055966 | 753.8138 | 0.055966 | 753.8138 | 0 | 0
[149 empty] | All EPR in 2020WLDFRSafety | WLDFR | HFTD - Distribution - Tier 3 - 4QU CoRE ¦ 1QU LoRE | Seismic - Non-Red Flag Warning - Catastrophic Fires | 2022 | Safety | 7205.5313 | 655.3922 | 2022 | Control | 0.053 | 3 | 0 | esc | 0.055966 | 403.2663 | 0.055966 | 403.2663 | 0.055966 | 403.2663 | 0 | 0
[149 empty] | All EPR in 2020WLDFRElectric Reliability | WLDFR | HFTD - Distribution - Tier 3 - 4QU CoRE ¦ 1QU LoRE | Seismic - Non-Red Flag Warning - Catastrophic Fires | 2023 | Electric Reliability | 428.6023 | 655.3922 | 2023 | Control | 0.1325 | 3 | 0 | esc | 0 | 0 | 0.15274 | 65.4638 | 0.15274 | 65.4638 | 0.15274 | 65.4638
[149 empty] | All EPR in 2020WLDFRFinancial | WLDFR | HFTD - Distribution - Tier 3 - 4QU CoRE ¦ 1QU LoRE | Seismic - Non-Red Flag Warning - Catastrophic Fires | 2023 | Financial | 13939.561 | 655.3922 | 2023 | Control | 0.053 | 3 | 0 | esc | 0 | 0 | 0.055966 | 780.1444 | 0.055966 | 780.1444 | 0.055966 | 780.1444
[149 empty] | All EPR in 2020WLDFRSafety | WLDFR | HFTD - Distribution - Tier 3 - 4QU CoRE ¦ 1QU LoRE | Seismic - Non-Red Flag Warning - Catastrophic Fires | 2023 | Safety | 7467.8148 | 655.3922 | 2023 | Control | 0.053 | 3 | 0 | esc | 0 | 0 | 0.055966 | 417.9453 | 0.055966 | 417.9453 | 0.055966 | 417.9453
[149 empty] | All EPR in 2020WLDFRElectric Reliability | WLDFR | HFTD - Distribution - Tier 3 - 4QU CoRE ¦ 1QU LoRE | Seismic - Non-Red Flag Warning - Catastrophic Fires | 2024 | Electric Reliability | 428.6023 | 655.3922 | 2024 | Control | 0.1325 | 3 | 0 | esc | 0 | 0 | 0 | 0 | 0.15274 | 65.4638 | 0.15274 | 65.4638
[149 empty] | All EPR in 2020WLDFRFinancial | WLDFR | HFTD - Distribution - Tier 3 - 4QU CoRE ¦ 1QU LoRE | Seismic - Non-Red Flag Warning - Catastrophic Fires | 2024 | Financial | 13939.561 | 655.3922 | 2024 | Control | 0.053 | 3 | 0 | esc | 0 | 0 | 0 | 0 | 0.055966 | 780.1444 | 0.055966 | 780.1444
[149 empty] | All EPR in 2020WLDFRSafety | WLDFR | HFTD - Distribution - Tier 3 - 4QU CoRE ¦ 1QU LoRE | Seismic - Non-Red Flag Warning - Catastrophic Fires | 2024 | Safety | 7467.8148 | 655.3922 | 2024 | Control | 0.053 | 3 | 0 | esc | 0 | 0 | 0 | 0 | 0.055966 | 417.9453 | 0.055966 | 417.9453
[149 empty] | All EPR in 2020WLDFRElectric Reliability | WLDFR | HFTD - Distribution - Tier 3 - 4QU CoRE ¦ 1QU LoRE | Seismic - Non-Red Flag Warning - Catastrophic Fires | 2025 | Electric Reliability | 428.6023 | 655.3922 | 2025 | Control | 0.1325 | 3 | 0 | esc | 0 | 0 | 0 | 0 | 0 | 0 | 0.15274 | 65.4638
[149 empty] | All EPR in 2020WLDFRFinancial | WLDFR | HFTD - Distribution - Tier 3 - 4QU CoRE ¦ 1QU LoRE | Seismic - Non-Red Flag Warning - Catastrophic Fires | 2025 | Financial | 13939.561 | 655.3922 | 2025 | Control | 0.053 | 3 | 0 | esc | 0 | 0 | 0 | 0 | 0 | 0 | 0.055966 | 780.1444
[149 empty] | All EPR in 2020WLDFRSafety | WLDFR | HFTD - Distribution - Tier 3 - 4QU CoRE ¦ 1QU LoRE | Seismic - Non-Red Flag Warning - Catastrophic Fires | 2025 | Safety | 7467.8148 | 655.3922 | 2025 | Control | 0.053 | 3 | 0 | esc | 0 | 0 | 0 | 0 | 0 | 0 | 0.055966 | 417.9453
[149 empty] | All EPR in 2020WLDFRElectric Reliability | WLDFR | HFTD - Distribution - Tier 3 - 4QU CoRE ¦ 1QU LoRE | Seismic - Red Flag Warning - Catastrophic Fires | 2021 | Electric Reliability | 409.2237 | 655.3922 | 2021 | Control | 0.1325 | 3 | 0 | esc | 0.15274 | 62.5039 | 0.15274 | 62.5039 | 0 | 0 | 0 | 0
[149 empty] | All EPR in 2020WLDFRFinancial | WLDFR | HFTD - Distribution - Tier 3 - 4QU CoRE ¦ 1QU LoRE | Seismic - Red Flag Warning - Catastrophic Fires | 2021 | Financial | 13469.0878 | 655.3922 | 2021 | Control | 0.053 | 3 | 0 | esc | 0.055966 | 753.8138 | 0.055966 | 753.8138 | 0 | 0 | 0 | 0
[149 empty] | All EPR in 2020WLDFRSafety | WLDFR | HFTD - Distribution - Tier 3 - 4QU CoRE ¦ 1QU LoRE | Seismic - Red Flag Warning - Catastrophic Fires | 2021 | Safety | 7205.5313 | 655.3922 | 2021 | Control | 0.053 | 3 | 0 | esc | 0.055966 | 403.2663 | 0.055966 | 403.2663 | 0 | 0 | 0 | 0
[149 empty] | All EPR in 2020WLDFRElectric Reliability | WLDFR | HFTD - Distribution - Tier 3 - 4QU CoRE ¦ 1QU LoRE | Seismic - Red Flag Warning - Catastrophic Fires | 2022 | Electric Reliability | 409.2237 | 655.3922 | 2022 | Control | 0.1325 | 3 | 0 | esc | 0.15274 | 62.5039 | 0.15274 | 62.5039 | 0.15274 | 62.5039 | 0 | 0
[149 empty] | All EPR in 2020WLDFRFinancial | WLDFR | HFTD - Distribution - Tier 3 - 4QU CoRE ¦ 1QU LoRE | Seismic - Red Flag Warning - Catastrophic Fires | 2022 | Financial | 13469.0878 | 655.3922 | 2022 | Control | 0.053 | 3 | 0 | esc | 0.055966 | 753.8138 | 0.055966 | 753.8138 | 0.055966 | 753.8138 | 0 | 0
[149 empty] | All EPR in 2020WLDFRSafety | WLDFR | HFTD - Distribution - Tier 3 - 4QU CoRE ¦ 1QU LoRE | Seismic - Red Flag Warning - Catastrophic Fires | 2022 | Safety | 7205.5313 | 655.3922 | 2022 | Control | 0.053 | 3 | 0 | esc | 0.055966 | 403.2663 | 0.055966 | 403.2663 | 0.055966 | 403.2663 | 0 | 0
[149 empty] | All EPR in 2020WLDFRElectric Reliability | WLDFR | HFTD - Distribution - Tier 3 - 4QU CoRE ¦ 1QU LoRE | Seismic - Red Flag Warning - Catastrophic Fires | 2023 | Electric Reliability | 428.6023 | 655.3922 | 2023 | Control | 0.1325 | 3 | 0 | esc | 0 | 0 | 0.15274 | 65.4638 | 0.15274 | 65.4638 | 0.15274 | 65.4638
[149 empty] | All EPR in 2020WLDFRFinancial | WLDFR | HFTD - Distribution - Tier 3 - 4QU CoRE ¦ 1QU LoRE | Seismic - Red Flag Warning - Catastrophic Fires | 2023 | Financial | 13939.561 | 655.3922 | 2023 | Control | 0.053 | 3 | 0 | esc | 0 | 0 | 0.055966 | 780.1444 | 0.055966 | 780.1444 | 0.055966 | 780.1444
[149 empty] | All EPR in 2020WLDFRSafety | WLDFR | HFTD - Distribution - Tier 3 - 4QU CoRE ¦ 1QU LoRE | Seismic - Red Flag Warning - Catastrophic Fires | 2023 | Safety | 7467.8148 | 655.3922 | 2023 | Control | 0.053 | 3 | 0 | esc | 0 | 0 | 0.055966 | 417.9453 | 0.055966 | 417.9453 | 0.055966 | 417.9453
[149 empty] | All EPR in 2020WLDFRElectric Reliability | WLDFR | HFTD - Distribution - Tier 3 - 4QU CoRE ¦ 1QU LoRE | Seismic - Red Flag Warning - Catastrophic Fires | 2024 | Electric Reliability | 428.6023 | 655.3922 | 2024 | Control | 0.1325 | 3 | 0 | esc | 0 | 0 | 0 | 0 | 0.15274 | 65.4638 | 0.15274 | 65.4638
[149 empty] | All EPR in 2020WLDFRFinancial | WLDFR | HFTD - Distribution - Tier 3 - 4QU CoRE ¦ 1QU LoRE | Seismic - Red Flag Warning - Catastrophic Fires | 2024 | Financial | 13939.561 | 655.3922 | 2024 | Control | 0.053 | 3 | 0 | esc | 0 | 0 | 0 | 0 | 0.055966 | 780.1444 | 0.055966 | 780.1444
[149 empty] | All EPR in 2020WLDFRSafety | WLDFR | HFTD - Distribution - Tier 3 - 4QU CoRE ¦ 1QU LoRE | Seismic - Red Flag Warning - Catastrophic Fires | 2024 | Safety | 7467.8148 | 655.3922 | 2024 | Control | 0.053 | 3 | 0 | esc | 0 | 0 | 0 | 0 | 0.055966 | 417.9453 | 0.055966 | 417.9453
[149 empty] | All EPR in 2020WLDFRElectric Reliability | WLDFR | HFTD - Distribution - Tier 3 - 4QU CoRE ¦ 1QU LoRE | Seismic - Red Flag Warning - Catastrophic Fires | 2025 | Electric Reliability | 428.6023 | 655.3922 | 2025 | Control | 0.1325 | 3 | 0 | esc | 0 | 0 | 0 | 0 | 0 | 0 | 0.15274 | 65.4638
[149 empty] | All EPR in 2020WLDFRFinancial | WLDFR | HFTD - Distribution - Tier 3 - 4QU CoRE ¦ 1QU LoRE | Seismic - Red Flag Warning - Catastrophic Fires | 2025 | Financial | 13939.561 | 655.3922 | 2025 | Control | 0.053 | 3 | 0 | esc | 0 | 0 | 0 | 0 | 0 | 0 | 0.055966 | 780.1444
[149 empty] | All EPR in 2020WLDFRSafety | WLDFR | HFTD - Distribution - Tier 3 - 4QU CoRE ¦ 1QU LoRE | Seismic - Red Flag Warning - Catastrophic Fires | 2025 | Safety | 7467.8148 | 655.3922 | 2025 | Control | 0.053 | 3 | 0 | esc | 0 | 0 | 0 | 0 | 0 | 0 | 0.055966 | 417.9453
[149 empty] | All EPR in 2020WLDFRElectric Reliability | WLDFR | HFTD - Distribution - Tier 3 - 4QU CoRE ¦ 2QU LoRE | Non-Red Flag Warning - Catastrophic Fires | 2021 | Electric Reliability | 222.2294 | 572.4174 | 2021 | Control | 0.1325 | 3 | 0 | esc | 0.15274 | 33.9428 | 0.15274 | 33.9428 | 0 | 0 | 0 | 0
[149 empty] | All EPR in 2020WLDFRFinancial | WLDFR | HFTD - Distribution - Tier 3 - 4QU CoRE ¦ 2QU LoRE | Non-Red Flag Warning - Catastrophic Fires | 2021 | Financial | 8585.7228 | 572.4174 | 2021 | Control | 0.053 | 3 | 0 | esc | 0.055966 | 480.5104 | 0.055966 | 480.5104 | 0 | 0 | 0 | 0
[149 empty] | All EPR in 2020WLDFRSafety | WLDFR | HFTD - Distribution - Tier 3 - 4QU CoRE ¦ 2QU LoRE | Non-Red Flag Warning - Catastrophic Fires | 2021 | Safety | 5338.1784 | 572.4174 | 2021 | Control | 0.053 | 3 | 0 | esc | 0.055966 | 298.7576 | 0.055966 | 298.7576 | 0 | 0 | 0 | 0
[149 empty] | All EPR in 2020WLDFRElectric Reliability | WLDFR | HFTD - Distribution - Tier 3 - 4QU CoRE ¦ 2QU LoRE | Non-Red Flag Warning - Catastrophic Fires | 2022 | Electric Reliability | 222.2294 | 572.4174 | 2022 | Control | 0.1325 | 3 | 0 | esc | 0.15274 | 33.9428 | 0.15274 | 33.9428 | 0.15274 | 33.9428 | 0 | 0
[149 empty] | All EPR in 2020WLDFRFinancial | WLDFR | HFTD - Distribution - Tier 3 - 4QU CoRE ¦ 2QU LoRE | Non-Red Flag Warning - Catastrophic Fires | 2022 | Financial | 8585.7228 | 572.4174 | 2022 | Control | 0.053 | 3 | 0 | esc | 0.055966 | 480.5104 | 0.055966 | 480.5104 | 0.055966 | 480.5104 | 0 | 0
[149 empty] | All EPR in 2020WLDFRSafety | WLDFR | HFTD - Distribution - Tier 3 - 4QU CoRE ¦ 2QU LoRE | Non-Red Flag Warning - Catastrophic Fires | 2022 | Safety | 5338.1784 | 572.4174 | 2022 | Control | 0.053 | 3 | 0 | esc | 0.055966 | 298.7576 | 0.055966 | 298.7576 | 0.055966 | 298.7576 | 0 | 0
[149 empty] | All EPR in 2020WLDFRElectric Reliability | WLDFR | HFTD - Distribution - Tier 3 - 4QU CoRE ¦ 2QU LoRE | Non-Red Flag Warning - Catastrophic Fires | 2023 | Electric Reliability | 233.2301 | 572.4174 | 2023 | Control | 0.1325 | 3 | 0 | esc | 0 | 0 | 0.15274 | 35.623 | 0.15274 | 35.623 | 0.15274 | 35.623
[149 empty] | All EPR in 2020WLDFRFinancial | WLDFR | HFTD - Distribution - Tier 3 - 4QU CoRE ¦ 2QU LoRE | Non-Red Flag Warning - Catastrophic Fires | 2023 | Financial | 8896.516 | 572.4174 | 2023 | Control | 0.053 | 3 | 0 | esc | 0 | 0 | 0.055966 | 497.9043 | 0.055966 | 497.9043 | 0.055966 | 497.9043
[149 empty] | All EPR in 2020WLDFRSafety | WLDFR | HFTD - Distribution - Tier 3 - 4QU CoRE ¦ 2QU LoRE | Non-Red Flag Warning - Catastrophic Fires | 2023 | Safety | 5534.8915 | 572.4174 | 2023 | Control | 0.053 | 3 | 0 | esc | 0 | 0 | 0.055966 | 309.7669 | 0.055966 | 309.7669 | 0.055966 | 309.7669
[149 empty] | All EPR in 2020WLDFRElectric Reliability | WLDFR | HFTD - Distribution - Tier 3 - 4QU CoRE ¦ 2QU LoRE | Non-Red Flag Warning - Catastrophic Fires | 2024 | Electric Reliability | 233.2301 | 572.4174 | 2024 | Control | 0.1325 | 3 | 0 | esc | 0 | 0 | 0 | 0 | 0.15274 | 35.623 | 0.15274 | 35.623
[149 empty] | All EPR in 2020WLDFRFinancial | WLDFR | HFTD - Distribution - Tier 3 - 4QU CoRE ¦ 2QU LoRE | Non-Red Flag Warning - Catastrophic Fires | 2024 | Financial | 8896.516 | 572.4174 | 2024 | Control | 0.053 | 3 | 0 | esc | 0 | 0 | 0 | 0 | 0.055966 | 497.9043 | 0.055966 | 497.9043
[149 empty] | All EPR in 2020WLDFRSafety | WLDFR | HFTD - Distribution - Tier 3 - 4QU CoRE ¦ 2QU LoRE | Non-Red Flag Warning - Catastrophic Fires | 2024 | Safety | 5534.8915 | 572.4174 | 2024 | Control | 0.053 | 3 | 0 | esc | 0 | 0 | 0 | 0 | 0.055966 | 309.7669 | 0.055966 | 309.7669
[149 empty] | All EPR in 2020WLDFRElectric Reliability | WLDFR | HFTD - Distribution - Tier 3 - 4QU CoRE ¦ 2QU LoRE | Non-Red Flag Warning - Catastrophic Fires | 2025 | Electric Reliability | 233.2301 | 572.4174 | 2025 | Control | 0.1325 | 3 | 0 | esc | 0 | 0 | 0 | 0 | 0 | 0 | 0.15274 | 35.623
[149 empty] | All EPR in 2020WLDFRFinancial | WLDFR | HFTD - Distribution - Tier 3 - 4QU CoRE ¦ 2QU LoRE | Non-Red Flag Warning - Catastrophic Fires | 2025 | Financial | 8896.516 | 572.4174 | 2025 | Control | 0.053 | 3 | 0 | esc | 0 | 0 | 0 | 0 | 0 | 0 | 0.055966 | 497.9043
[149 empty] | All EPR in 2020WLDFRSafety | WLDFR | HFTD - Distribution - Tier 3 - 4QU CoRE ¦ 2QU LoRE | Non-Red Flag Warning - Catastrophic Fires | 2025 | Safety | 5534.8915 | 572.4174 | 2025 | Control | 0.053 | 3 | 0 | esc | 0 | 0 | 0 | 0 | 0 | 0 | 0.055966 | 309.7669
[149 empty] | All EPR in 2020WLDFRElectric Reliability | WLDFR | HFTD - Distribution - Tier 3 - 4QU CoRE ¦ 2QU LoRE | Non-Red Flag Warning - Destructive Fires | 2021 | Electric Reliability | 222.2294 | 572.4174 | 2021 | Control | 0.1325 | 3 | 0 | esc | 0.15274 | 33.9428 | 0.15274 | 33.9428 | 0 | 0 | 0 | 0
[149 empty] | All EPR in 2020WLDFRFinancial | WLDFR | HFTD - Distribution - Tier 3 - 4QU CoRE ¦ 2QU LoRE | Non-Red Flag Warning - Destructive Fires | 2021 | Financial | 8585.7228 | 572.4174 | 2021 | Control | 0.053 | 3 | 0 | esc | 0.055966 | 480.5104 | 0.055966 | 480.5104 | 0 | 0 | 0 | 0
[149 empty] | All EPR in 2020WLDFRElectric Reliability | WLDFR | HFTD - Distribution - Tier 3 - 4QU CoRE ¦ 2QU LoRE | Non-Red Flag Warning - Destructive Fires | 2022 | Electric Reliability | 222.2294 | 572.4174 | 2022 | Control | 0.1325 | 3 | 0 | esc | 0.15274 | 33.9428 | 0.15274 | 33.9428 | 0.15274 | 33.9428 | 0 | 0
[149 empty] | All EPR in 2020WLDFRFinancial | WLDFR | HFTD - Distribution - Tier 3 - 4QU CoRE ¦ 2QU LoRE | Non-Red Flag Warning - Destructive Fires | 2022 | Financial | 8585.7228 | 572.4174 | 2022 | Control | 0.053 | 3 | 0 | esc | 0.055966 | 480.5104 | 0.055966 | 480.5104 | 0.055966 | 480.5104 | 0 | 0
[149 empty] | All EPR in 2020WLDFRElectric Reliability | WLDFR | HFTD - Distribution - Tier 3 - 4QU CoRE ¦ 2QU LoRE | Non-Red Flag Warning - Destructive Fires | 2023 | Electric Reliability | 233.2301 | 572.4174 | 2023 | Control | 0.1325 | 3 | 0 | esc | 0 | 0 | 0.15274 | 35.623 | 0.15274 | 35.623 | 0.15274 | 35.623
[149 empty] | All EPR in 2020WLDFRFinancial | WLDFR | HFTD - Distribution - Tier 3 - 4QU CoRE ¦ 2QU LoRE | Non-Red Flag Warning - Destructive Fires | 2023 | Financial | 8896.516 | 572.4174 | 2023 | Control | 0.053 | 3 | 0 | esc | 0 | 0 | 0.055966 | 497.9043 | 0.055966 | 497.9043 | 0.055966 | 497.9043
[149 empty] | All EPR in 2020WLDFRElectric Reliability | WLDFR | HFTD - Distribution - Tier 3 - 4QU CoRE ¦ 2QU LoRE | Non-Red Flag Warning - Destructive Fires | 2024 | Electric Reliability | 233.2301 | 572.4174 | 2024 | Control | 0.1325 | 3 | 0 | esc | 0 | 0 | 0 | 0 | 0.15274 | 35.623 | 0.15274 | 35.623
[149 empty] | All EPR in 2020WLDFRFinancial | WLDFR | HFTD - Distribution - Tier 3 - 4QU CoRE ¦ 2QU LoRE | Non-Red Flag Warning - Destructive Fires | 2024 | Financial | 8896.516 | 572.4174 | 2024 | Control | 0.053 | 3 | 0 | esc | 0 | 0 | 0 | 0 | 0.055966 | 497.9043 | 0.055966 | 497.9043
[149 empty] | All EPR in 2020WLDFRElectric Reliability | WLDFR | HFTD - Distribution - Tier 3 - 4QU CoRE ¦ 2QU LoRE | Non-Red Flag Warning - Destructive Fires | 2025 | Electric Reliability | 233.2301 | 572.4174 | 2025 | Control | 0.1325 | 3 | 0 | esc | 0 | 0 | 0 | 0 | 0 | 0 | 0.15274 | 35.623
[149 empty] | All EPR in 2020WLDFRFinancial | WLDFR | HFTD - Distribution - Tier 3 - 4QU CoRE ¦ 2QU LoRE | Non-Red Flag Warning - Destructive Fires | 2025 | Financial | 8896.516 | 572.4174 | 2025 | Control | 0.053 | 3 | 0 | esc | 0 | 0 | 0 | 0 | 0 | 0 | 0.055966 | 497.9043
[149 empty] | All EPR in 2020WLDFRElectric Reliability | WLDFR | HFTD - Distribution - Tier 3 - 4QU CoRE ¦ 2QU LoRE | Non-Red Flag Warning - Large Fires | 2021 | Electric Reliability | 0.69642 | 572.4174 | 2021 | Control | 0.1325 | 3 | 0 | esc | 0.15274 | 0.10637 | 0.15274 | 0.10637 | 0 | 0 | 0 | 0
[149 empty] | All EPR in 2020WLDFRFinancial | WLDFR | HFTD - Distribution - Tier 3 - 4QU CoRE ¦ 2QU LoRE | Non-Red Flag Warning - Large Fires | 2021 | Financial | 2.942 | 572.4174 | 2021 | Control | 0.053 | 3 | 0 | esc | 0.055966 | 0.16465 | 0.055966 | 0.16465 | 0 | 0 | 0 | 0
[149 empty] | All EPR in 2020WLDFRSafety | WLDFR | HFTD - Distribution - Tier 3 - 4QU CoRE ¦ 2QU LoRE | Non-Red Flag Warning - Large Fires | 2021 | Safety | 1.6022 | 572.4174 | 2021 | Control | 0.053 | 3 | 0 | esc | 0.055966 | 0.089668 | 0.055966 | 0.089668 | 0 | 0 | 0 | 0
[149 empty] | All EPR in 2020WLDFRElectric Reliability | WLDFR | HFTD - Distribution - Tier 3 - 4QU CoRE ¦ 2QU LoRE | Non-Red Flag Warning - Large Fires | 2022 | Electric Reliability | 0.69642 | 572.4174 | 2022 | Control | 0.1325 | 3 | 0 | esc | 0.15274 | 0.10637 | 0.15274 | 0.10637 | 0.15274 | 0.10637 | 0 | 0
[149 empty] | All EPR in 2020WLDFRFinancial | WLDFR | HFTD - Distribution - Tier 3 - 4QU CoRE ¦ 2QU LoRE | Non-Red Flag Warning - Large Fires | 2022 | Financial | 2.942 | 572.4174 | 2022 | Control | 0.053 | 3 | 0 | esc | 0.055966 | 0.16465 | 0.055966 | 0.16465 | 0.055966 | 0.16465 | 0 | 0
[149 empty] | All EPR in 2020WLDFRSafety | WLDFR | HFTD - Distribution - Tier 3 - 4QU CoRE ¦ 2QU LoRE | Non-Red Flag Warning - Large Fires | 2022 | Safety | 1.6022 | 572.4174 | 2022 | Control | 0.053 | 3 | 0 | esc | 0.055966 | 0.089668 | 0.055966 | 0.089668 | 0.055966 | 0.089668 | 0 | 0
[149 empty] | All EPR in 2020WLDFRElectric Reliability | WLDFR | HFTD - Distribution - Tier 3 - 4QU CoRE ¦ 2QU LoRE | Non-Red Flag Warning - Large Fires | 2023 | Electric Reliability | 0.71896 | 572.4174 | 2023 | Control | 0.1325 | 3 | 0 | esc | 0 | 0 | 0.15274 | 0.10981 | 0.15274 | 0.10981 | 0.15274 | 0.10981
[149 empty] | All EPR in 2020WLDFRFinancial | WLDFR | HFTD - Distribution - Tier 3 - 4QU CoRE ¦ 2QU LoRE | Non-Red Flag Warning - Large Fires | 2023 | Financial | 3.0715 | 572.4174 | 2023 | Control | 0.053 | 3 | 0 | esc | 0 | 0 | 0.055966 | 0.1719 | 0.055966 | 0.1719 | 0.055966 | 0.1719
[149 empty] | All EPR in 2020WLDFRSafety | WLDFR | HFTD - Distribution - Tier 3 - 4QU CoRE ¦ 2QU LoRE | Non-Red Flag Warning - Large Fires | 2023 | Safety | 1.6846 | 572.4174 | 2023 | Control | 0.053 | 3 | 0 | esc | 0 | 0 | 0.055966 | 0.094279 | 0.055966 | 0.094279 | 0.055966 | 0.094279
[149 empty] | All EPR in 2020WLDFRElectric Reliability | WLDFR | HFTD - Distribution - Tier 3 - 4QU CoRE ¦ 2QU LoRE | Non-Red Flag Warning - Large Fires | 2024 | Electric Reliability | 0.71896 | 572.4174 | 2024 | Control | 0.1325 | 3 | 0 | esc | 0 | 0 | 0 | 0 | 0.15274 | 0.10981 | 0.15274 | 0.10981
[149 empty] | All EPR in 2020WLDFRFinancial | WLDFR | HFTD - Distribution - Tier 3 - 4QU CoRE ¦ 2QU LoRE | Non-Red Flag Warning - Large Fires | 2024 | Financial | 3.0715 | 572.4174 | 2024 | Control | 0.053 | 3 | 0 | esc | 0 | 0 | 0 | 0 | 0.055966 | 0.1719 | 0.055966 | 0.1719
[149 empty] | All EPR in 2020WLDFRSafety | WLDFR | HFTD - Distribution - Tier 3 - 4QU CoRE ¦ 2QU LoRE | Non-Red Flag Warning - Large Fires | 2024 | Safety | 1.6846 | 572.4174 | 2024 | Control | 0.053 | 3 | 0 | esc | 0 | 0 | 0 | 0 | 0.055966 | 0.094279 | 0.055966 | 0.094279
[149 empty] | All EPR in 2020WLDFRElectric Reliability | WLDFR | HFTD - Distribution - Tier 3 - 4QU CoRE ¦ 2QU LoRE | Non-Red Flag Warning - Large Fires | 2025 | Electric Reliability | 0.71896 | 572.4174 | 2025 | Control | 0.1325 | 3 | 0 | esc | 0 | 0 | 0 | 0 | 0 | 0 | 0.15274 | 0.10981
[149 empty] | All EPR in 2020WLDFRFinancial | WLDFR | HFTD - Distribution - Tier 3 - 4QU CoRE ¦ 2QU LoRE | Non-Red Flag Warning - Large Fires | 2025 | Financial | 3.0715 | 572.4174 | 2025 | Control | 0.053 | 3 | 0 | esc | 0 | 0 | 0 | 0 | 0 | 0 | 0.055966 | 0.1719
[149 empty] | All EPR in 2020WLDFRSafety | WLDFR | HFTD - Distribution - Tier 3 - 4QU CoRE ¦ 2QU LoRE | Non-Red Flag Warning - Large Fires | 2025 | Safety | 1.6846 | 572.4174 | 2025 | Control | 0.053 | 3 | 0 | esc | 0 | 0 | 0 | 0 | 0 | 0 | 0.055966 | 0.094279
[149 empty] | All EPR in 2020WLDFRElectric Reliability | WLDFR | HFTD - Distribution - Tier 3 - 4QU CoRE ¦ 2QU LoRE | Non-Red Flag Warning - Small Fires | 2021 | Electric Reliability | 0.036425 | 572.4174 | 2021 | Control | 0.1325 | 3 | 0 | esc | 0.15274 | 0.0055635 | 0.15274 | 0.0055635 | 0 | 0 | 0 | 0
[149 empty] | All EPR in 2020WLDFRFinancial | WLDFR | HFTD - Distribution - Tier 3 - 4QU CoRE ¦ 2QU LoRE | Non-Red Flag Warning - Small Fires | 2021 | Financial | 0.0015809 | 572.4174 | 2021 | Control | 0.053 | 3 | 0 | esc | 0.055966 | 8.8475e-05 | 0.055966 | 8.8475e-05 | 0 | 0 | 0 | 0
[149 empty] | All EPR in 2020WLDFRSafety | WLDFR | HFTD - Distribution - Tier 3 - 4QU CoRE ¦ 2QU LoRE | Non-Red Flag Warning - Small Fires | 2021 | Safety | 0.039895 | 572.4174 | 2021 | Control | 0.053 | 3 | 0 | esc | 0.055966 | 0.0022328 | 0.055966 | 0.0022328 | 0 | 0 | 0 | 0
[149 empty] | All EPR in 2020WLDFRElectric Reliability | WLDFR | HFTD - Distribution - Tier 3 - 4QU CoRE ¦ 2QU LoRE | Non-Red Flag Warning - Small Fires | 2022 | Electric Reliability | 0.036425 | 572.4174 | 2022 | Control | 0.1325 | 3 | 0 | esc | 0.15274 | 0.0055635 | 0.15274 | 0.0055635 | 0.15274 | 0.0055635 | 0 | 0
[149 empty] | All EPR in 2020WLDFRFinancial | WLDFR | HFTD - Distribution - Tier 3 - 4QU CoRE ¦ 2QU LoRE | Non-Red Flag Warning - Small Fires | 2022 | Financial | 0.0015809 | 572.4174 | 2022 | Control | 0.053 | 3 | 0 | esc | 0.055966 | 8.8475e-05 | 0.055966 | 8.8475e-05 | 0.055966 | 8.8475e-05 | 0 | 0
[149 empty] | All EPR in 2020WLDFRSafety | WLDFR | HFTD - Distribution - Tier 3 - 4QU CoRE ¦ 2QU LoRE | Non-Red Flag Warning - Small Fires | 2022 | Safety | 0.039895 | 572.4174 | 2022 | Control | 0.053 | 3 | 0 | esc | 0.055966 | 0.0022328 | 0.055966 | 0.0022328 | 0.055966 | 0.0022328 | 0 | 0
[149 empty] | All EPR in 2020WLDFRElectric Reliability | WLDFR | HFTD - Distribution - Tier 3 - 4QU CoRE ¦ 2QU LoRE | Non-Red Flag Warning - Small Fires | 2023 | Electric Reliability | 0.03759 | 572.4174 | 2023 | Control | 0.1325 | 3 | 0 | esc | 0 | 0 | 0.15274 | 0.0057414 | 0.15274 | 0.0057414 | 0.15274 | 0.0057414
[149 empty] | All EPR in 2020WLDFRFinancial | WLDFR | HFTD - Distribution - Tier 3 - 4QU CoRE ¦ 2QU LoRE | Non-Red Flag Warning - Small Fires | 2023 | Financial | 0.0016314 | 572.4174 | 2023 | Control | 0.053 | 3 | 0 | esc | 0 | 0 | 0.055966 | 9.1305e-05 | 0.055966 | 9.1305e-05 | 0.055966 | 9.1305e-05
[149 empty] | All EPR in 2020WLDFRSafety | WLDFR | HFTD - Distribution - Tier 3 - 4QU CoRE ¦ 2QU LoRE | Non-Red Flag Warning - Small Fires | 2023 | Safety | 0.041187 | 572.4174 | 2023 | Control | 0.053 | 3 | 0 | esc | 0 | 0 | 0.055966 | 0.0023051 | 0.055966 | 0.0023051 | 0.055966 | 0.0023051
[149 empty] | All EPR in 2020WLDFRElectric Reliability | WLDFR | HFTD - Distribution - Tier 3 - 4QU CoRE ¦ 2QU LoRE | Non-Red Flag Warning - Small Fires | 2024 | Electric Reliability | 0.03759 | 572.4174 | 2024 | Control | 0.1325 | 3 | 0 | esc | 0 | 0 | 0 | 0 | 0.15274 | 0.0057414 | 0.15274 | 0.0057414
[149 empty] | All EPR in 2020WLDFRFinancial | WLDFR | HFTD - Distribution - Tier 3 - 4QU CoRE ¦ 2QU LoRE | Non-Red Flag Warning - Small Fires | 2024 | Financial | 0.0016314 | 572.4174 | 2024 | Control | 0.053 | 3 | 0 | esc | 0 | 0 | 0 | 0 | 0.055966 | 9.1305e-05 | 0.055966 | 9.1305e-05
[149 empty] | All EPR in 2020WLDFRSafety | WLDFR | HFTD - Distribution - Tier 3 - 4QU CoRE ¦ 2QU LoRE | Non-Red Flag Warning - Small Fires | 2024 | Safety | 0.041187 | 572.4174 | 2024 | Control | 0.053 | 3 | 0 | esc | 0 | 0 | 0 | 0 | 0.055966 | 0.0023051 | 0.055966 | 0.0023051
[149 empty] | All EPR in 2020WLDFRElectric Reliability | WLDFR | HFTD - Distribution - Tier 3 - 4QU CoRE ¦ 2QU LoRE | Non-Red Flag Warning - Small Fires | 2025 | Electric Reliability | 0.03759 | 572.4174 | 2025 | Control | 0.1325 | 3 | 0 | esc | 0 | 0 | 0 | 0 | 0 | 0 | 0.15274 | 0.0057414
[149 empty] | All EPR in 2020WLDFRFinancial | WLDFR | HFTD - Distribution - Tier 3 - 4QU CoRE ¦ 2QU LoRE | Non-Red Flag Warning - Small Fires | 2025 | Financial | 0.0016314 | 572.4174 | 2025 | Control | 0.053 | 3 | 0 | esc | 0 | 0 | 0 | 0 | 0 | 0 | 0.055966 | 9.1305e-05
[149 empty] | All EPR in 2020WLDFRSafety | WLDFR | HFTD - Distribution - Tier 3 - 4QU CoRE ¦ 2QU LoRE | Non-Red Flag Warning - Small Fires | 2025 | Safety | 0.041187 | 572.4174 | 2025 | Control | 0.053 | 3 | 0 | esc | 0 | 0 | 0 | 0 | 0 | 0 | 0.055966 | 0.0023051
[149 empty] | All EPR in 2020WLDFRElectric Reliability | WLDFR | HFTD - Distribution - Tier 3 - 4QU CoRE ¦ 2QU LoRE | Red Flag Warning - Catastrophic Fires | 2021 | Electric Reliability | 222.2294 | 572.4174 | 2021 | Control | 0.1325 | 3 | 0 | esc | 0.15274 | 33.9428 | 0.15274 | 33.9428 | 0 | 0 | 0 | 0
[149 empty] | All EPR in 2020WLDFRFinancial | WLDFR | HFTD - Distribution - Tier 3 - 4QU CoRE ¦ 2QU LoRE | Red Flag Warning - Catastrophic Fires | 2021 | Financial | 8585.7228 | 572.4174 | 2021 | Control | 0.053 | 3 | 0 | esc | 0.055966 | 480.5104 | 0.055966 | 480.5104 | 0 | 0 | 0 | 0
[149 empty] | All EPR in 2020WLDFRSafety | WLDFR | HFTD - Distribution - Tier 3 - 4QU CoRE ¦ 2QU LoRE | Red Flag Warning - Catastrophic Fires | 2021 | Safety | 5338.1784 | 572.4174 | 2021 | Control | 0.053 | 3 | 0 | esc | 0.055966 | 298.7576 | 0.055966 | 298.7576 | 0 | 0 | 0 | 0
[149 empty] | All EPR in 2020WLDFRElectric Reliability | WLDFR | HFTD - Distribution - Tier 3 - 4QU CoRE ¦ 2QU LoRE | Red Flag Warning - Catastrophic Fires | 2022 | Electric Reliability | 222.2294 | 572.4174 | 2022 | Control | 0.1325 | 3 | 0 | esc | 0.15274 | 33.9428 | 0.15274 | 33.9428 | 0.15274 | 33.9428 | 0 | 0
[149 empty] | All EPR in 2020WLDFRFinancial | WLDFR | HFTD - Distribution - Tier 3 - 4QU CoRE ¦ 2QU LoRE | Red Flag Warning - Catastrophic Fires | 2022 | Financial | 8585.7228 | 572.4174 | 2022 | Control | 0.053 | 3 | 0 | esc | 0.055966 | 480.5104 | 0.055966 | 480.5104 | 0.055966 | 480.5104 | 0 | 0
[149 empty] | All EPR in 2020WLDFRSafety | WLDFR | HFTD - Distribution - Tier 3 - 4QU CoRE ¦ 2QU LoRE | Red Flag Warning - Catastrophic Fires | 2022 | Safety | 5338.1784 | 572.4174 | 2022 | Control | 0.053 | 3 | 0 | esc | 0.055966 | 298.7576 | 0.055966 | 298.7576 | 0.055966 | 298.7576 | 0 | 0
[149 empty] | All EPR in 2020WLDFRElectric Reliability | WLDFR | HFTD - Distribution - Tier 3 - 4QU CoRE ¦ 2QU LoRE | Red Flag Warning - Catastrophic Fires | 2023 | Electric Reliability | 233.2301 | 572.4174 | 2023 | Control | 0.1325 | 3 | 0 | esc | 0 | 0 | 0.15274 | 35.623 | 0.15274 | 35.623 | 0.15274 | 35.623
[149 empty] | All EPR in 2020WLDFRFinancial | WLDFR | HFTD - Distribution - Tier 3 - 4QU CoRE ¦ 2QU LoRE | Red Flag Warning - Catastrophic Fires | 2023 | Financial | 8896.516 | 572.4174 | 2023 | Control | 0.053 | 3 | 0 | esc | 0 | 0 | 0.055966 | 497.9043 | 0.055966 | 497.9043 | 0.055966 | 497.9043
[149 empty] | All EPR in 2020WLDFRSafety | WLDFR | HFTD - Distribution - Tier 3 - 4QU CoRE ¦ 2QU LoRE | Red Flag Warning - Catastrophic Fires | 2023 | Safety | 5534.8915 | 572.4174 | 2023 | Control | 0.053 | 3 | 0 | esc | 0 | 0 | 0.055966 | 309.7669 | 0.055966 | 309.7669 | 0.055966 | 309.7669
[149 empty] | All EPR in 2020WLDFRElectric Reliability | WLDFR | HFTD - Distribution - Tier 3 - 4QU CoRE ¦ 2QU LoRE | Red Flag Warning - Catastrophic Fires | 2024 | Electric Reliability | 233.2301 | 572.4174 | 2024 | Control | 0.1325 | 3 | 0 | esc | 0 | 0 | 0 | 0 | 0.15274 | 35.623 | 0.15274 | 35.623
[149 empty] | All EPR in 2020WLDFRFinancial | WLDFR | HFTD - Distribution - Tier 3 - 4QU CoRE ¦ 2QU LoRE | Red Flag Warning - Catastrophic Fires | 2024 | Financial | 8896.516 | 572.4174 | 2024 | Control | 0.053 | 3 | 0 | esc | 0 | 0 | 0 | 0 | 0.055966 | 497.9043 | 0.055966 | 497.9043
[149 empty] | All EPR in 2020WLDFRSafety | WLDFR | HFTD - Distribution - Tier 3 - 4QU CoRE ¦ 2QU LoRE | Red Flag Warning - Catastrophic Fires | 2024 | Safety | 5534.8915 | 572.4174 | 2024 | Control | 0.053 | 3 | 0 | esc | 0 | 0 | 0 | 0 | 0.055966 | 309.7669 | 0.055966 | 309.7669
[149 empty] | All EPR in 2020WLDFRElectric Reliability | WLDFR | HFTD - Distribution - Tier 3 - 4QU CoRE ¦ 2QU LoRE | Red Flag Warning - Catastrophic Fires | 2025 | Electric Reliability | 233.2301 | 572.4174 | 2025 | Control | 0.1325 | 3 | 0 | esc | 0 | 0 | 0 | 0 | 0 | 0 | 0.15274 | 35.623
[149 empty] | All EPR in 2020WLDFRFinancial | WLDFR | HFTD - Distribution - Tier 3 - 4QU CoRE ¦ 2QU LoRE | Red Flag Warning - Catastrophic Fires | 2025 | Financial | 8896.516 | 572.4174 | 2025 | Control | 0.053 | 3 | 0 | esc | 0 | 0 | 0 | 0 | 0 | 0 | 0.055966 | 497.9043
[149 empty] | All EPR in 2020WLDFRSafety | WLDFR | HFTD - Distribution - Tier 3 - 4QU CoRE ¦ 2QU LoRE | Red Flag Warning - Catastrophic Fires | 2025 | Safety | 5534.8915 | 572.4174 | 2025 | Control | 0.053 | 3 | 0 | esc | 0 | 0 | 0 | 0 | 0 | 0 | 0.055966 | 309.7669
[149 empty] | All EPR in 2020WLDFRElectric Reliability | WLDFR | HFTD - Distribution - Tier 3 - 4QU CoRE ¦ 2QU LoRE | Red Flag Warning - Destructive Fires | 2021 | Electric Reliability | 222.2294 | 572.4174 | 2021 | Control | 0.1325 | 3 | 0 | esc | 0.15274 | 33.9428 | 0.15274 | 33.9428 | 0 | 0 | 0 | 0
[149 empty] | All EPR in 2020WLDFRFinancial | WLDFR | HFTD - Distribution - Tier 3 - 4QU CoRE ¦ 2QU LoRE | Red Flag Warning - Destructive Fires | 2021 | Financial | 8585.7228 | 572.4174 | 2021 | Control | 0.053 | 3 | 0 | esc | 0.055966 | 480.5104 | 0.055966 | 480.5104 | 0 | 0 | 0 | 0
[149 empty] | All EPR in 2020WLDFRElectric Reliability | WLDFR | HFTD - Distribution - Tier 3 - 4QU CoRE ¦ 2QU LoRE | Red Flag Warning - Destructive Fires | 2022 | Electric Reliability | 222.2294 | 572.4174 | 2022 | Control | 0.1325 | 3 | 0 | esc | 0.15274 | 33.9428 | 0.15274 | 33.9428 | 0.15274 | 33.9428 | 0 | 0
[149 empty] | All EPR in 2020WLDFRFinancial | WLDFR | HFTD - Distribution - Tier 3 - 4QU CoRE ¦ 2QU LoRE | Red Flag Warning - Destructive Fires | 2022 | Financial | 8585.7228 | 572.4174 | 2022 | Control | 0.053 | 3 | 0 | esc | 0.055966 | 480.5104 | 0.055966 | 480.5104 | 0.055966 | 480.5104 | 0 | 0
[149 empty] | All EPR in 2020WLDFRElectric Reliability | WLDFR | HFTD - Distribution - Tier 3 - 4QU CoRE ¦ 2QU LoRE | Red Flag Warning - Destructive Fires | 2023 | Electric Reliability | 233.2301 | 572.4174 | 2023 | Control | 0.1325 | 3 | 0 | esc | 0 | 0 | 0.15274 | 35.623 | 0.15274 | 35.623 | 0.15274 | 35.623
[149 empty] | All EPR in 2020WLDFRFinancial | WLDFR | HFTD - Distribution - Tier 3 - 4QU CoRE ¦ 2QU LoRE | Red Flag Warning - Destructive Fires | 2023 | Financial | 8896.516 | 572.4174 | 2023 | Control | 0.053 | 3 | 0 | esc | 0 | 0 | 0.055966 | 497.9043 | 0.055966 | 497.9043 | 0.055966 | 497.9043
[149 empty] | All EPR in 2020WLDFRElectric Reliability | WLDFR | HFTD - Distribution - Tier 3 - 4QU CoRE ¦ 2QU LoRE | Red Flag Warning - Destructive Fires | 2024 | Electric Reliability | 233.2301 | 572.4174 | 2024 | Control | 0.1325 | 3 | 0 | esc | 0 | 0 | 0 | 0 | 0.15274 | 35.623 | 0.15274 | 35.623
[149 empty] | All EPR in 2020WLDFRFinancial | WLDFR | HFTD - Distribution - Tier 3 - 4QU CoRE ¦ 2QU LoRE | Red Flag Warning - Destructive Fires | 2024 | Financial | 8896.516 | 572.4174 | 2024 | Control | 0.053 | 3 | 0 | esc | 0 | 0 | 0 | 0 | 0.055966 | 497.9043 | 0.055966 | 497.9043
[149 empty] | All EPR in 2020WLDFRElectric Reliability | WLDFR | HFTD - Distribution - Tier 3 - 4QU CoRE ¦ 2QU LoRE | Red Flag Warning - Destructive Fires | 2025 | Electric Reliability | 233.2301 | 572.4174 | 2025 | Control | 0.1325 | 3 | 0 | esc | 0 | 0 | 0 | 0 | 0 | 0 | 0.15274 | 35.623
[149 empty] | All EPR in 2020WLDFRFinancial | WLDFR | HFTD - Distribution - Tier 3 - 4QU CoRE ¦ 2QU LoRE | Red Flag Warning - Destructive Fires | 2025 | Financial | 8896.516 | 572.4174 | 2025 | Control | 0.053 | 3 | 0 | esc | 0 | 0 | 0 | 0 | 0 | 0 | 0.055966 | 497.9043
[149 empty] | All EPR in 2020WLDFRElectric Reliability | WLDFR | HFTD - Distribution - Tier 3 - 4QU CoRE ¦ 2QU LoRE | Red Flag Warning - Large Fires | 2021 | Electric Reliability | 0.69642 | 572.4174 | 2021 | Control | 0.1325 | 3 | 0 | esc | 0.15274 | 0.10637 | 0.15274 | 0.10637 | 0 | 0 | 0 | 0
[149 empty] | All EPR in 2020WLDFRFinancial | WLDFR | HFTD - Distribution - Tier 3 - 4QU CoRE ¦ 2QU LoRE | Red Flag Warning - Large Fires | 2021 | Financial | 2.942 | 572.4174 | 2021 | Control | 0.053 | 3 | 0 | esc | 0.055966 | 0.16465 | 0.055966 | 0.16465 | 0 | 0 | 0 | 0
[149 empty] | All EPR in 2020WLDFRSafety | WLDFR | HFTD - Distribution - Tier 3 - 4QU CoRE ¦ 2QU LoRE | Red Flag Warning - Large Fires | 2021 | Safety | 1.6022 | 572.4174 | 2021 | Control | 0.053 | 3 | 0 | esc | 0.055966 | 0.089668 | 0.055966 | 0.089668 | 0 | 0 | 0 | 0
[149 empty] | All EPR in 2020WLDFRElectric Reliability | WLDFR | HFTD - Distribution - Tier 3 - 4QU CoRE ¦ 2QU LoRE | Red Flag Warning - Large Fires | 2022 | Electric Reliability | 0.69642 | 572.4174 | 2022 | Control | 0.1325 | 3 | 0 | esc | 0.15274 | 0.10637 | 0.15274 | 0.10637 | 0.15274 | 0.10637 | 0 | 0
[149 empty] | All EPR in 2020WLDFRFinancial | WLDFR | HFTD - Distribution - Tier 3 - 4QU CoRE ¦ 2QU LoRE | Red Flag Warning - Large Fires | 2022 | Financial | 2.942 | 572.4174 | 2022 | Control | 0.053 | 3 | 0 | esc | 0.055966 | 0.16465 | 0.055966 | 0.16465 | 0.055966 | 0.16465 | 0 | 0
[149 empty] | All EPR in 2020WLDFRSafety | WLDFR | HFTD - Distribution - Tier 3 - 4QU CoRE ¦ 2QU LoRE | Red Flag Warning - Large Fires | 2022 | Safety | 1.6022 | 572.4174 | 2022 | Control | 0.053 | 3 | 0 | esc | 0.055966 | 0.089668 | 0.055966 | 0.089668 | 0.055966 | 0.089668 | 0 | 0
[149 empty] | All EPR in 2020WLDFRElectric Reliability | WLDFR | HFTD - Distribution - Tier 3 - 4QU CoRE ¦ 2QU LoRE | Red Flag Warning - Large Fires | 2023 | Electric Reliability | 0.71896 | 572.4174 | 2023 | Control | 0.1325 | 3 | 0 | esc | 0 | 0 | 0.15274 | 0.10981 | 0.15274 | 0.10981 | 0.15274 | 0.10981
[149 empty] | All EPR in 2020WLDFRFinancial | WLDFR | HFTD - Distribution - Tier 3 - 4QU CoRE ¦ 2QU LoRE | Red Flag Warning - Large Fires | 2023 | Financial | 3.0715 | 572.4174 | 2023 | Control | 0.053 | 3 | 0 | esc | 0 | 0 | 0.055966 | 0.1719 | 0.055966 | 0.1719 | 0.055966 | 0.1719
[149 empty] | All EPR in 2020WLDFRSafety | WLDFR | HFTD - Distribution - Tier 3 - 4QU CoRE ¦ 2QU LoRE | Red Flag Warning - Large Fires | 2023 | Safety | 1.6846 | 572.4174 | 2023 | Control | 0.053 | 3 | 0 | esc | 0 | 0 | 0.055966 | 0.094279 | 0.055966 | 0.094279 | 0.055966 | 0.094279
[149 empty] | All EPR in 2020WLDFRElectric Reliability | WLDFR | HFTD - Distribution - Tier 3 - 4QU CoRE ¦ 2QU LoRE | Red Flag Warning - Large Fires | 2024 | Electric Reliability | 0.71896 | 572.4174 | 2024 | Control | 0.1325 | 3 | 0 | esc | 0 | 0 | 0 | 0 | 0.15274 | 0.10981 | 0.15274 | 0.10981
[149 empty] | All EPR in 2020WLDFRFinancial | WLDFR | HFTD - Distribution - Tier 3 - 4QU CoRE ¦ 2QU LoRE | Red Flag Warning - Large Fires | 2024 | Financial | 3.0715 | 572.4174 | 2024 | Control | 0.053 | 3 | 0 | esc | 0 | 0 | 0 | 0 | 0.055966 | 0.1719 | 0.055966 | 0.1719
[149 empty] | All EPR in 2020WLDFRSafety | WLDFR | HFTD - Distribution - Tier 3 - 4QU CoRE ¦ 2QU LoRE | Red Flag Warning - Large Fires | 2024 | Safety | 1.6846 | 572.4174 | 2024 | Control | 0.053 | 3 | 0 | esc | 0 | 0 | 0 | 0 | 0.055966 | 0.094279 | 0.055966 | 0.094279
[149 empty] | All EPR in 2020WLDFRElectric Reliability | WLDFR | HFTD - Distribution - Tier 3 - 4QU CoRE ¦ 2QU LoRE | Red Flag Warning - Large Fires | 2025 | Electric Reliability | 0.71896 | 572.4174 | 2025 | Control | 0.1325 | 3 | 0 | esc | 0 | 0 | 0 | 0 | 0 | 0 | 0.15274 | 0.10981
[149 empty] | All EPR in 2020WLDFRFinancial | WLDFR | HFTD - Distribution - Tier 3 - 4QU CoRE ¦ 2QU LoRE | Red Flag Warning - Large Fires | 2025 | Financial | 3.0715 | 572.4174 | 2025 | Control | 0.053 | 3 | 0 | esc | 0 | 0 | 0 | 0 | 0 | 0 | 0.055966 | 0.1719
[149 empty] | All EPR in 2020WLDFRSafety | WLDFR | HFTD - Distribution - Tier 3 - 4QU CoRE ¦ 2QU LoRE | Red Flag Warning - Large Fires | 2025 | Safety | 1.6846 | 572.4174 | 2025 | Control | 0.053 | 3 | 0 | esc | 0 | 0 | 0 | 0 | 0 | 0 | 0.055966 | 0.094279
[149 empty] | All EPR in 2020WLDFRElectric Reliability | WLDFR | HFTD - Distribution - Tier 3 - 4QU CoRE ¦ 2QU LoRE | Red Flag Warning - Small Fires | 2021 | Electric Reliability | 0.036425 | 572.4174 | 2021 | Control | 0.1325 | 3 | 0 | esc | 0.15274 | 0.0055635 | 0.15274 | 0.0055635 | 0 | 0 | 0 | 0
[149 empty] | All EPR in 2020WLDFRFinancial | WLDFR | HFTD - Distribution - Tier 3 - 4QU CoRE ¦ 2QU LoRE | Red Flag Warning - Small Fires | 2021 | Financial | 0.0015809 | 572.4174 | 2021 | Control | 0.053 | 3 | 0 | esc | 0.055966 | 8.8475e-05 | 0.055966 | 8.8475e-05 | 0 | 0 | 0 | 0
[149 empty] | All EPR in 2020WLDFRSafety | WLDFR | HFTD - Distribution - Tier 3 - 4QU CoRE ¦ 2QU LoRE | Red Flag Warning - Small Fires | 2021 | Safety | 0.039895 | 572.4174 | 2021 | Control | 0.053 | 3 | 0 | esc | 0.055966 | 0.0022328 | 0.055966 | 0.0022328 | 0 | 0 | 0 | 0
[149 empty] | All EPR in 2020WLDFRElectric Reliability | WLDFR | HFTD - Distribution - Tier 3 - 4QU CoRE ¦ 2QU LoRE | Red Flag Warning - Small Fires | 2022 | Electric Reliability | 0.036425 | 572.4174 | 2022 | Control | 0.1325 | 3 | 0 | esc | 0.15274 | 0.0055635 | 0.15274 | 0.0055635 | 0.15274 | 0.0055635 | 0 | 0
[149 empty] | All EPR in 2020WLDFRFinancial | WLDFR | HFTD - Distribution - Tier 3 - 4QU CoRE ¦ 2QU LoRE | Red Flag Warning - Small Fires | 2022 | Financial | 0.0015809 | 572.4174 | 2022 | Control | 0.053 | 3 | 0 | esc | 0.055966 | 8.8475e-05 | 0.055966 | 8.8475e-05 | 0.055966 | 8.8475e-05 | 0 | 0
[149 empty] | All EPR in 2020WLDFRSafety | WLDFR | HFTD - Distribution - Tier 3 - 4QU CoRE ¦ 2QU LoRE | Red Flag Warning - Small Fires | 2022 | Safety | 0.039895 | 572.4174 | 2022 | Control | 0.053 | 3 | 0 | esc | 0.055966 | 0.0022328 | 0.055966 | 0.0022328 | 0.055966 | 0.0022328 | 0 | 0
[149 empty] | All EPR in 2020WLDFRElectric Reliability | WLDFR | HFTD - Distribution - Tier 3 - 4QU CoRE ¦ 2QU LoRE | Red Flag Warning - Small Fires | 2023 | Electric Reliability | 0.03759 | 572.4174 | 2023 | Control | 0.1325 | 3 | 0 | esc | 0 | 0 | 0.15274 | 0.0057414 | 0.15274 | 0.0057414 | 0.15274 | 0.0057414
[149 empty] | All EPR in 2020WLDFRFinancial | WLDFR | HFTD - Distribution - Tier 3 - 4QU CoRE ¦ 2QU LoRE | Red Flag Warning - Small Fires | 2023 | Financial | 0.0016314 | 572.4174 | 2023 | Control | 0.053 | 3 | 0 | esc | 0 | 0 | 0.055966 | 9.1305e-05 | 0.055966 | 9.1305e-05 | 0.055966 | 9.1305e-05
[149 empty] | All EPR in 2020WLDFRSafety | WLDFR | HFTD - Distribution - Tier 3 - 4QU CoRE ¦ 2QU LoRE | Red Flag Warning - Small Fires | 2023 | Safety | 0.041187 | 572.4174 | 2023 | Control | 0.053 | 3 | 0 | esc | 0 | 0 | 0.055966 | 0.0023051 | 0.055966 | 0.0023051 | 0.055966 | 0.0023051
[149 empty] | All EPR in 2020WLDFRElectric Reliability | WLDFR | HFTD - Distribution - Tier 3 - 4QU CoRE ¦ 2QU LoRE | Red Flag Warning - Small Fires | 2024 | Electric Reliability | 0.03759 | 572.4174 | 2024 | Control | 0.1325 | 3 | 0 | esc | 0 | 0 | 0 | 0 | 0.15274 | 0.0057414 | 0.15274 | 0.0057414
[149 empty] | All EPR in 2020WLDFRFinancial | WLDFR | HFTD - Distribution - Tier 3 - 4QU CoRE ¦ 2QU LoRE | Red Flag Warning - Small Fires | 2024 | Financial | 0.0016314 | 572.4174 | 2024 | Control | 0.053 | 3 | 0 | esc | 0 | 0 | 0 | 0 | 0.055966 | 9.1305e-05 | 0.055966 | 9.1305e-05
[149 empty] | All EPR in 2020WLDFRSafety | WLDFR | HFTD - Distribution - Tier 3 - 4QU CoRE ¦ 2QU LoRE | Red Flag Warning - Small Fires | 2024 | Safety | 0.041187 | 572.4174 | 2024 | Control | 0.053 | 3 | 0 | esc | 0 | 0 | 0 | 0 | 0.055966 | 0.0023051 | 0.055966 | 0.0023051
[149 empty] | All EPR in 2020WLDFRElectric Reliability | WLDFR | HFTD - Distribution - Tier 3 - 4QU CoRE ¦ 2QU LoRE | Red Flag Warning - Small Fires | 2025 | Electric Reliability | 0.03759 | 572.4174 | 2025 | Control | 0.1325 | 3 | 0 | esc | 0 | 0 | 0 | 0 | 0 | 0 | 0.15274 | 0.0057414
[149 empty] | All EPR in 2020WLDFRFinancial | WLDFR | HFTD - Distribution - Tier 3 - 4QU CoRE ¦ 2QU LoRE | Red Flag Warning - Small Fires | 2025 | Financial | 0.0016314 | 572.4174 | 2025 | Control | 0.053 | 3 | 0 | esc | 0 | 0 | 0 | 0 | 0 | 0 | 0.055966 | 9.1305e-05
[149 empty] | All EPR in 2020WLDFRSafety | WLDFR | HFTD - Distribution - Tier 3 - 4QU CoRE ¦ 2QU LoRE | Red Flag Warning - Small Fires | 2025 | Safety | 0.041187 | 572.4174 | 2025 | Control | 0.053 | 3 | 0 | esc | 0 | 0 | 0 | 0 | 0 | 0 | 0.055966 | 0.0023051
[149 empty] | All EPR in 2020WLDFRElectric Reliability | WLDFR | HFTD - Distribution - Tier 3 - 4QU CoRE ¦ 2QU LoRE | Seismic - Non-Red Flag Warning - Catastrophic Fires | 2021 | Electric Reliability | 409.2237 | 572.4174 | 2021 | Control | 0.1325 | 3 | 0 | esc | 0.15274 | 62.5039 | 0.15274 | 62.5039 | 0 | 0 | 0 | 0
[149 empty] | All EPR in 2020WLDFRFinancial | WLDFR | HFTD - Distribution - Tier 3 - 4QU CoRE ¦ 2QU LoRE | Seismic - Non-Red Flag Warning - Catastrophic Fires | 2021 | Financial | 13469.0878 | 572.4174 | 2021 | Control | 0.053 | 3 | 0 | esc | 0.055966 | 753.8138 | 0.055966 | 753.8138 | 0 | 0 | 0 | 0
[149 empty] | All EPR in 2020WLDFRSafety | WLDFR | HFTD - Distribution - Tier 3 - 4QU CoRE ¦ 2QU LoRE | Seismic - Non-Red Flag Warning - Catastrophic Fires | 2021 | Safety | 7205.5313 | 572.4174 | 2021 | Control | 0.053 | 3 | 0 | esc | 0.055966 | 403.2663 | 0.055966 | 403.2663 | 0 | 0 | 0 | 0
[149 empty] | All EPR in 2020WLDFRElectric Reliability | WLDFR | HFTD - Distribution - Tier 3 - 4QU CoRE ¦ 2QU LoRE | Seismic - Non-Red Flag Warning - Catastrophic Fires | 2022 | Electric Reliability | 409.2237 | 572.4174 | 2022 | Control | 0.1325 | 3 | 0 | esc | 0.15274 | 62.5039 | 0.15274 | 62.5039 | 0.15274 | 62.5039 | 0 | 0
[149 empty] | All EPR in 2020WLDFRFinancial | WLDFR | HFTD - Distribution - Tier 3 - 4QU CoRE ¦ 2QU LoRE | Seismic - Non-Red Flag Warning - Catastrophic Fires | 2022 | Financial | 13469.0878 | 572.4174 | 2022 | Control | 0.053 | 3 | 0 | esc | 0.055966 | 753.8138 | 0.055966 | 753.8138 | 0.055966 | 753.8138 | 0 | 0
[149 empty] | All EPR in 2020WLDFRSafety | WLDFR | HFTD - Distribution - Tier 3 - 4QU CoRE ¦ 2QU LoRE | Seismic - Non-Red Flag Warning - Catastrophic Fires | 2022 | Safety | 7205.5313 | 572.4174 | 2022 | Control | 0.053 | 3 | 0 | esc | 0.055966 | 403.2663 | 0.055966 | 403.2663 | 0.055966 | 403.2663 | 0 | 0
[149 empty] | All EPR in 2020WLDFRElectric Reliability | WLDFR | HFTD - Distribution - Tier 3 - 4QU CoRE ¦ 2QU LoRE | Seismic - Non-Red Flag Warning - Catastrophic Fires | 2023 | Electric Reliability | 428.6023 | 572.4174 | 2023 | Control | 0.1325 | 3 | 0 | esc | 0 | 0 | 0.15274 | 65.4638 | 0.15274 | 65.4638 | 0.15274 | 65.4638
[149 empty] | All EPR in 2020WLDFRFinancial | WLDFR | HFTD - Distribution - Tier 3 - 4QU CoRE ¦ 2QU LoRE | Seismic - Non-Red Flag Warning - Catastrophic Fires | 2023 | Financial | 13939.561 | 572.4174 | 2023 | Control | 0.053 | 3 | 0 | esc | 0 | 0 | 0.055966 | 780.1444 | 0.055966 | 780.1444 | 0.055966 | 780.1444
[149 empty] | All EPR in 2020WLDFRSafety | WLDFR | HFTD - Distribution - Tier 3 - 4QU CoRE ¦ 2QU LoRE | Seismic - Non-Red Flag Warning - Catastrophic Fires | 2023 | Safety | 7467.8148 | 572.4174 | 2023 | Control | 0.053 | 3 | 0 | esc | 0 | 0 | 0.055966 | 417.9453 | 0.055966 | 417.9453 | 0.055966 | 417.9453
[149 empty] | All EPR in 2020WLDFRElectric Reliability | WLDFR | HFTD - Distribution - Tier 3 - 4QU CoRE ¦ 2QU LoRE | Seismic - Non-Red Flag Warning - Catastrophic Fires | 2024 | Electric Reliability | 428.6023 | 572.4174 | 2024 | Control | 0.1325 | 3 | 0 | esc | 0 | 0 | 0 | 0 | 0.15274 | 65.4638 | 0.15274 | 65.4638
[149 empty] | All EPR in 2020WLDFRFinancial | WLDFR | HFTD - Distribution - Tier 3 - 4QU CoRE ¦ 2QU LoRE | Seismic - Non-Red Flag Warning - Catastrophic Fires | 2024 | Financial | 13939.561 | 572.4174 | 2024 | Control | 0.053 | 3 | 0 | esc | 0 | 0 | 0 | 0 | 0.055966 | 780.1444 | 0.055966 | 780.1444
[149 empty] | All EPR in 2020WLDFRSafety | WLDFR | HFTD - Distribution - Tier 3 - 4QU CoRE ¦ 2QU LoRE | Seismic - Non-Red Flag Warning - Catastrophic Fires | 2024 | Safety | 7467.8148 | 572.4174 | 2024 | Control | 0.053 | 3 | 0 | esc | 0 | 0 | 0 | 0 | 0.055966 | 417.9453 | 0.055966 | 417.9453
[149 empty] | All EPR in 2020WLDFRElectric Reliability | WLDFR | HFTD - Distribution - Tier 3 - 4QU CoRE ¦ 2QU LoRE | Seismic - Non-Red Flag Warning - Catastrophic Fires | 2025 | Electric Reliability | 428.6023 | 572.4174 | 2025 | Control | 0.1325 | 3 | 0 | esc | 0 | 0 | 0 | 0 | 0 | 0 | 0.15274 | 65.4638
[149 empty] | All EPR in 2020WLDFRFinancial | WLDFR | HFTD - Distribution - Tier 3 - 4QU CoRE ¦ 2QU LoRE | Seismic - Non-Red Flag Warning - Catastrophic Fires | 2025 | Financial | 13939.561 | 572.4174 | 2025 | Control | 0.053 | 3 | 0 | esc | 0 | 0 | 0 | 0 | 0 | 0 | 0.055966 | 780.1444
[149 empty] | All EPR in 2020WLDFRSafety | WLDFR | HFTD - Distribution - Tier 3 - 4QU CoRE ¦ 2QU LoRE | Seismic - Non-Red Flag Warning - Catastrophic Fires | 2025 | Safety | 7467.8148 | 572.4174 | 2025 | Control | 0.053 | 3 | 0 | esc | 0 | 0 | 0 | 0 | 0 | 0 | 0.055966 | 417.9453
[149 empty] | All EPR in 2020WLDFRElectric Reliability | WLDFR | HFTD - Distribution - Tier 3 - 4QU CoRE ¦ 2QU LoRE | Seismic - Red Flag Warning - Catastrophic Fires | 2021 | Electric Reliability | 409.2237 | 572.4174 | 2021 | Control | 0.1325 | 3 | 0 | esc | 0.15274 | 62.5039 | 0.15274 | 62.5039 | 0 | 0 | 0 | 0
[149 empty] | All EPR in 2020WLDFRFinancial | WLDFR | HFTD - Distribution - Tier 3 - 4QU CoRE ¦ 2QU LoRE | Seismic - Red Flag Warning - Catastrophic Fires | 2021 | Financial | 13469.0878 | 572.4174 | 2021 | Control | 0.053 | 3 | 0 | esc | 0.055966 | 753.8138 | 0.055966 | 753.8138 | 0 | 0 | 0 | 0
[149 empty] | All EPR in 2020WLDFRSafety | WLDFR | HFTD - Distribution - Tier 3 - 4QU CoRE ¦ 2QU LoRE | Seismic - Red Flag Warning - Catastrophic Fires | 2021 | Safety | 7205.5313 | 572.4174 | 2021 | Control | 0.053 | 3 | 0 | esc | 0.055966 | 403.2663 | 0.055966 | 403.2663 | 0 | 0 | 0 | 0
[149 empty] | All EPR in 2020WLDFRElectric Reliability | WLDFR | HFTD - Distribution - Tier 3 - 4QU CoRE ¦ 2QU LoRE | Seismic - Red Flag Warning - Catastrophic Fires | 2022 | Electric Reliability | 409.2237 | 572.4174 | 2022 | Control | 0.1325 | 3 | 0 | esc | 0.15274 | 62.5039 | 0.15274 | 62.5039 | 0.15274 | 62.5039 | 0 | 0
[149 empty] | All EPR in 2020WLDFRFinancial | WLDFR | HFTD - Distribution - Tier 3 - 4QU CoRE ¦ 2QU LoRE | Seismic - Red Flag Warning - Catastrophic Fires | 2022 | Financial | 13469.0878 | 572.4174 | 2022 | Control | 0.053 | 3 | 0 | esc | 0.055966 | 753.8138 | 0.055966 | 753.8138 | 0.055966 | 753.8138 | 0 | 0
[149 empty] | All EPR in 2020WLDFRSafety | WLDFR | HFTD - Distribution - Tier 3 - 4QU CoRE ¦ 2QU LoRE | Seismic - Red Flag Warning - Catastrophic Fires | 2022 | Safety | 7205.5313 | 572.4174 | 2022 | Control | 0.053 | 3 | 0 | esc | 0.055966 | 403.2663 | 0.055966 | 403.2663 | 0.055966 | 403.2663 | 0 | 0
[149 empty] | All EPR in 2020WLDFRElectric Reliability | WLDFR | HFTD - Distribution - Tier 3 - 4QU CoRE ¦ 2QU LoRE | Seismic - Red Flag Warning - Catastrophic Fires | 2023 | Electric Reliability | 428.6023 | 572.4174 | 2023 | Control | 0.1325 | 3 | 0 | esc | 0 | 0 | 0.15274 | 65.4638 | 0.15274 | 65.4638 | 0.15274 | 65.4638
[149 empty] | All EPR in 2020WLDFRFinancial | WLDFR | HFTD - Distribution - Tier 3 - 4QU CoRE ¦ 2QU LoRE | Seismic - Red Flag Warning - Catastrophic Fires | 2023 | Financial | 13939.561 | 572.4174 | 2023 | Control | 0.053 | 3 | 0 | esc | 0 | 0 | 0.055966 | 780.1444 | 0.055966 | 780.1444 | 0.055966 | 780.1444
[149 empty] | All EPR in 2020WLDFRSafety | WLDFR | HFTD - Distribution - Tier 3 - 4QU CoRE ¦ 2QU LoRE | Seismic - Red Flag Warning - Catastrophic Fires | 2023 | Safety | 7467.8148 | 572.4174 | 2023 | Control | 0.053 | 3 | 0 | esc | 0 | 0 | 0.055966 | 417.9453 | 0.055966 | 417.9453 | 0.055966 | 417.9453
[149 empty] | All EPR in 2020WLDFRElectric Reliability | WLDFR | HFTD - Distribution - Tier 3 - 4QU CoRE ¦ 2QU LoRE | Seismic - Red Flag Warning - Catastrophic Fires | 2024 | Electric Reliability | 428.6023 | 572.4174 | 2024 | Control | 0.1325 | 3 | 0 | esc | 0 | 0 | 0 | 0 | 0.15274 | 65.4638 | 0.15274 | 65.4638
[149 empty] | All EPR in 2020WLDFRFinancial | WLDFR | HFTD - Distribution - Tier 3 - 4QU CoRE ¦ 2QU LoRE | Seismic - Red Flag Warning - Catastrophic Fires | 2024 | Financial | 13939.561 | 572.4174 | 2024 | Control | 0.053 | 3 | 0 | esc | 0 | 0 | 0 | 0 | 0.055966 | 780.1444 | 0.055966 | 780.1444
[149 empty] | All EPR in 2020WLDFRSafety | WLDFR | HFTD - Distribution - Tier 3 - 4QU CoRE ¦ 2QU LoRE | Seismic - Red Flag Warning - Catastrophic Fires | 2024 | Safety | 7467.8148 | 572.4174 | 2024 | Control | 0.053 | 3 | 0 | esc | 0 | 0 | 0 | 0 | 0.055966 | 417.9453 | 0.055966 | 417.9453
[149 empty] | All EPR in 2020WLDFRElectric Reliability | WLDFR | HFTD - Distribution - Tier 3 - 4QU CoRE ¦ 2QU LoRE | Seismic - Red Flag Warning - Catastrophic Fires | 2025 | Electric Reliability | 428.6023 | 572.4174 | 2025 | Control | 0.1325 | 3 | 0 | esc | 0 | 0 | 0 | 0 | 0 | 0 | 0.15274 | 65.4638
[149 empty] | All EPR in 2020WLDFRFinancial | WLDFR | HFTD - Distribution - Tier 3 - 4QU CoRE ¦ 2QU LoRE | Seismic - Red Flag Warning - Catastrophic Fires | 2025 | Financial | 13939.561 | 572.4174 | 2025 | Control | 0.053 | 3 | 0 | esc | 0 | 0 | 0 | 0 | 0 | 0 | 0.055966 | 780.1444
[149 empty] | All EPR in 2020WLDFRSafety | WLDFR | HFTD - Distribution - Tier 3 - 4QU CoRE ¦ 2QU LoRE | Seismic - Red Flag Warning - Catastrophic Fires | 2025 | Safety | 7467.8148 | 572.4174 | 2025 | Control | 0.053 | 3 | 0 | esc | 0 | 0 | 0 | 0 | 0 | 0 | 0.055966 | 417.9453
[149 empty] | All EPR in 2020WLDFRElectric Reliability | WLDFR | HFTD - Distribution - Tier 3 - 4QU CoRE ¦ 3QU LoRE | Non-Red Flag Warning - Catastrophic Fires | 2021 | Electric Reliability | 222.2294 | 334.8643 | 2021 | Control | 0.1325 | 3 | 0 | esc | 0.15274 | 33.9428 | 0.15274 | 33.9428 | 0 | 0 | 0 | 0
[149 empty] | All EPR in 2020WLDFRFinancial | WLDFR | HFTD - Distribution - Tier 3 - 4QU CoRE ¦ 3QU LoRE | Non-Red Flag Warning - Catastrophic Fires | 2021 | Financial | 8585.7228 | 334.8643 | 2021 | Control | 0.053 | 3 | 0 | esc | 0.055966 | 480.5104 | 0.055966 | 480.5104 | 0 | 0 | 0 | 0
[149 empty] | All EPR in 2020WLDFRSafety | WLDFR | HFTD - Distribution - Tier 3 - 4QU CoRE ¦ 3QU LoRE | Non-Red Flag Warning - Catastrophic Fires | 2021 | Safety | 5338.1784 | 334.8643 | 2021 | Control | 0.053 | 3 | 0 | esc | 0.055966 | 298.7576 | 0.055966 | 298.7576 | 0 | 0 | 0 | 0
[149 empty] | All EPR in 2020WLDFRElectric Reliability | WLDFR | HFTD - Distribution - Tier 3 - 4QU CoRE ¦ 3QU LoRE | Non-Red Flag Warning - Catastrophic Fires | 2022 | Electric Reliability | 222.2294 | 334.8643 | 2022 | Control | 0.1325 | 3 | 0 | esc | 0.15274 | 33.9428 | 0.15274 | 33.9428 | 0.15274 | 33.9428 | 0 | 0
[149 empty] | All EPR in 2020WLDFRFinancial | WLDFR | HFTD - Distribution - Tier 3 - 4QU CoRE ¦ 3QU LoRE | Non-Red Flag Warning - Catastrophic Fires | 2022 | Financial | 8585.7228 | 334.8643 | 2022 | Control | 0.053 | 3 | 0 | esc | 0.055966 | 480.5104 | 0.055966 | 480.5104 | 0.055966 | 480.5104 | 0 | 0
[149 empty] | All EPR in 2020WLDFRSafety | WLDFR | HFTD - Distribution - Tier 3 - 4QU CoRE ¦ 3QU LoRE | Non-Red Flag Warning - Catastrophic Fires | 2022 | Safety | 5338.1784 | 334.8643 | 2022 | Control | 0.053 | 3 | 0 | esc | 0.055966 | 298.7576 | 0.055966 | 298.7576 | 0.055966 | 298.7576 | 0 | 0
[149 empty] | All EPR in 2020WLDFRElectric Reliability | WLDFR | HFTD - Distribution - Tier 3 - 4QU CoRE ¦ 3QU LoRE | Non-Red Flag Warning - Catastrophic Fires | 2023 | Electric Reliability | 233.2301 | 334.8643 | 2023 | Control | 0.1325 | 3 | 0 | esc | 0 | 0 | 0.15274 | 35.623 | 0.15274 | 35.623 | 0.15274 | 35.623
[149 empty] | All EPR in 2020WLDFRFinancial | WLDFR | HFTD - Distribution - Tier 3 - 4QU CoRE ¦ 3QU LoRE | Non-Red Flag Warning - Catastrophic Fires | 2023 | Financial | 8896.516 | 334.8643 | 2023 | Control | 0.053 | 3 | 0 | esc | 0 | 0 | 0.055966 | 497.9043 | 0.055966 | 497.9043 | 0.055966 | 497.9043
[149 empty] | All EPR in 2020WLDFRSafety | WLDFR | HFTD - Distribution - Tier 3 - 4QU CoRE ¦ 3QU LoRE | Non-Red Flag Warning - Catastrophic Fires | 2023 | Safety | 5534.8915 | 334.8643 | 2023 | Control | 0.053 | 3 | 0 | esc | 0 | 0 | 0.055966 | 309.7669 | 0.055966 | 309.7669 | 0.055966 | 309.7669
[149 empty] | All EPR in 2020WLDFRElectric Reliability | WLDFR | HFTD - Distribution - Tier 3 - 4QU CoRE ¦ 3QU LoRE | Non-Red Flag Warning - Catastrophic Fires | 2024 | Electric Reliability | 233.2301 | 334.8643 | 2024 | Control | 0.1325 | 3 | 0 | esc | 0 | 0 | 0 | 0 | 0.15274 | 35.623 | 0.15274 | 35.623
[149 empty] | All EPR in 2020WLDFRFinancial | WLDFR | HFTD - Distribution - Tier 3 - 4QU CoRE ¦ 3QU LoRE | Non-Red Flag Warning - Catastrophic Fires | 2024 | Financial | 8896.516 | 334.8643 | 2024 | Control | 0.053 | 3 | 0 | esc | 0 | 0 | 0 | 0 | 0.055966 | 497.9043 | 0.055966 | 497.9043
[149 empty] | All EPR in 2020WLDFRSafety | WLDFR | HFTD - Distribution - Tier 3 - 4QU CoRE ¦ 3QU LoRE | Non-Red Flag Warning - Catastrophic Fires | 2024 | Safety | 5534.8915 | 334.8643 | 2024 | Control | 0.053 | 3 | 0 | esc | 0 | 0 | 0 | 0 | 0.055966 | 309.7669 | 0.055966 | 309.7669
[149 empty] | All EPR in 2020WLDFRElectric Reliability | WLDFR | HFTD - Distribution - Tier 3 - 4QU CoRE ¦ 3QU LoRE | Non-Red Flag Warning - Catastrophic Fires | 2025 | Electric Reliability | 233.2301 | 334.8643 | 2025 | Control | 0.1325 | 3 | 0 | esc | 0 | 0 | 0 | 0 | 0 | 0 | 0.15274 | 35.623
[149 empty] | All EPR in 2020WLDFRFinancial | WLDFR | HFTD - Distribution - Tier 3 - 4QU CoRE ¦ 3QU LoRE | Non-Red Flag Warning - Catastrophic Fires | 2025 | Financial | 8896.516 | 334.8643 | 2025 | Control | 0.053 | 3 | 0 | esc | 0 | 0 | 0 | 0 | 0 | 0 | 0.055966 | 497.9043
[149 empty] | All EPR in 2020WLDFRSafety | WLDFR | HFTD - Distribution - Tier 3 - 4QU CoRE ¦ 3QU LoRE | Non-Red Flag Warning - Catastrophic Fires | 2025 | Safety | 5534.8915 | 334.8643 | 2025 | Control | 0.053 | 3 | 0 | esc | 0 | 0 | 0 | 0 | 0 | 0 | 0.055966 | 309.7669
[149 empty] | All EPR in 2020WLDFRElectric Reliability | WLDFR | HFTD - Distribution - Tier 3 - 4QU CoRE ¦ 3QU LoRE | Non-Red Flag Warning - Destructive Fires | 2021 | Electric Reliability | 222.2294 | 334.8643 | 2021 | Control | 0.1325 | 3 | 0 | esc | 0.15274 | 33.9428 | 0.15274 | 33.9428 | 0 | 0 | 0 | 0
[149 empty] | All EPR in 2020WLDFRFinancial | WLDFR | HFTD - Distribution - Tier 3 - 4QU CoRE ¦ 3QU LoRE | Non-Red Flag Warning - Destructive Fires | 2021 | Financial | 8585.7228 | 334.8643 | 2021 | Control | 0.053 | 3 | 0 | esc | 0.055966 | 480.5104 | 0.055966 | 480.5104 | 0 | 0 | 0 | 0
[149 empty] | All EPR in 2020WLDFRElectric Reliability | WLDFR | HFTD - Distribution - Tier 3 - 4QU CoRE ¦ 3QU LoRE | Non-Red Flag Warning - Destructive Fires | 2022 | Electric Reliability | 222.2294 | 334.8643 | 2022 | Control | 0.1325 | 3 | 0 | esc | 0.15274 | 33.9428 | 0.15274 | 33.9428 | 0.15274 | 33.9428 | 0 | 0
[149 empty] | All EPR in 2020WLDFRFinancial | WLDFR | HFTD - Distribution - Tier 3 - 4QU CoRE ¦ 3QU LoRE | Non-Red Flag Warning - Destructive Fires | 2022 | Financial | 8585.7228 | 334.8643 | 2022 | Control | 0.053 | 3 | 0 | esc | 0.055966 | 480.5104 | 0.055966 | 480.5104 | 0.055966 | 480.5104 | 0 | 0
[149 empty] | All EPR in 2020WLDFRElectric Reliability | WLDFR | HFTD - Distribution - Tier 3 - 4QU CoRE ¦ 3QU LoRE | Non-Red Flag Warning - Destructive Fires | 2023 | Electric Reliability | 233.2301 | 334.8643 | 2023 | Control | 0.1325 | 3 | 0 | esc | 0 | 0 | 0.15274 | 35.623 | 0.15274 | 35.623 | 0.15274 | 35.623
[149 empty] | All EPR in 2020WLDFRFinancial | WLDFR | HFTD - Distribution - Tier 3 - 4QU CoRE ¦ 3QU LoRE | Non-Red Flag Warning - Destructive Fires | 2023 | Financial | 8896.516 | 334.8643 | 2023 | Control | 0.053 | 3 | 0 | esc | 0 | 0 | 0.055966 | 497.9043 | 0.055966 | 497.9043 | 0.055966 | 497.9043
[149 empty] | All EPR in 2020WLDFRElectric Reliability | WLDFR | HFTD - Distribution - Tier 3 - 4QU CoRE ¦ 3QU LoRE | Non-Red Flag Warning - Destructive Fires | 2024 | Electric Reliability | 233.2301 | 334.8643 | 2024 | Control | 0.1325 | 3 | 0 | esc | 0 | 0 | 0 | 0 | 0.15274 | 35.623 | 0.15274 | 35.623
[149 empty] | All EPR in 2020WLDFRFinancial | WLDFR | HFTD - Distribution - Tier 3 - 4QU CoRE ¦ 3QU LoRE | Non-Red Flag Warning - Destructive Fires | 2024 | Financial | 8896.516 | 334.8643 | 2024 | Control | 0.053 | 3 | 0 | esc | 0 | 0 | 0 | 0 | 0.055966 | 497.9043 | 0.055966 | 497.9043
[149 empty] | All EPR in 2020WLDFRElectric Reliability | WLDFR | HFTD - Distribution - Tier 3 - 4QU CoRE ¦ 3QU LoRE | Non-Red Flag Warning - Destructive Fires | 2025 | Electric Reliability | 233.2301 | 334.8643 | 2025 | Control | 0.1325 | 3 | 0 | esc | 0 | 0 | 0 | 0 | 0 | 0 | 0.15274 | 35.623
[149 empty] | All EPR in 2020WLDFRFinancial | WLDFR | HFTD - Distribution - Tier 3 - 4QU CoRE ¦ 3QU LoRE | Non-Red Flag Warning - Destructive Fires | 2025 | Financial | 8896.516 | 334.8643 | 2025 | Control | 0.053 | 3 | 0 | esc | 0 | 0 | 0 | 0 | 0 | 0 | 0.055966 | 497.9043
[149 empty] | All EPR in 2020WLDFRElectric Reliability | WLDFR | HFTD - Distribution - Tier 3 - 4QU CoRE ¦ 3QU LoRE | Non-Red Flag Warning - Large Fires | 2021 | Electric Reliability | 0.69642 | 334.8643 | 2021 | Control | 0.1325 | 3 | 0 | esc | 0.15274 | 0.10637 | 0.15274 | 0.10637 | 0 | 0 | 0 | 0
[149 empty] | All EPR in 2020WLDFRFinancial | WLDFR | HFTD - Distribution - Tier 3 - 4QU CoRE ¦ 3QU LoRE | Non-Red Flag Warning - Large Fires | 2021 | Financial | 2.942 | 334.8643 | 2021 | Control | 0.053 | 3 | 0 | esc | 0.055966 | 0.16465 | 0.055966 | 0.16465 | 0 | 0 | 0 | 0
[149 empty] | All EPR in 2020WLDFRSafety | WLDFR | HFTD - Distribution - Tier 3 - 4QU CoRE ¦ 3QU LoRE | Non-Red Flag Warning - Large Fires | 2021 | Safety | 1.6022 | 334.8643 | 2021 | Control | 0.053 | 3 | 0 | esc | 0.055966 | 0.089668 | 0.055966 | 0.089668 | 0 | 0 | 0 | 0
[149 empty] | All EPR in 2020WLDFRElectric Reliability | WLDFR | HFTD - Distribution - Tier 3 - 4QU CoRE ¦ 3QU LoRE | Non-Red Flag Warning - Large Fires | 2022 | Electric Reliability | 0.69642 | 334.8643 | 2022 | Control | 0.1325 | 3 | 0 | esc | 0.15274 | 0.10637 | 0.15274 | 0.10637 | 0.15274 | 0.10637 | 0 | 0
[149 empty] | All EPR in 2020WLDFRFinancial | WLDFR | HFTD - Distribution - Tier 3 - 4QU CoRE ¦ 3QU LoRE | Non-Red Flag Warning - Large Fires | 2022 | Financial | 2.942 | 334.8643 | 2022 | Control | 0.053 | 3 | 0 | esc | 0.055966 | 0.16465 | 0.055966 | 0.16465 | 0.055966 | 0.16465 | 0 | 0
[149 empty] | All EPR in 2020WLDFRSafety | WLDFR | HFTD - Distribution - Tier 3 - 4QU CoRE ¦ 3QU LoRE | Non-Red Flag Warning - Large Fires | 2022 | Safety | 1.6022 | 334.8643 | 2022 | Control | 0.053 | 3 | 0 | esc | 0.055966 | 0.089668 | 0.055966 | 0.089668 | 0.055966 | 0.089668 | 0 | 0
[149 empty] | All EPR in 2020WLDFRElectric Reliability | WLDFR | HFTD - Distribution - Tier 3 - 4QU CoRE ¦ 3QU LoRE | Non-Red Flag Warning - Large Fires | 2023 | Electric Reliability | 0.71896 | 334.8643 | 2023 | Control | 0.1325 | 3 | 0 | esc | 0 | 0 | 0.15274 | 0.10981 | 0.15274 | 0.10981 | 0.15274 | 0.10981
[149 empty] | All EPR in 2020WLDFRFinancial | WLDFR | HFTD - Distribution - Tier 3 - 4QU CoRE ¦ 3QU LoRE | Non-Red Flag Warning - Large Fires | 2023 | Financial | 3.0715 | 334.8643 | 2023 | Control | 0.053 | 3 | 0 | esc | 0 | 0 | 0.055966 | 0.1719 | 0.055966 | 0.1719 | 0.055966 | 0.1719
[149 empty] | All EPR in 2020WLDFRSafety | WLDFR | HFTD - Distribution - Tier 3 - 4QU CoRE ¦ 3QU LoRE | Non-Red Flag Warning - Large Fires | 2023 | Safety | 1.6846 | 334.8643 | 2023 | Control | 0.053 | 3 | 0 | esc | 0 | 0 | 0.055966 | 0.094279 | 0.055966 | 0.094279 | 0.055966 | 0.094279
[149 empty] | All EPR in 2020WLDFRElectric Reliability | WLDFR | HFTD - Distribution - Tier 3 - 4QU CoRE ¦ 3QU LoRE | Non-Red Flag Warning - Large Fires | 2024 | Electric Reliability | 0.71896 | 334.8643 | 2024 | Control | 0.1325 | 3 | 0 | esc | 0 | 0 | 0 | 0 | 0.15274 | 0.10981 | 0.15274 | 0.10981
[149 empty] | All EPR in 2020WLDFRFinancial | WLDFR | HFTD - Distribution - Tier 3 - 4QU CoRE ¦ 3QU LoRE | Non-Red Flag Warning - Large Fires | 2024 | Financial | 3.0715 | 334.8643 | 2024 | Control | 0.053 | 3 | 0 | esc | 0 | 0 | 0 | 0 | 0.055966 | 0.1719 | 0.055966 | 0.1719
[149 empty] | All EPR in 2020WLDFRSafety | WLDFR | HFTD - Distribution - Tier 3 - 4QU CoRE ¦ 3QU LoRE | Non-Red Flag Warning - Large Fires | 2024 | Safety | 1.6846 | 334.8643 | 2024 | Control | 0.053 | 3 | 0 | esc | 0 | 0 | 0 | 0 | 0.055966 | 0.094279 | 0.055966 | 0.094279
[149 empty] | All EPR in 2020WLDFRElectric Reliability | WLDFR | HFTD - Distribution - Tier 3 - 4QU CoRE ¦ 3QU LoRE | Non-Red Flag Warning - Large Fires | 2025 | Electric Reliability | 0.71896 | 334.8643 | 2025 | Control | 0.1325 | 3 | 0 | esc | 0 | 0 | 0 | 0 | 0 | 0 | 0.15274 | 0.10981
[149 empty] | All EPR in 2020WLDFRFinancial | WLDFR | HFTD - Distribution - Tier 3 - 4QU CoRE ¦ 3QU LoRE | Non-Red Flag Warning - Large Fires | 2025 | Financial | 3.0715 | 334.8643 | 2025 | Control | 0.053 | 3 | 0 | esc | 0 | 0 | 0 | 0 | 0 | 0 | 0.055966 | 0.1719
[149 empty] | All EPR in 2020WLDFRSafety | WLDFR | HFTD - Distribution - Tier 3 - 4QU CoRE ¦ 3QU LoRE | Non-Red Flag Warning - Large Fires | 2025 | Safety | 1.6846 | 334.8643 | 2025 | Control | 0.053 | 3 | 0 | esc | 0 | 0 | 0 | 0 | 0 | 0 | 0.055966 | 0.094279
[149 empty] | All EPR in 2020WLDFRElectric Reliability | WLDFR | HFTD - Distribution - Tier 3 - 4QU CoRE ¦ 3QU LoRE | Non-Red Flag Warning - Small Fires | 2021 | Electric Reliability | 0.036425 | 334.8643 | 2021 | Control | 0.1325 | 3 | 0 | esc | 0.15274 | 0.0055635 | 0.15274 | 0.0055635 | 0 | 0 | 0 | 0
[149 empty] | All EPR in 2020WLDFRFinancial | WLDFR | HFTD - Distribution - Tier 3 - 4QU CoRE ¦ 3QU LoRE | Non-Red Flag Warning - Small Fires | 2021 | Financial | 0.0015809 | 334.8643 | 2021 | Control | 0.053 | 3 | 0 | esc | 0.055966 | 8.8475e-05 | 0.055966 | 8.8475e-05 | 0 | 0 | 0 | 0
[149 empty] | All EPR in 2020WLDFRSafety | WLDFR | HFTD - Distribution - Tier 3 - 4QU CoRE ¦ 3QU LoRE | Non-Red Flag Warning - Small Fires | 2021 | Safety | 0.039895 | 334.8643 | 2021 | Control | 0.053 | 3 | 0 | esc | 0.055966 | 0.0022328 | 0.055966 | 0.0022328 | 0 | 0 | 0 | 0
[149 empty] | All EPR in 2020WLDFRElectric Reliability | WLDFR | HFTD - Distribution - Tier 3 - 4QU CoRE ¦ 3QU LoRE | Non-Red Flag Warning - Small Fires | 2022 | Electric Reliability | 0.036425 | 334.8643 | 2022 | Control | 0.1325 | 3 | 0 | esc | 0.15274 | 0.0055635 | 0.15274 | 0.0055635 | 0.15274 | 0.0055635 | 0 | 0
[149 empty] | All EPR in 2020WLDFRFinancial | WLDFR | HFTD - Distribution - Tier 3 - 4QU CoRE ¦ 3QU LoRE | Non-Red Flag Warning - Small Fires | 2022 | Financial | 0.0015809 | 334.8643 | 2022 | Control | 0.053 | 3 | 0 | esc | 0.055966 | 8.8475e-05 | 0.055966 | 8.8475e-05 | 0.055966 | 8.8475e-05 | 0 | 0
[149 empty] | All EPR in 2020WLDFRSafety | WLDFR | HFTD - Distribution - Tier 3 - 4QU CoRE ¦ 3QU LoRE | Non-Red Flag Warning - Small Fires | 2022 | Safety | 0.039895 | 334.8643 | 2022 | Control | 0.053 | 3 | 0 | esc | 0.055966 | 0.0022328 | 0.055966 | 0.0022328 | 0.055966 | 0.0022328 | 0 | 0
[149 empty] | All EPR in 2020WLDFRElectric Reliability | WLDFR | HFTD - Distribution - Tier 3 - 4QU CoRE ¦ 3QU LoRE | Non-Red Flag Warning - Small Fires | 2023 | Electric Reliability | 0.03759 | 334.8643 | 2023 | Control | 0.1325 | 3 | 0 | esc | 0 | 0 | 0.15274 | 0.0057414 | 0.15274 | 0.0057414 | 0.15274 | 0.0057414
[149 empty] | All EPR in 2020WLDFRFinancial | WLDFR | HFTD - Distribution - Tier 3 - 4QU CoRE ¦ 3QU LoRE | Non-Red Flag Warning - Small Fires | 2023 | Financial | 0.0016314 | 334.8643 | 2023 | Control | 0.053 | 3 | 0 | esc | 0 | 0 | 0.055966 | 9.1305e-05 | 0.055966 | 9.1305e-05 | 0.055966 | 9.1305e-05
[149 empty] | All EPR in 2020WLDFRSafety | WLDFR | HFTD - Distribution - Tier 3 - 4QU CoRE ¦ 3QU LoRE | Non-Red Flag Warning - Small Fires | 2023 | Safety | 0.041187 | 334.8643 | 2023 | Control | 0.053 | 3 | 0 | esc | 0 | 0 | 0.055966 | 0.0023051 | 0.055966 | 0.0023051 | 0.055966 | 0.0023051
[149 empty] | All EPR in 2020WLDFRElectric Reliability | WLDFR | HFTD - Distribution - Tier 3 - 4QU CoRE ¦ 3QU LoRE | Non-Red Flag Warning - Small Fires | 2024 | Electric Reliability | 0.03759 | 334.8643 | 2024 | Control | 0.1325 | 3 | 0 | esc | 0 | 0 | 0 | 0 | 0.15274 | 0.0057414 | 0.15274 | 0.0057414
[149 empty] | All EPR in 2020WLDFRFinancial | WLDFR | HFTD - Distribution - Tier 3 - 4QU CoRE ¦ 3QU LoRE | Non-Red Flag Warning - Small Fires | 2024 | Financial | 0.0016314 | 334.8643 | 2024 | Control | 0.053 | 3 | 0 | esc | 0 | 0 | 0 | 0 | 0.055966 | 9.1305e-05 | 0.055966 | 9.1305e-05
[149 empty] | All EPR in 2020WLDFRSafety | WLDFR | HFTD - Distribution - Tier 3 - 4QU CoRE ¦ 3QU LoRE | Non-Red Flag Warning - Small Fires | 2024 | Safety | 0.041187 | 334.8643 | 2024 | Control | 0.053 | 3 | 0 | esc | 0 | 0 | 0 | 0 | 0.055966 | 0.0023051 | 0.055966 | 0.0023051
[149 empty] | All EPR in 2020WLDFRElectric Reliability | WLDFR | HFTD - Distribution - Tier 3 - 4QU CoRE ¦ 3QU LoRE | Non-Red Flag Warning - Small Fires | 2025 | Electric Reliability | 0.03759 | 334.8643 | 2025 | Control | 0.1325 | 3 | 0 | esc | 0 | 0 | 0 | 0 | 0 | 0 | 0.15274 | 0.0057414
[149 empty] | All EPR in 2020WLDFRFinancial | WLDFR | HFTD - Distribution - Tier 3 - 4QU CoRE ¦ 3QU LoRE | Non-Red Flag Warning - Small Fires | 2025 | Financial | 0.0016314 | 334.8643 | 2025 | Control | 0.053 | 3 | 0 | esc | 0 | 0 | 0 | 0 | 0 | 0 | 0.055966 | 9.1305e-05
[149 empty] | All EPR in 2020WLDFRSafety | WLDFR | HFTD - Distribution - Tier 3 - 4QU CoRE ¦ 3QU LoRE | Non-Red Flag Warning - Small Fires | 2025 | Safety | 0.041187 | 334.8643 | 2025 | Control | 0.053 | 3 | 0 | esc | 0 | 0 | 0 | 0 | 0 | 0 | 0.055966 | 0.0023051
[149 empty] | All EPR in 2020WLDFRElectric Reliability | WLDFR | HFTD - Distribution - Tier 3 - 4QU CoRE ¦ 3QU LoRE | Red Flag Warning - Catastrophic Fires | 2021 | Electric Reliability | 222.2294 | 334.8643 | 2021 | Control | 0.1325 | 3 | 0 | esc | 0.15274 | 33.9428 | 0.15274 | 33.9428 | 0 | 0 | 0 | 0
[149 empty] | All EPR in 2020WLDFRFinancial | WLDFR | HFTD - Distribution - Tier 3 - 4QU CoRE ¦ 3QU LoRE | Red Flag Warning - Catastrophic Fires | 2021 | Financial | 8585.7228 | 334.8643 | 2021 | Control | 0.053 | 3 | 0 | esc | 0.055966 | 480.5104 | 0.055966 | 480.5104 | 0 | 0 | 0 | 0
[149 empty] | All EPR in 2020WLDFRSafety | WLDFR | HFTD - Distribution - Tier 3 - 4QU CoRE ¦ 3QU LoRE | Red Flag Warning - Catastrophic Fires | 2021 | Safety | 5338.1784 | 334.8643 | 2021 | Control | 0.053 | 3 | 0 | esc | 0.055966 | 298.7576 | 0.055966 | 298.7576 | 0 | 0 | 0 | 0
[149 empty] | All EPR in 2020WLDFRElectric Reliability | WLDFR | HFTD - Distribution - Tier 3 - 4QU CoRE ¦ 3QU LoRE | Red Flag Warning - Catastrophic Fires | 2022 | Electric Reliability | 222.2294 | 334.8643 | 2022 | Control | 0.1325 | 3 | 0 | esc | 0.15274 | 33.9428 | 0.15274 | 33.9428 | 0.15274 | 33.9428 | 0 | 0
[149 empty] | All EPR in 2020WLDFRFinancial | WLDFR | HFTD - Distribution - Tier 3 - 4QU CoRE ¦ 3QU LoRE | Red Flag Warning - Catastrophic Fires | 2022 | Financial | 8585.7228 | 334.8643 | 2022 | Control | 0.053 | 3 | 0 | esc | 0.055966 | 480.5104 | 0.055966 | 480.5104 | 0.055966 | 480.5104 | 0 | 0
[149 empty] | All EPR in 2020WLDFRSafety | WLDFR | HFTD - Distribution - Tier 3 - 4QU CoRE ¦ 3QU LoRE | Red Flag Warning - Catastrophic Fires | 2022 | Safety | 5338.1784 | 334.8643 | 2022 | Control | 0.053 | 3 | 0 | esc | 0.055966 | 298.7576 | 0.055966 | 298.7576 | 0.055966 | 298.7576 | 0 | 0
[149 empty] | All EPR in 2020WLDFRElectric Reliability | WLDFR | HFTD - Distribution - Tier 3 - 4QU CoRE ¦ 3QU LoRE | Red Flag Warning - Catastrophic Fires | 2023 | Electric Reliability | 233.2301 | 334.8643 | 2023 | Control | 0.1325 | 3 | 0 | esc | 0 | 0 | 0.15274 | 35.623 | 0.15274 | 35.623 | 0.15274 | 35.623
[149 empty] | All EPR in 2020WLDFRFinancial | WLDFR | HFTD - Distribution - Tier 3 - 4QU CoRE ¦ 3QU LoRE | Red Flag Warning - Catastrophic Fires | 2023 | Financial | 8896.516 | 334.8643 | 2023 | Control | 0.053 | 3 | 0 | esc | 0 | 0 | 0.055966 | 497.9043 | 0.055966 | 497.9043 | 0.055966 | 497.9043
[149 empty] | All EPR in 2020WLDFRSafety | WLDFR | HFTD - Distribution - Tier 3 - 4QU CoRE ¦ 3QU LoRE | Red Flag Warning - Catastrophic Fires | 2023 | Safety | 5534.8915 | 334.8643 | 2023 | Control | 0.053 | 3 | 0 | esc | 0 | 0 | 0.055966 | 309.7669 | 0.055966 | 309.7669 | 0.055966 | 309.7669
[149 empty] | All EPR in 2020WLDFRElectric Reliability | WLDFR | HFTD - Distribution - Tier 3 - 4QU CoRE ¦ 3QU LoRE | Red Flag Warning - Catastrophic Fires | 2024 | Electric Reliability | 233.2301 | 334.8643 | 2024 | Control | 0.1325 | 3 | 0 | esc | 0 | 0 | 0 | 0 | 0.15274 | 35.623 | 0.15274 | 35.623
[149 empty] | All EPR in 2020WLDFRFinancial | WLDFR | HFTD - Distribution - Tier 3 - 4QU CoRE ¦ 3QU LoRE | Red Flag Warning - Catastrophic Fires | 2024 | Financial | 8896.516 | 334.8643 | 2024 | Control | 0.053 | 3 | 0 | esc | 0 | 0 | 0 | 0 | 0.055966 | 497.9043 | 0.055966 | 497.9043
[149 empty] | All EPR in 2020WLDFRSafety | WLDFR | HFTD - Distribution - Tier 3 - 4QU CoRE ¦ 3QU LoRE | Red Flag Warning - Catastrophic Fires | 2024 | Safety | 5534.8915 | 334.8643 | 2024 | Control | 0.053 | 3 | 0 | esc | 0 | 0 | 0 | 0 | 0.055966 | 309.7669 | 0.055966 | 309.7669
[149 empty] | All EPR in 2020WLDFRElectric Reliability | WLDFR | HFTD - Distribution - Tier 3 - 4QU CoRE ¦ 3QU LoRE | Red Flag Warning - Catastrophic Fires | 2025 | Electric Reliability | 233.2301 | 334.8643 | 2025 | Control | 0.1325 | 3 | 0 | esc | 0 | 0 | 0 | 0 | 0 | 0 | 0.15274 | 35.623
[149 empty] | All EPR in 2020WLDFRFinancial | WLDFR | HFTD - Distribution - Tier 3 - 4QU CoRE ¦ 3QU LoRE | Red Flag Warning - Catastrophic Fires | 2025 | Financial | 8896.516 | 334.8643 | 2025 | Control | 0.053 | 3 | 0 | esc | 0 | 0 | 0 | 0 | 0 | 0 | 0.055966 | 497.9043
[149 empty] | All EPR in 2020WLDFRSafety | WLDFR | HFTD - Distribution - Tier 3 - 4QU CoRE ¦ 3QU LoRE | Red Flag Warning - Catastrophic Fires | 2025 | Safety | 5534.8915 | 334.8643 | 2025 | Control | 0.053 | 3 | 0 | esc | 0 | 0 | 0 | 0 | 0 | 0 | 0.055966 | 309.7669
[149 empty] | All EPR in 2020WLDFRElectric Reliability | WLDFR | HFTD - Distribution - Tier 3 - 4QU CoRE ¦ 3QU LoRE | Red Flag Warning - Destructive Fires | 2021 | Electric Reliability | 222.2294 | 334.8643 | 2021 | Control | 0.1325 | 3 | 0 | esc | 0.15274 | 33.9428 | 0.15274 | 33.9428 | 0 | 0 | 0 | 0
[149 empty] | All EPR in 2020WLDFRFinancial | WLDFR | HFTD - Distribution - Tier 3 - 4QU CoRE ¦ 3QU LoRE | Red Flag Warning - Destructive Fires | 2021 | Financial | 8585.7228 | 334.8643 | 2021 | Control | 0.053 | 3 | 0 | esc | 0.055966 | 480.5104 | 0.055966 | 480.5104 | 0 | 0 | 0 | 0
[149 empty] | All EPR in 2020WLDFRElectric Reliability | WLDFR | HFTD - Distribution - Tier 3 - 4QU CoRE ¦ 3QU LoRE | Red Flag Warning - Destructive Fires | 2022 | Electric Reliability | 222.2294 | 334.8643 | 2022 | Control | 0.1325 | 3 | 0 | esc | 0.15274 | 33.9428 | 0.15274 | 33.9428 | 0.15274 | 33.9428 | 0 | 0
[149 empty] | All EPR in 2020WLDFRFinancial | WLDFR | HFTD - Distribution - Tier 3 - 4QU CoRE ¦ 3QU LoRE | Red Flag Warning - Destructive Fires | 2022 | Financial | 8585.7228 | 334.8643 | 2022 | Control | 0.053 | 3 | 0 | esc | 0.055966 | 480.5104 | 0.055966 | 480.5104 | 0.055966 | 480.5104 | 0 | 0
[149 empty] | All EPR in 2020WLDFRElectric Reliability | WLDFR | HFTD - Distribution - Tier 3 - 4QU CoRE ¦ 3QU LoRE | Red Flag Warning - Destructive Fires | 2023 | Electric Reliability | 233.2301 | 334.8643 | 2023 | Control | 0.1325 | 3 | 0 | esc | 0 | 0 | 0.15274 | 35.623 | 0.15274 | 35.623 | 0.15274 | 35.623
[149 empty] | All EPR in 2020WLDFRFinancial | WLDFR | HFTD - Distribution - Tier 3 - 4QU CoRE ¦ 3QU LoRE | Red Flag Warning - Destructive Fires | 2023 | Financial | 8896.516 | 334.8643 | 2023 | Control | 0.053 | 3 | 0 | esc | 0 | 0 | 0.055966 | 497.9043 | 0.055966 | 497.9043 | 0.055966 | 497.9043
[149 empty] | All EPR in 2020WLDFRElectric Reliability | WLDFR | HFTD - Distribution - Tier 3 - 4QU CoRE ¦ 3QU LoRE | Red Flag Warning - Destructive Fires | 2024 | Electric Reliability | 233.2301 | 334.8643 | 2024 | Control | 0.1325 | 3 | 0 | esc | 0 | 0 | 0 | 0 | 0.15274 | 35.623 | 0.15274 | 35.623
[149 empty] | All EPR in 2020WLDFRFinancial | WLDFR | HFTD - Distribution - Tier 3 - 4QU CoRE ¦ 3QU LoRE | Red Flag Warning - Destructive Fires | 2024 | Financial | 8896.516 | 334.8643 | 2024 | Control | 0.053 | 3 | 0 | esc | 0 | 0 | 0 | 0 | 0.055966 | 497.9043 | 0.055966 | 497.9043
[149 empty] | All EPR in 2020WLDFRElectric Reliability | WLDFR | HFTD - Distribution - Tier 3 - 4QU CoRE ¦ 3QU LoRE | Red Flag Warning - Destructive Fires | 2025 | Electric Reliability | 233.2301 | 334.8643 | 2025 | Control | 0.1325 | 3 | 0 | esc | 0 | 0 | 0 | 0 | 0 | 0 | 0.15274 | 35.623
[149 empty] | All EPR in 2020WLDFRFinancial | WLDFR | HFTD - Distribution - Tier 3 - 4QU CoRE ¦ 3QU LoRE | Red Flag Warning - Destructive Fires | 2025 | Financial | 8896.516 | 334.8643 | 2025 | Control | 0.053 | 3 | 0 | esc | 0 | 0 | 0 | 0 | 0 | 0 | 0.055966 | 497.9043
[149 empty] | All EPR in 2020WLDFRElectric Reliability | WLDFR | HFTD - Distribution - Tier 3 - 4QU CoRE ¦ 3QU LoRE | Red Flag Warning - Large Fires | 2021 | Electric Reliability | 0.69642 | 334.8643 | 2021 | Control | 0.1325 | 3 | 0 | esc | 0.15274 | 0.10637 | 0.15274 | 0.10637 | 0 | 0 | 0 | 0
[149 empty] | All EPR in 2020WLDFRFinancial | WLDFR | HFTD - Distribution - Tier 3 - 4QU CoRE ¦ 3QU LoRE | Red Flag Warning - Large Fires | 2021 | Financial | 2.942 | 334.8643 | 2021 | Control | 0.053 | 3 | 0 | esc | 0.055966 | 0.16465 | 0.055966 | 0.16465 | 0 | 0 | 0 | 0
[149 empty] | All EPR in 2020WLDFRSafety | WLDFR | HFTD - Distribution - Tier 3 - 4QU CoRE ¦ 3QU LoRE | Red Flag Warning - Large Fires | 2021 | Safety | 1.6022 | 334.8643 | 2021 | Control | 0.053 | 3 | 0 | esc | 0.055966 | 0.089668 | 0.055966 | 0.089668 | 0 | 0 | 0 | 0
[149 empty] | All EPR in 2020WLDFRElectric Reliability | WLDFR | HFTD - Distribution - Tier 3 - 4QU CoRE ¦ 3QU LoRE | Red Flag Warning - Large Fires | 2022 | Electric Reliability | 0.69642 | 334.8643 | 2022 | Control | 0.1325 | 3 | 0 | esc | 0.15274 | 0.10637 | 0.15274 | 0.10637 | 0.15274 | 0.10637 | 0 | 0
[149 empty] | All EPR in 2020WLDFRFinancial | WLDFR | HFTD - Distribution - Tier 3 - 4QU CoRE ¦ 3QU LoRE | Red Flag Warning - Large Fires | 2022 | Financial | 2.942 | 334.8643 | 2022 | Control | 0.053 | 3 | 0 | esc | 0.055966 | 0.16465 | 0.055966 | 0.16465 | 0.055966 | 0.16465 | 0 | 0
[149 empty] | All EPR in 2020WLDFRSafety | WLDFR | HFTD - Distribution - Tier 3 - 4QU CoRE ¦ 3QU LoRE | Red Flag Warning - Large Fires | 2022 | Safety | 1.6022 | 334.8643 | 2022 | Control | 0.053 | 3 | 0 | esc | 0.055966 | 0.089668 | 0.055966 | 0.089668 | 0.055966 | 0.089668 | 0 | 0
[149 empty] | All EPR in 2020WLDFRElectric Reliability | WLDFR | HFTD - Distribution - Tier 3 - 4QU CoRE ¦ 3QU LoRE | Red Flag Warning - Large Fires | 2023 | Electric Reliability | 0.71896 | 334.8643 | 2023 | Control | 0.1325 | 3 | 0 | esc | 0 | 0 | 0.15274 | 0.10981 | 0.15274 | 0.10981 | 0.15274 | 0.10981
[149 empty] | All EPR in 2020WLDFRFinancial | WLDFR | HFTD - Distribution - Tier 3 - 4QU CoRE ¦ 3QU LoRE | Red Flag Warning - Large Fires | 2023 | Financial | 3.0715 | 334.8643 | 2023 | Control | 0.053 | 3 | 0 | esc | 0 | 0 | 0.055966 | 0.1719 | 0.055966 | 0.1719 | 0.055966 | 0.1719
[149 empty] | All EPR in 2020WLDFRSafety | WLDFR | HFTD - Distribution - Tier 3 - 4QU CoRE ¦ 3QU LoRE | Red Flag Warning - Large Fires | 2023 | Safety | 1.6846 | 334.8643 | 2023 | Control | 0.053 | 3 | 0 | esc | 0 | 0 | 0.055966 | 0.094279 | 0.055966 | 0.094279 | 0.055966 | 0.094279
[149 empty] | All EPR in 2020WLDFRElectric Reliability | WLDFR | HFTD - Distribution - Tier 3 - 4QU CoRE ¦ 3QU LoRE | Red Flag Warning - Large Fires | 2024 | Electric Reliability | 0.71896 | 334.8643 | 2024 | Control | 0.1325 | 3 | 0 | esc | 0 | 0 | 0 | 0 | 0.15274 | 0.10981 | 0.15274 | 0.10981
[149 empty] | All EPR in 2020WLDFRFinancial | WLDFR | HFTD - Distribution - Tier 3 - 4QU CoRE ¦ 3QU LoRE | Red Flag Warning - Large Fires | 2024 | Financial | 3.0715 | 334.8643 | 2024 | Control | 0.053 | 3 | 0 | esc | 0 | 0 | 0 | 0 | 0.055966 | 0.1719 | 0.055966 | 0.1719
[149 empty] | All EPR in 2020WLDFRSafety | WLDFR | HFTD - Distribution - Tier 3 - 4QU CoRE ¦ 3QU LoRE | Red Flag Warning - Large Fires | 2024 | Safety | 1.6846 | 334.8643 | 2024 | Control | 0.053 | 3 | 0 | esc | 0 | 0 | 0 | 0 | 0.055966 | 0.094279 | 0.055966 | 0.094279
[149 empty] | All EPR in 2020WLDFRElectric Reliability | WLDFR | HFTD - Distribution - Tier 3 - 4QU CoRE ¦ 3QU LoRE | Red Flag Warning - Large Fires | 2025 | Electric Reliability | 0.71896 | 334.8643 | 2025 | Control | 0.1325 | 3 | 0 | esc | 0 | 0 | 0 | 0 | 0 | 0 | 0.15274 | 0.10981
[149 empty] | All EPR in 2020WLDFRFinancial | WLDFR | HFTD - Distribution - Tier 3 - 4QU CoRE ¦ 3QU LoRE | Red Flag Warning - Large Fires | 2025 | Financial | 3.0715 | 334.8643 | 2025 | Control | 0.053 | 3 | 0 | esc | 0 | 0 | 0 | 0 | 0 | 0 | 0.055966 | 0.1719
[149 empty] | All EPR in 2020WLDFRSafety | WLDFR | HFTD - Distribution - Tier 3 - 4QU CoRE ¦ 3QU LoRE | Red Flag Warning - Large Fires | 2025 | Safety | 1.6846 | 334.8643 | 2025 | Control | 0.053 | 3 | 0 | esc | 0 | 0 | 0 | 0 | 0 | 0 | 0.055966 | 0.094279
[149 empty] | All EPR in 2020WLDFRElectric Reliability | WLDFR | HFTD - Distribution - Tier 3 - 4QU CoRE ¦ 3QU LoRE | Red Flag Warning - Small Fires | 2021 | Electric Reliability | 0.036425 | 334.8643 | 2021 | Control | 0.1325 | 3 | 0 | esc | 0.15274 | 0.0055635 | 0.15274 | 0.0055635 | 0 | 0 | 0 | 0
[149 empty] | All EPR in 2020WLDFRFinancial | WLDFR | HFTD - Distribution - Tier 3 - 4QU CoRE ¦ 3QU LoRE | Red Flag Warning - Small Fires | 2021 | Financial | 0.0015809 | 334.8643 | 2021 | Control | 0.053 | 3 | 0 | esc | 0.055966 | 8.8475e-05 | 0.055966 | 8.8475e-05 | 0 | 0 | 0 | 0
[149 empty] | All EPR in 2020WLDFRSafety | WLDFR | HFTD - Distribution - Tier 3 - 4QU CoRE ¦ 3QU LoRE | Red Flag Warning - Small Fires | 2021 | Safety | 0.039895 | 334.8643 | 2021 | Control | 0.053 | 3 | 0 | esc | 0.055966 | 0.0022328 | 0.055966 | 0.0022328 | 0 | 0 | 0 | 0
[149 empty] | All EPR in 2020WLDFRElectric Reliability | WLDFR | HFTD - Distribution - Tier 3 - 4QU CoRE ¦ 3QU LoRE | Red Flag Warning - Small Fires | 2022 | Electric Reliability | 0.036425 | 334.8643 | 2022 | Control | 0.1325 | 3 | 0 | esc | 0.15274 | 0.0055635 | 0.15274 | 0.0055635 | 0.15274 | 0.0055635 | 0 | 0
[149 empty] | All EPR in 2020WLDFRFinancial | WLDFR | HFTD - Distribution - Tier 3 - 4QU CoRE ¦ 3QU LoRE | Red Flag Warning - Small Fires | 2022 | Financial | 0.0015809 | 334.8643 | 2022 | Control | 0.053 | 3 | 0 | esc | 0.055966 | 8.8475e-05 | 0.055966 | 8.8475e-05 | 0.055966 | 8.8475e-05 | 0 | 0
[149 empty] | All EPR in 2020WLDFRSafety | WLDFR | HFTD - Distribution - Tier 3 - 4QU CoRE ¦ 3QU LoRE | Red Flag Warning - Small Fires | 2022 | Safety | 0.039895 | 334.8643 | 2022 | Control | 0.053 | 3 | 0 | esc | 0.055966 | 0.0022328 | 0.055966 | 0.0022328 | 0.055966 | 0.0022328 | 0 | 0
[149 empty] | All EPR in 2020WLDFRElectric Reliability | WLDFR | HFTD - Distribution - Tier 3 - 4QU CoRE ¦ 3QU LoRE | Red Flag Warning - Small Fires | 2023 | Electric Reliability | 0.03759 | 334.8643 | 2023 | Control | 0.1325 | 3 | 0 | esc | 0 | 0 | 0.15274 | 0.0057414 | 0.15274 | 0.0057414 | 0.15274 | 0.0057414
[149 empty] | All EPR in 2020WLDFRFinancial | WLDFR | HFTD - Distribution - Tier 3 - 4QU CoRE ¦ 3QU LoRE | Red Flag Warning - Small Fires | 2023 | Financial | 0.0016314 | 334.8643 | 2023 | Control | 0.053 | 3 | 0 | esc | 0 | 0 | 0.055966 | 9.1305e-05 | 0.055966 | 9.1305e-05 | 0.055966 | 9.1305e-05
[149 empty] | All EPR in 2020WLDFRSafety | WLDFR | HFTD - Distribution - Tier 3 - 4QU CoRE ¦ 3QU LoRE | Red Flag Warning - Small Fires | 2023 | Safety | 0.041187 | 334.8643 | 2023 | Control | 0.053 | 3 | 0 | esc | 0 | 0 | 0.055966 | 0.0023051 | 0.055966 | 0.0023051 | 0.055966 | 0.0023051
[149 empty] | All EPR in 2020WLDFRElectric Reliability | WLDFR | HFTD - Distribution - Tier 3 - 4QU CoRE ¦ 3QU LoRE | Red Flag Warning - Small Fires | 2024 | Electric Reliability | 0.03759 | 334.8643 | 2024 | Control | 0.1325 | 3 | 0 | esc | 0 | 0 | 0 | 0 | 0.15274 | 0.0057414 | 0.15274 | 0.0057414
[149 empty] | All EPR in 2020WLDFRFinancial | WLDFR | HFTD - Distribution - Tier 3 - 4QU CoRE ¦ 3QU LoRE | Red Flag Warning - Small Fires | 2024 | Financial | 0.0016314 | 334.8643 | 2024 | Control | 0.053 | 3 | 0 | esc | 0 | 0 | 0 | 0 | 0.055966 | 9.1305e-05 | 0.055966 | 9.1305e-05
[149 empty] | All EPR in 2020WLDFRSafety | WLDFR | HFTD - Distribution - Tier 3 - 4QU CoRE ¦ 3QU LoRE | Red Flag Warning - Small Fires | 2024 | Safety | 0.041187 | 334.8643 | 2024 | Control | 0.053 | 3 | 0 | esc | 0 | 0 | 0 | 0 | 0.055966 | 0.0023051 | 0.055966 | 0.0023051
[149 empty] | All EPR in 2020WLDFRElectric Reliability | WLDFR | HFTD - Distribution - Tier 3 - 4QU CoRE ¦ 3QU LoRE | Red Flag Warning - Small Fires | 2025 | Electric Reliability | 0.03759 | 334.8643 | 2025 | Control | 0.1325 | 3 | 0 | esc | 0 | 0 | 0 | 0 | 0 | 0 | 0.15274 | 0.0057414
[149 empty] | All EPR in 2020WLDFRFinancial | WLDFR | HFTD - Distribution - Tier 3 - 4QU CoRE ¦ 3QU LoRE | Red Flag Warning - Small Fires | 2025 | Financial | 0.0016314 | 334.8643 | 2025 | Control | 0.053 | 3 | 0 | esc | 0 | 0 | 0 | 0 | 0 | 0 | 0.055966 | 9.1305e-05
[149 empty] | All EPR in 2020WLDFRSafety | WLDFR | HFTD - Distribution - Tier 3 - 4QU CoRE ¦ 3QU LoRE | Red Flag Warning - Small Fires | 2025 | Safety | 0.041187 | 334.8643 | 2025 | Control | 0.053 | 3 | 0 | esc | 0 | 0 | 0 | 0 | 0 | 0 | 0.055966 | 0.0023051
[149 empty] | All EPR in 2020WLDFRElectric Reliability | WLDFR | HFTD - Distribution - Tier 3 - 4QU CoRE ¦ 3QU LoRE | Seismic - Non-Red Flag Warning - Catastrophic Fires | 2021 | Electric Reliability | 409.2237 | 334.8643 | 2021 | Control | 0.1325 | 3 | 0 | esc | 0.15274 | 62.5039 | 0.15274 | 62.5039 | 0 | 0 | 0 | 0
[149 empty] | All EPR in 2020WLDFRFinancial | WLDFR | HFTD - Distribution - Tier 3 - 4QU CoRE ¦ 3QU LoRE | Seismic - Non-Red Flag Warning - Catastrophic Fires | 2021 | Financial | 13469.0878 | 334.8643 | 2021 | Control | 0.053 | 3 | 0 | esc | 0.055966 | 753.8138 | 0.055966 | 753.8138 | 0 | 0 | 0 | 0
[149 empty] | All EPR in 2020WLDFRSafety | WLDFR | HFTD - Distribution - Tier 3 - 4QU CoRE ¦ 3QU LoRE | Seismic - Non-Red Flag Warning - Catastrophic Fires | 2021 | Safety | 7205.5313 | 334.8643 | 2021 | Control | 0.053 | 3 | 0 | esc | 0.055966 | 403.2663 | 0.055966 | 403.2663 | 0 | 0 | 0 | 0
[149 empty] | All EPR in 2020WLDFRElectric Reliability | WLDFR | HFTD - Distribution - Tier 3 - 4QU CoRE ¦ 3QU LoRE | Seismic - Non-Red Flag Warning - Catastrophic Fires | 2022 | Electric Reliability | 409.2237 | 334.8643 | 2022 | Control | 0.1325 | 3 | 0 | esc | 0.15274 | 62.5039 | 0.15274 | 62.5039 | 0.15274 | 62.5039 | 0 | 0
[149 empty] | All EPR in 2020WLDFRFinancial | WLDFR | HFTD - Distribution - Tier 3 - 4QU CoRE ¦ 3QU LoRE | Seismic - Non-Red Flag Warning - Catastrophic Fires | 2022 | Financial | 13469.0878 | 334.8643 | 2022 | Control | 0.053 | 3 | 0 | esc | 0.055966 | 753.8138 | 0.055966 | 753.8138 | 0.055966 | 753.8138 | 0 | 0
[149 empty] | All EPR in 2020WLDFRSafety | WLDFR | HFTD - Distribution - Tier 3 - 4QU CoRE ¦ 3QU LoRE | Seismic - Non-Red Flag Warning - Catastrophic Fires | 2022 | Safety | 7205.5313 | 334.8643 | 2022 | Control | 0.053 | 3 | 0 | esc | 0.055966 | 403.2663 | 0.055966 | 403.2663 | 0.055966 | 403.2663 | 0 | 0
[149 empty] | All EPR in 2020WLDFRElectric Reliability | WLDFR | HFTD - Distribution - Tier 3 - 4QU CoRE ¦ 3QU LoRE | Seismic - Non-Red Flag Warning - Catastrophic Fires | 2023 | Electric Reliability | 428.6023 | 334.8643 | 2023 | Control | 0.1325 | 3 | 0 | esc | 0 | 0 | 0.15274 | 65.4638 | 0.15274 | 65.4638 | 0.15274 | 65.4638
[149 empty] | All EPR in 2020WLDFRFinancial | WLDFR | HFTD - Distribution - Tier 3 - 4QU CoRE ¦ 3QU LoRE | Seismic - Non-Red Flag Warning - Catastrophic Fires | 2023 | Financial | 13939.561 | 334.8643 | 2023 | Control | 0.053 | 3 | 0 | esc | 0 | 0 | 0.055966 | 780.1444 | 0.055966 | 780.1444 | 0.055966 | 780.1444
[149 empty] | All EPR in 2020WLDFRSafety | WLDFR | HFTD - Distribution - Tier 3 - 4QU CoRE ¦ 3QU LoRE | Seismic - Non-Red Flag Warning - Catastrophic Fires | 2023 | Safety | 7467.8148 | 334.8643 | 2023 | Control | 0.053 | 3 | 0 | esc | 0 | 0 | 0.055966 | 417.9453 | 0.055966 | 417.9453 | 0.055966 | 417.9453
[149 empty] | All EPR in 2020WLDFRElectric Reliability | WLDFR | HFTD - Distribution - Tier 3 - 4QU CoRE ¦ 3QU LoRE | Seismic - Non-Red Flag Warning - Catastrophic Fires | 2024 | Electric Reliability | 428.6023 | 334.8643 | 2024 | Control | 0.1325 | 3 | 0 | esc | 0 | 0 | 0 | 0 | 0.15274 | 65.4638 | 0.15274 | 65.4638
[149 empty] | All EPR in 2020WLDFRFinancial | WLDFR | HFTD - Distribution - Tier 3 - 4QU CoRE ¦ 3QU LoRE | Seismic - Non-Red Flag Warning - Catastrophic Fires | 2024 | Financial | 13939.561 | 334.8643 | 2024 | Control | 0.053 | 3 | 0 | esc | 0 | 0 | 0 | 0 | 0.055966 | 780.1444 | 0.055966 | 780.1444
[149 empty] | All EPR in 2020WLDFRSafety | WLDFR | HFTD - Distribution - Tier 3 - 4QU CoRE ¦ 3QU LoRE | Seismic - Non-Red Flag Warning - Catastrophic Fires | 2024 | Safety | 7467.8148 | 334.8643 | 2024 | Control | 0.053 | 3 | 0 | esc | 0 | 0 | 0 | 0 | 0.055966 | 417.9453 | 0.055966 | 417.9453
[149 empty] | All EPR in 2020WLDFRElectric Reliability | WLDFR | HFTD - Distribution - Tier 3 - 4QU CoRE ¦ 3QU LoRE | Seismic - Non-Red Flag Warning - Catastrophic Fires | 2025 | Electric Reliability | 428.6023 | 334.8643 | 2025 | Control | 0.1325 | 3 | 0 | esc | 0 | 0 | 0 | 0 | 0 | 0 | 0.15274 | 65.4638
[149 empty] | All EPR in 2020WLDFRFinancial | WLDFR | HFTD - Distribution - Tier 3 - 4QU CoRE ¦ 3QU LoRE | Seismic - Non-Red Flag Warning - Catastrophic Fires | 2025 | Financial | 13939.561 | 334.8643 | 2025 | Control | 0.053 | 3 | 0 | esc | 0 | 0 | 0 | 0 | 0 | 0 | 0.055966 | 780.1444
[149 empty] | All EPR in 2020WLDFRSafety | WLDFR | HFTD - Distribution - Tier 3 - 4QU CoRE ¦ 3QU LoRE | Seismic - Non-Red Flag Warning - Catastrophic Fires | 2025 | Safety | 7467.8148 | 334.8643 | 2025 | Control | 0.053 | 3 | 0 | esc | 0 | 0 | 0 | 0 | 0 | 0 | 0.055966 | 417.9453
[149 empty] | All EPR in 2020WLDFRElectric Reliability | WLDFR | HFTD - Distribution - Tier 3 - 4QU CoRE ¦ 3QU LoRE | Seismic - Red Flag Warning - Catastrophic Fires | 2021 | Electric Reliability | 409.2237 | 334.8643 | 2021 | Control | 0.1325 | 3 | 0 | esc | 0.15274 | 62.5039 | 0.15274 | 62.5039 | 0 | 0 | 0 | 0
[149 empty] | All EPR in 2020WLDFRFinancial | WLDFR | HFTD - Distribution - Tier 3 - 4QU CoRE ¦ 3QU LoRE | Seismic - Red Flag Warning - Catastrophic Fires | 2021 | Financial | 13469.0878 | 334.8643 | 2021 | Control | 0.053 | 3 | 0 | esc | 0.055966 | 753.8138 | 0.055966 | 753.8138 | 0 | 0 | 0 | 0
[149 empty] | All EPR in 2020WLDFRSafety | WLDFR | HFTD - Distribution - Tier 3 - 4QU CoRE ¦ 3QU LoRE | Seismic - Red Flag Warning - Catastrophic Fires | 2021 | Safety | 7205.5313 | 334.8643 | 2021 | Control | 0.053 | 3 | 0 | esc | 0.055966 | 403.2663 | 0.055966 | 403.2663 | 0 | 0 | 0 | 0
[149 empty] | All EPR in 2020WLDFRElectric Reliability | WLDFR | HFTD - Distribution - Tier 3 - 4QU CoRE ¦ 3QU LoRE | Seismic - Red Flag Warning - Catastrophic Fires | 2022 | Electric Reliability | 409.2237 | 334.8643 | 2022 | Control | 0.1325 | 3 | 0 | esc | 0.15274 | 62.5039 | 0.15274 | 62.5039 | 0.15274 | 62.5039 | 0 | 0
[149 empty] | All EPR in 2020WLDFRFinancial | WLDFR | HFTD - Distribution - Tier 3 - 4QU CoRE ¦ 3QU LoRE | Seismic - Red Flag Warning - Catastrophic Fires | 2022 | Financial | 13469.0878 | 334.8643 | 2022 | Control | 0.053 | 3 | 0 | esc | 0.055966 | 753.8138 | 0.055966 | 753.8138 | 0.055966 | 753.8138 | 0 | 0
[149 empty] | All EPR in 2020WLDFRSafety | WLDFR | HFTD - Distribution - Tier 3 - 4QU CoRE ¦ 3QU LoRE | Seismic - Red Flag Warning - Catastrophic Fires | 2022 | Safety | 7205.5313 | 334.8643 | 2022 | Control | 0.053 | 3 | 0 | esc | 0.055966 | 403.2663 | 0.055966 | 403.2663 | 0.055966 | 403.2663 | 0 | 0
[149 empty] | All EPR in 2020WLDFRElectric Reliability | WLDFR | HFTD - Distribution - Tier 3 - 4QU CoRE ¦ 3QU LoRE | Seismic - Red Flag Warning - Catastrophic Fires | 2023 | Electric Reliability | 428.6023 | 334.8643 | 2023 | Control | 0.1325 | 3 | 0 | esc | 0 | 0 | 0.15274 | 65.4638 | 0.15274 | 65.4638 | 0.15274 | 65.4638
[149 empty] | All EPR in 2020WLDFRFinancial | WLDFR | HFTD - Distribution - Tier 3 - 4QU CoRE ¦ 3QU LoRE | Seismic - Red Flag Warning - Catastrophic Fires | 2023 | Financial | 13939.561 | 334.8643 | 2023 | Control | 0.053 | 3 | 0 | esc | 0 | 0 | 0.055966 | 780.1444 | 0.055966 | 780.1444 | 0.055966 | 780.1444
[149 empty] | All EPR in 2020WLDFRSafety | WLDFR | HFTD - Distribution - Tier 3 - 4QU CoRE ¦ 3QU LoRE | Seismic - Red Flag Warning - Catastrophic Fires | 2023 | Safety | 7467.8148 | 334.8643 | 2023 | Control | 0.053 | 3 | 0 | esc | 0 | 0 | 0.055966 | 417.9453 | 0.055966 | 417.9453 | 0.055966 | 417.9453
[149 empty] | All EPR in 2020WLDFRElectric Reliability | WLDFR | HFTD - Distribution - Tier 3 - 4QU CoRE ¦ 3QU LoRE | Seismic - Red Flag Warning - Catastrophic Fires | 2024 | Electric Reliability | 428.6023 | 334.8643 | 2024 | Control | 0.1325 | 3 | 0 | esc | 0 | 0 | 0 | 0 | 0.15274 | 65.4638 | 0.15274 | 65.4638
[149 empty] | All EPR in 2020WLDFRFinancial | WLDFR | HFTD - Distribution - Tier 3 - 4QU CoRE ¦ 3QU LoRE | Seismic - Red Flag Warning - Catastrophic Fires | 2024 | Financial | 13939.561 | 334.8643 | 2024 | Control | 0.053 | 3 | 0 | esc | 0 | 0 | 0 | 0 | 0.055966 | 780.1444 | 0.055966 | 780.1444
[149 empty] | All EPR in 2020WLDFRSafety | WLDFR | HFTD - Distribution - Tier 3 - 4QU CoRE ¦ 3QU LoRE | Seismic - Red Flag Warning - Catastrophic Fires | 2024 | Safety | 7467.8148 | 334.8643 | 2024 | Control | 0.053 | 3 | 0 | esc | 0 | 0 | 0 | 0 | 0.055966 | 417.9453 | 0.055966 | 417.9453
[149 empty] | All EPR in 2020WLDFRElectric Reliability | WLDFR | HFTD - Distribution - Tier 3 - 4QU CoRE ¦ 3QU LoRE | Seismic - Red Flag Warning - Catastrophic Fires | 2025 | Electric Reliability | 428.6023 | 334.8643 | 2025 | Control | 0.1325 | 3 | 0 | esc | 0 | 0 | 0 | 0 | 0 | 0 | 0.15274 | 65.4638
[149 empty] | All EPR in 2020WLDFRFinancial | WLDFR | HFTD - Distribution - Tier 3 - 4QU CoRE ¦ 3QU LoRE | Seismic - Red Flag Warning - Catastrophic Fires | 2025 | Financial | 13939.561 | 334.8643 | 2025 | Control | 0.053 | 3 | 0 | esc | 0 | 0 | 0 | 0 | 0 | 0 | 0.055966 | 780.1444
[149 empty] | All EPR in 2020WLDFRSafety | WLDFR | HFTD - Distribution - Tier 3 - 4QU CoRE ¦ 3QU LoRE | Seismic - Red Flag Warning - Catastrophic Fires | 2025 | Safety | 7467.8148 | 334.8643 | 2025 | Control | 0.053 | 3 | 0 | esc | 0 | 0 | 0 | 0 | 0 | 0 | 0.055966 | 417.9453
[149 empty] | All EPR in 2020WLDFRElectric Reliability | WLDFR | HFTD - Distribution - Tier 3 - 4QU CoRE ¦ 4QU LoRE | Non-Red Flag Warning - Catastrophic Fires | 2021 | Electric Reliability | 222.2294 | 248.6831 | 2021 | Control | 0.1325 | 3 | 0 | esc | 0.15274 | 33.9428 | 0.15274 | 33.9428 | 0 | 0 | 0 | 0
[149 empty] | All EPR in 2020WLDFRFinancial | WLDFR | HFTD - Distribution - Tier 3 - 4QU CoRE ¦ 4QU LoRE | Non-Red Flag Warning - Catastrophic Fires | 2021 | Financial | 8585.7228 | 248.6831 | 2021 | Control | 0.053 | 3 | 0 | esc | 0.055966 | 480.5104 | 0.055966 | 480.5104 | 0 | 0 | 0 | 0
[149 empty] | All EPR in 2020WLDFRSafety | WLDFR | HFTD - Distribution - Tier 3 - 4QU CoRE ¦ 4QU LoRE | Non-Red Flag Warning - Catastrophic Fires | 2021 | Safety | 5338.1784 | 248.6831 | 2021 | Control | 0.053 | 3 | 0 | esc | 0.055966 | 298.7576 | 0.055966 | 298.7576 | 0 | 0 | 0 | 0
[149 empty] | All EPR in 2020WLDFRElectric Reliability | WLDFR | HFTD - Distribution - Tier 3 - 4QU CoRE ¦ 4QU LoRE | Non-Red Flag Warning - Catastrophic Fires | 2022 | Electric Reliability | 222.2294 | 248.6831 | 2022 | Control | 0.1325 | 3 | 0 | esc | 0.15274 | 33.9428 | 0.15274 | 33.9428 | 0.15274 | 33.9428 | 0 | 0
[149 empty] | All EPR in 2020WLDFRFinancial | WLDFR | HFTD - Distribution - Tier 3 - 4QU CoRE ¦ 4QU LoRE | Non-Red Flag Warning - Catastrophic Fires | 2022 | Financial | 8585.7228 | 248.6831 | 2022 | Control | 0.053 | 3 | 0 | esc | 0.055966 | 480.5104 | 0.055966 | 480.5104 | 0.055966 | 480.5104 | 0 | 0
[149 empty] | All EPR in 2020WLDFRSafety | WLDFR | HFTD - Distribution - Tier 3 - 4QU CoRE ¦ 4QU LoRE | Non-Red Flag Warning - Catastrophic Fires | 2022 | Safety | 5338.1784 | 248.6831 | 2022 | Control | 0.053 | 3 | 0 | esc | 0.055966 | 298.7576 | 0.055966 | 298.7576 | 0.055966 | 298.7576 | 0 | 0
[149 empty] | All EPR in 2020WLDFRElectric Reliability | WLDFR | HFTD - Distribution - Tier 3 - 4QU CoRE ¦ 4QU LoRE | Non-Red Flag Warning - Catastrophic Fires | 2023 | Electric Reliability | 233.2301 | 248.6831 | 2023 | Control | 0.1325 | 3 | 0 | esc | 0 | 0 | 0.15274 | 35.623 | 0.15274 | 35.623 | 0.15274 | 35.623
[149 empty] | All EPR in 2020WLDFRFinancial | WLDFR | HFTD - Distribution - Tier 3 - 4QU CoRE ¦ 4QU LoRE | Non-Red Flag Warning - Catastrophic Fires | 2023 | Financial | 8896.516 | 248.6831 | 2023 | Control | 0.053 | 3 | 0 | esc | 0 | 0 | 0.055966 | 497.9043 | 0.055966 | 497.9043 | 0.055966 | 497.9043
[149 empty] | All EPR in 2020WLDFRSafety | WLDFR | HFTD - Distribution - Tier 3 - 4QU CoRE ¦ 4QU LoRE | Non-Red Flag Warning - Catastrophic Fires | 2023 | Safety | 5534.8915 | 248.6831 | 2023 | Control | 0.053 | 3 | 0 | esc | 0 | 0 | 0.055966 | 309.7669 | 0.055966 | 309.7669 | 0.055966 | 309.7669
[149 empty] | All EPR in 2020WLDFRElectric Reliability | WLDFR | HFTD - Distribution - Tier 3 - 4QU CoRE ¦ 4QU LoRE | Non-Red Flag Warning - Catastrophic Fires | 2024 | Electric Reliability | 233.2301 | 248.6831 | 2024 | Control | 0.1325 | 3 | 0 | esc | 0 | 0 | 0 | 0 | 0.15274 | 35.623 | 0.15274 | 35.623
[149 empty] | All EPR in 2020WLDFRFinancial | WLDFR | HFTD - Distribution - Tier 3 - 4QU CoRE ¦ 4QU LoRE | Non-Red Flag Warning - Catastrophic Fires | 2024 | Financial | 8896.516 | 248.6831 | 2024 | Control | 0.053 | 3 | 0 | esc | 0 | 0 | 0 | 0 | 0.055966 | 497.9043 | 0.055966 | 497.9043
[149 empty] | All EPR in 2020WLDFRSafety | WLDFR | HFTD - Distribution - Tier 3 - 4QU CoRE ¦ 4QU LoRE | Non-Red Flag Warning - Catastrophic Fires | 2024 | Safety | 5534.8915 | 248.6831 | 2024 | Control | 0.053 | 3 | 0 | esc | 0 | 0 | 0 | 0 | 0.055966 | 309.7669 | 0.055966 | 309.7669
[149 empty] | All EPR in 2020WLDFRElectric Reliability | WLDFR | HFTD - Distribution - Tier 3 - 4QU CoRE ¦ 4QU LoRE | Non-Red Flag Warning - Catastrophic Fires | 2025 | Electric Reliability | 233.2301 | 248.6831 | 2025 | Control | 0.1325 | 3 | 0 | esc | 0 | 0 | 0 | 0 | 0 | 0 | 0.15274 | 35.623
[149 empty] | All EPR in 2020WLDFRFinancial | WLDFR | HFTD - Distribution - Tier 3 - 4QU CoRE ¦ 4QU LoRE | Non-Red Flag Warning - Catastrophic Fires | 2025 | Financial | 8896.516 | 248.6831 | 2025 | Control | 0.053 | 3 | 0 | esc | 0 | 0 | 0 | 0 | 0 | 0 | 0.055966 | 497.9043
[149 empty] | All EPR in 2020WLDFRSafety | WLDFR | HFTD - Distribution - Tier 3 - 4QU CoRE ¦ 4QU LoRE | Non-Red Flag Warning - Catastrophic Fires | 2025 | Safety | 5534.8915 | 248.6831 | 2025 | Control | 0.053 | 3 | 0 | esc | 0 | 0 | 0 | 0 | 0 | 0 | 0.055966 | 309.7669
[149 empty] | All EPR in 2020WLDFRElectric Reliability | WLDFR | HFTD - Distribution - Tier 3 - 4QU CoRE ¦ 4QU LoRE | Non-Red Flag Warning - Destructive Fires | 2021 | Electric Reliability | 222.2294 | 248.6831 | 2021 | Control | 0.1325 | 3 | 0 | esc | 0.15274 | 33.9428 | 0.15274 | 33.9428 | 0 | 0 | 0 | 0
[149 empty] | All EPR in 2020WLDFRFinancial | WLDFR | HFTD - Distribution - Tier 3 - 4QU CoRE ¦ 4QU LoRE | Non-Red Flag Warning - Destructive Fires | 2021 | Financial | 8585.7228 | 248.6831 | 2021 | Control | 0.053 | 3 | 0 | esc | 0.055966 | 480.5104 | 0.055966 | 480.5104 | 0 | 0 | 0 | 0
[149 empty] | All EPR in 2020WLDFRElectric Reliability | WLDFR | HFTD - Distribution - Tier 3 - 4QU CoRE ¦ 4QU LoRE | Non-Red Flag Warning - Destructive Fires | 2022 | Electric Reliability | 222.2294 | 248.6831 | 2022 | Control | 0.1325 | 3 | 0 | esc | 0.15274 | 33.9428 | 0.15274 | 33.9428 | 0.15274 | 33.9428 | 0 | 0
[149 empty] | All EPR in 2020WLDFRFinancial | WLDFR | HFTD - Distribution - Tier 3 - 4QU CoRE ¦ 4QU LoRE | Non-Red Flag Warning - Destructive Fires | 2022 | Financial | 8585.7228 | 248.6831 | 2022 | Control | 0.053 | 3 | 0 | esc | 0.055966 | 480.5104 | 0.055966 | 480.5104 | 0.055966 | 480.5104 | 0 | 0
[149 empty] | All EPR in 2020WLDFRElectric Reliability | WLDFR | HFTD - Distribution - Tier 3 - 4QU CoRE ¦ 4QU LoRE | Non-Red Flag Warning - Destructive Fires | 2023 | Electric Reliability | 233.2301 | 248.6831 | 2023 | Control | 0.1325 | 3 | 0 | esc | 0 | 0 | 0.15274 | 35.623 | 0.15274 | 35.623 | 0.15274 | 35.623
[149 empty] | All EPR in 2020WLDFRFinancial | WLDFR | HFTD - Distribution - Tier 3 - 4QU CoRE ¦ 4QU LoRE | Non-Red Flag Warning - Destructive Fires | 2023 | Financial | 8896.516 | 248.6831 | 2023 | Control | 0.053 | 3 | 0 | esc | 0 | 0 | 0.055966 | 497.9043 | 0.055966 | 497.9043 | 0.055966 | 497.9043
[149 empty] | All EPR in 2020WLDFRElectric Reliability | WLDFR | HFTD - Distribution - Tier 3 - 4QU CoRE ¦ 4QU LoRE | Non-Red Flag Warning - Destructive Fires | 2024 | Electric Reliability | 233.2301 | 248.6831 | 2024 | Control | 0.1325 | 3 | 0 | esc | 0 | 0 | 0 | 0 | 0.15274 | 35.623 | 0.15274 | 35.623
[149 empty] | All EPR in 2020WLDFRFinancial | WLDFR | HFTD - Distribution - Tier 3 - 4QU CoRE ¦ 4QU LoRE | Non-Red Flag Warning - Destructive Fires | 2024 | Financial | 8896.516 | 248.6831 | 2024 | Control | 0.053 | 3 | 0 | esc | 0 | 0 | 0 | 0 | 0.055966 | 497.9043 | 0.055966 | 497.9043
[149 empty] | All EPR in 2020WLDFRElectric Reliability | WLDFR | HFTD - Distribution - Tier 3 - 4QU CoRE ¦ 4QU LoRE | Non-Red Flag Warning - Destructive Fires | 2025 | Electric Reliability | 233.2301 | 248.6831 | 2025 | Control | 0.1325 | 3 | 0 | esc | 0 | 0 | 0 | 0 | 0 | 0 | 0.15274 | 35.623
[149 empty] | All EPR in 2020WLDFRFinancial | WLDFR | HFTD - Distribution - Tier 3 - 4QU CoRE ¦ 4QU LoRE | Non-Red Flag Warning - Destructive Fires | 2025 | Financial | 8896.516 | 248.6831 | 2025 | Control | 0.053 | 3 | 0 | esc | 0 | 0 | 0 | 0 | 0 | 0 | 0.055966 | 497.9043
[149 empty] | All EPR in 2020WLDFRElectric Reliability | WLDFR | HFTD - Distribution - Tier 3 - 4QU CoRE ¦ 4QU LoRE | Non-Red Flag Warning - Large Fires | 2021 | Electric Reliability | 0.69642 | 248.6831 | 2021 | Control | 0.1325 | 3 | 0 | esc | 0.15274 | 0.10637 | 0.15274 | 0.10637 | 0 | 0 | 0 | 0
[149 empty] | All EPR in 2020WLDFRFinancial | WLDFR | HFTD - Distribution - Tier 3 - 4QU CoRE ¦ 4QU LoRE | Non-Red Flag Warning - Large Fires | 2021 | Financial | 2.942 | 248.6831 | 2021 | Control | 0.053 | 3 | 0 | esc | 0.055966 | 0.16465 | 0.055966 | 0.16465 | 0 | 0 | 0 | 0
[149 empty] | All EPR in 2020WLDFRSafety | WLDFR | HFTD - Distribution - Tier 3 - 4QU CoRE ¦ 4QU LoRE | Non-Red Flag Warning - Large Fires | 2021 | Safety | 1.6022 | 248.6831 | 2021 | Control | 0.053 | 3 | 0 | esc | 0.055966 | 0.089668 | 0.055966 | 0.089668 | 0 | 0 | 0 | 0
[149 empty] | All EPR in 2020WLDFRElectric Reliability | WLDFR | HFTD - Distribution - Tier 3 - 4QU CoRE ¦ 4QU LoRE | Non-Red Flag Warning - Large Fires | 2022 | Electric Reliability | 0.69642 | 248.6831 | 2022 | Control | 0.1325 | 3 | 0 | esc | 0.15274 | 0.10637 | 0.15274 | 0.10637 | 0.15274 | 0.10637 | 0 | 0
[149 empty] | All EPR in 2020WLDFRFinancial | WLDFR | HFTD - Distribution - Tier 3 - 4QU CoRE ¦ 4QU LoRE | Non-Red Flag Warning - Large Fires | 2022 | Financial | 2.942 | 248.6831 | 2022 | Control | 0.053 | 3 | 0 | esc | 0.055966 | 0.16465 | 0.055966 | 0.16465 | 0.055966 | 0.16465 | 0 | 0
[149 empty] | All EPR in 2020WLDFRSafety | WLDFR | HFTD - Distribution - Tier 3 - 4QU CoRE ¦ 4QU LoRE | Non-Red Flag Warning - Large Fires | 2022 | Safety | 1.6022 | 248.6831 | 2022 | Control | 0.053 | 3 | 0 | esc | 0.055966 | 0.089668 | 0.055966 | 0.089668 | 0.055966 | 0.089668 | 0 | 0
[149 empty] | All EPR in 2020WLDFRElectric Reliability | WLDFR | HFTD - Distribution - Tier 3 - 4QU CoRE ¦ 4QU LoRE | Non-Red Flag Warning - Large Fires | 2023 | Electric Reliability | 0.71896 | 248.6831 | 2023 | Control | 0.1325 | 3 | 0 | esc | 0 | 0 | 0.15274 | 0.10981 | 0.15274 | 0.10981 | 0.15274 | 0.10981
[149 empty] | All EPR in 2020WLDFRFinancial | WLDFR | HFTD - Distribution - Tier 3 - 4QU CoRE ¦ 4QU LoRE | Non-Red Flag Warning - Large Fires | 2023 | Financial | 3.0715 | 248.6831 | 2023 | Control | 0.053 | 3 | 0 | esc | 0 | 0 | 0.055966 | 0.1719 | 0.055966 | 0.1719 | 0.055966 | 0.1719
[149 empty] | All EPR in 2020WLDFRSafety | WLDFR | HFTD - Distribution - Tier 3 - 4QU CoRE ¦ 4QU LoRE | Non-Red Flag Warning - Large Fires | 2023 | Safety | 1.6846 | 248.6831 | 2023 | Control | 0.053 | 3 | 0 | esc | 0 | 0 | 0.055966 | 0.094279 | 0.055966 | 0.094279 | 0.055966 | 0.094279
[149 empty] | All EPR in 2020WLDFRElectric Reliability | WLDFR | HFTD - Distribution - Tier 3 - 4QU CoRE ¦ 4QU LoRE | Non-Red Flag Warning - Large Fires | 2024 | Electric Reliability | 0.71896 | 248.6831 | 2024 | Control | 0.1325 | 3 | 0 | esc | 0 | 0 | 0 | 0 | 0.15274 | 0.10981 | 0.15274 | 0.10981
[149 empty] | All EPR in 2020WLDFRFinancial | WLDFR | HFTD - Distribution - Tier 3 - 4QU CoRE ¦ 4QU LoRE | Non-Red Flag Warning - Large Fires | 2024 | Financial | 3.0715 | 248.6831 | 2024 | Control | 0.053 | 3 | 0 | esc | 0 | 0 | 0 | 0 | 0.055966 | 0.1719 | 0.055966 | 0.1719
[149 empty] | All EPR in 2020WLDFRSafety | WLDFR | HFTD - Distribution - Tier 3 - 4QU CoRE ¦ 4QU LoRE | Non-Red Flag Warning - Large Fires | 2024 | Safety | 1.6846 | 248.6831 | 2024 | Control | 0.053 | 3 | 0 | esc | 0 | 0 | 0 | 0 | 0.055966 | 0.094279 | 0.055966 | 0.094279
[149 empty] | All EPR in 2020WLDFRElectric Reliability | WLDFR | HFTD - Distribution - Tier 3 - 4QU CoRE ¦ 4QU LoRE | Non-Red Flag Warning - Large Fires | 2025 | Electric Reliability | 0.71896 | 248.6831 | 2025 | Control | 0.1325 | 3 | 0 | esc | 0 | 0 | 0 | 0 | 0 | 0 | 0.15274 | 0.10981
[149 empty] | All EPR in 2020WLDFRFinancial | WLDFR | HFTD - Distribution - Tier 3 - 4QU CoRE ¦ 4QU LoRE | Non-Red Flag Warning - Large Fires | 2025 | Financial | 3.0715 | 248.6831 | 2025 | Control | 0.053 | 3 | 0 | esc | 0 | 0 | 0 | 0 | 0 | 0 | 0.055966 | 0.1719
[149 empty] | All EPR in 2020WLDFRSafety | WLDFR | HFTD - Distribution - Tier 3 - 4QU CoRE ¦ 4QU LoRE | Non-Red Flag Warning - Large Fires | 2025 | Safety | 1.6846 | 248.6831 | 2025 | Control | 0.053 | 3 | 0 | esc | 0 | 0 | 0 | 0 | 0 | 0 | 0.055966 | 0.094279
[149 empty] | All EPR in 2020WLDFRElectric Reliability | WLDFR | HFTD - Distribution - Tier 3 - 4QU CoRE ¦ 4QU LoRE | Non-Red Flag Warning - Small Fires | 2021 | Electric Reliability | 0.036425 | 248.6831 | 2021 | Control | 0.1325 | 3 | 0 | esc | 0.15274 | 0.0055635 | 0.15274 | 0.0055635 | 0 | 0 | 0 | 0
[149 empty] | All EPR in 2020WLDFRFinancial | WLDFR | HFTD - Distribution - Tier 3 - 4QU CoRE ¦ 4QU LoRE | Non-Red Flag Warning - Small Fires | 2021 | Financial | 0.0015809 | 248.6831 | 2021 | Control | 0.053 | 3 | 0 | esc | 0.055966 | 8.8475e-05 | 0.055966 | 8.8475e-05 | 0 | 0 | 0 | 0
[149 empty] | All EPR in 2020WLDFRSafety | WLDFR | HFTD - Distribution - Tier 3 - 4QU CoRE ¦ 4QU LoRE | Non-Red Flag Warning - Small Fires | 2021 | Safety | 0.039895 | 248.6831 | 2021 | Control | 0.053 | 3 | 0 | esc | 0.055966 | 0.0022328 | 0.055966 | 0.0022328 | 0 | 0 | 0 | 0
[149 empty] | All EPR in 2020WLDFRElectric Reliability | WLDFR | HFTD - Distribution - Tier 3 - 4QU CoRE ¦ 4QU LoRE | Non-Red Flag Warning - Small Fires | 2022 | Electric Reliability | 0.036425 | 248.6831 | 2022 | Control | 0.1325 | 3 | 0 | esc | 0.15274 | 0.0055635 | 0.15274 | 0.0055635 | 0.15274 | 0.0055635 | 0 | 0
[149 empty] | All EPR in 2020WLDFRFinancial | WLDFR | HFTD - Distribution - Tier 3 - 4QU CoRE ¦ 4QU LoRE | Non-Red Flag Warning - Small Fires | 2022 | Financial | 0.0015809 | 248.6831 | 2022 | Control | 0.053 | 3 | 0 | esc | 0.055966 | 8.8475e-05 | 0.055966 | 8.8475e-05 | 0.055966 | 8.8475e-05 | 0 | 0
[149 empty] | All EPR in 2020WLDFRSafety | WLDFR | HFTD - Distribution - Tier 3 - 4QU CoRE ¦ 4QU LoRE | Non-Red Flag Warning - Small Fires | 2022 | Safety | 0.039895 | 248.6831 | 2022 | Control | 0.053 | 3 | 0 | esc | 0.055966 | 0.0022328 | 0.055966 | 0.0022328 | 0.055966 | 0.0022328 | 0 | 0
[149 empty] | All EPR in 2020WLDFRElectric Reliability | WLDFR | HFTD - Distribution - Tier 3 - 4QU CoRE ¦ 4QU LoRE | Non-Red Flag Warning - Small Fires | 2023 | Electric Reliability | 0.03759 | 248.6831 | 2023 | Control | 0.1325 | 3 | 0 | esc | 0 | 0 | 0.15274 | 0.0057414 | 0.15274 | 0.0057414 | 0.15274 | 0.0057414
[149 empty] | All EPR in 2020WLDFRFinancial | WLDFR | HFTD - Distribution - Tier 3 - 4QU CoRE ¦ 4QU LoRE | Non-Red Flag Warning - Small Fires | 2023 | Financial | 0.0016314 | 248.6831 | 2023 | Control | 0.053 | 3 | 0 | esc | 0 | 0 | 0.055966 | 9.1305e-05 | 0.055966 | 9.1305e-05 | 0.055966 | 9.1305e-05
[149 empty] | All EPR in 2020WLDFRSafety | WLDFR | HFTD - Distribution - Tier 3 - 4QU CoRE ¦ 4QU LoRE | Non-Red Flag Warning - Small Fires | 2023 | Safety | 0.041187 | 248.6831 | 2023 | Control | 0.053 | 3 | 0 | esc | 0 | 0 | 0.055966 | 0.0023051 | 0.055966 | 0.0023051 | 0.055966 | 0.0023051
[149 empty] | All EPR in 2020WLDFRElectric Reliability | WLDFR | HFTD - Distribution - Tier 3 - 4QU CoRE ¦ 4QU LoRE | Non-Red Flag Warning - Small Fires | 2024 | Electric Reliability | 0.03759 | 248.6831 | 2024 | Control | 0.1325 | 3 | 0 | esc | 0 | 0 | 0 | 0 | 0.15274 | 0.0057414 | 0.15274 | 0.0057414
[149 empty] | All EPR in 2020WLDFRFinancial | WLDFR | HFTD - Distribution - Tier 3 - 4QU CoRE ¦ 4QU LoRE | Non-Red Flag Warning - Small Fires | 2024 | Financial | 0.0016314 | 248.6831 | 2024 | Control | 0.053 | 3 | 0 | esc | 0 | 0 | 0 | 0 | 0.055966 | 9.1305e-05 | 0.055966 | 9.1305e-05
[149 empty] | All EPR in 2020WLDFRSafety | WLDFR | HFTD - Distribution - Tier 3 - 4QU CoRE ¦ 4QU LoRE | Non-Red Flag Warning - Small Fires | 2024 | Safety | 0.041187 | 248.6831 | 2024 | Control | 0.053 | 3 | 0 | esc | 0 | 0 | 0 | 0 | 0.055966 | 0.0023051 | 0.055966 | 0.0023051
[149 empty] | All EPR in 2020WLDFRElectric Reliability | WLDFR | HFTD - Distribution - Tier 3 - 4QU CoRE ¦ 4QU LoRE | Non-Red Flag Warning - Small Fires | 2025 | Electric Reliability | 0.03759 | 248.6831 | 2025 | Control | 0.1325 | 3 | 0 | esc | 0 | 0 | 0 | 0 | 0 | 0 | 0.15274 | 0.0057414
[149 empty] | All EPR in 2020WLDFRFinancial | WLDFR | HFTD - Distribution - Tier 3 - 4QU CoRE ¦ 4QU LoRE | Non-Red Flag Warning - Small Fires | 2025 | Financial | 0.0016314 | 248.6831 | 2025 | Control | 0.053 | 3 | 0 | esc | 0 | 0 | 0 | 0 | 0 | 0 | 0.055966 | 9.1305e-05
[149 empty] | All EPR in 2020WLDFRSafety | WLDFR | HFTD - Distribution - Tier 3 - 4QU CoRE ¦ 4QU LoRE | Non-Red Flag Warning - Small Fires | 2025 | Safety | 0.041187 | 248.6831 | 2025 | Control | 0.053 | 3 | 0 | esc | 0 | 0 | 0 | 0 | 0 | 0 | 0.055966 | 0.0023051
[149 empty] | All EPR in 2020WLDFRElectric Reliability | WLDFR | HFTD - Distribution - Tier 3 - 4QU CoRE ¦ 4QU LoRE | Red Flag Warning - Catastrophic Fires | 2021 | Electric Reliability | 222.2294 | 248.6831 | 2021 | Control | 0.1325 | 3 | 0 | esc | 0.15274 | 33.9428 | 0.15274 | 33.9428 | 0 | 0 | 0 | 0
[149 empty] | All EPR in 2020WLDFRFinancial | WLDFR | HFTD - Distribution - Tier 3 - 4QU CoRE ¦ 4QU LoRE | Red Flag Warning - Catastrophic Fires | 2021 | Financial | 8585.7228 | 248.6831 | 2021 | Control | 0.053 | 3 | 0 | esc | 0.055966 | 480.5104 | 0.055966 | 480.5104 | 0 | 0 | 0 | 0
[149 empty] | All EPR in 2020WLDFRSafety | WLDFR | HFTD - Distribution - Tier 3 - 4QU CoRE ¦ 4QU LoRE | Red Flag Warning - Catastrophic Fires | 2021 | Safety | 5338.1784 | 248.6831 | 2021 | Control | 0.053 | 3 | 0 | esc | 0.055966 | 298.7576 | 0.055966 | 298.7576 | 0 | 0 | 0 | 0
[149 empty] | All EPR in 2020WLDFRElectric Reliability | WLDFR | HFTD - Distribution - Tier 3 - 4QU CoRE ¦ 4QU LoRE | Red Flag Warning - Catastrophic Fires | 2022 | Electric Reliability | 222.2294 | 248.6831 | 2022 | Control | 0.1325 | 3 | 0 | esc | 0.15274 | 33.9428 | 0.15274 | 33.9428 | 0.15274 | 33.9428 | 0 | 0
[149 empty] | All EPR in 2020WLDFRFinancial | WLDFR | HFTD - Distribution - Tier 3 - 4QU CoRE ¦ 4QU LoRE | Red Flag Warning - Catastrophic Fires | 2022 | Financial | 8585.7228 | 248.6831 | 2022 | Control | 0.053 | 3 | 0 | esc | 0.055966 | 480.5104 | 0.055966 | 480.5104 | 0.055966 | 480.5104 | 0 | 0
[149 empty] | All EPR in 2020WLDFRSafety | WLDFR | HFTD - Distribution - Tier 3 - 4QU CoRE ¦ 4QU LoRE | Red Flag Warning - Catastrophic Fires | 2022 | Safety | 5338.1784 | 248.6831 | 2022 | Control | 0.053 | 3 | 0 | esc | 0.055966 | 298.7576 | 0.055966 | 298.7576 | 0.055966 | 298.7576 | 0 | 0
[149 empty] | All EPR in 2020WLDFRElectric Reliability | WLDFR | HFTD - Distribution - Tier 3 - 4QU CoRE ¦ 4QU LoRE | Red Flag Warning - Catastrophic Fires | 2023 | Electric Reliability | 233.2301 | 248.6831 | 2023 | Control | 0.1325 | 3 | 0 | esc | 0 | 0 | 0.15274 | 35.623 | 0.15274 | 35.623 | 0.15274 | 35.623
[149 empty] | All EPR in 2020WLDFRFinancial | WLDFR | HFTD - Distribution - Tier 3 - 4QU CoRE ¦ 4QU LoRE | Red Flag Warning - Catastrophic Fires | 2023 | Financial | 8896.516 | 248.6831 | 2023 | Control | 0.053 | 3 | 0 | esc | 0 | 0 | 0.055966 | 497.9043 | 0.055966 | 497.9043 | 0.055966 | 497.9043
[149 empty] | All EPR in 2020WLDFRSafety | WLDFR | HFTD - Distribution - Tier 3 - 4QU CoRE ¦ 4QU LoRE | Red Flag Warning - Catastrophic Fires | 2023 | Safety | 5534.8915 | 248.6831 | 2023 | Control | 0.053 | 3 | 0 | esc | 0 | 0 | 0.055966 | 309.7669 | 0.055966 | 309.7669 | 0.055966 | 309.7669
[149 empty] | All EPR in 2020WLDFRElectric Reliability | WLDFR | HFTD - Distribution - Tier 3 - 4QU CoRE ¦ 4QU LoRE | Red Flag Warning - Catastrophic Fires | 2024 | Electric Reliability | 233.2301 | 248.6831 | 2024 | Control | 0.1325 | 3 | 0 | esc | 0 | 0 | 0 | 0 | 0.15274 | 35.623 | 0.15274 | 35.623
[149 empty] | All EPR in 2020WLDFRFinancial | WLDFR | HFTD - Distribution - Tier 3 - 4QU CoRE ¦ 4QU LoRE | Red Flag Warning - Catastrophic Fires | 2024 | Financial | 8896.516 | 248.6831 | 2024 | Control | 0.053 | 3 | 0 | esc | 0 | 0 | 0 | 0 | 0.055966 | 497.9043 | 0.055966 | 497.9043
[149 empty] | All EPR in 2020WLDFRSafety | WLDFR | HFTD - Distribution - Tier 3 - 4QU CoRE ¦ 4QU LoRE | Red Flag Warning - Catastrophic Fires | 2024 | Safety | 5534.8915 | 248.6831 | 2024 | Control | 0.053 | 3 | 0 | esc | 0 | 0 | 0 | 0 | 0.055966 | 309.7669 | 0.055966 | 309.7669
[149 empty] | All EPR in 2020WLDFRElectric Reliability | WLDFR | HFTD - Distribution - Tier 3 - 4QU CoRE ¦ 4QU LoRE | Red Flag Warning - Catastrophic Fires | 2025 | Electric Reliability | 233.2301 | 248.6831 | 2025 | Control | 0.1325 | 3 | 0 | esc | 0 | 0 | 0 | 0 | 0 | 0 | 0.15274 | 35.623
[149 empty] | All EPR in 2020WLDFRFinancial | WLDFR | HFTD - Distribution - Tier 3 - 4QU CoRE ¦ 4QU LoRE | Red Flag Warning - Catastrophic Fires | 2025 | Financial | 8896.516 | 248.6831 | 2025 | Control | 0.053 | 3 | 0 | esc | 0 | 0 | 0 | 0 | 0 | 0 | 0.055966 | 497.9043
[149 empty] | All EPR in 2020WLDFRSafety | WLDFR | HFTD - Distribution - Tier 3 - 4QU CoRE ¦ 4QU LoRE | Red Flag Warning - Catastrophic Fires | 2025 | Safety | 5534.8915 | 248.6831 | 2025 | Control | 0.053 | 3 | 0 | esc | 0 | 0 | 0 | 0 | 0 | 0 | 0.055966 | 309.7669
[149 empty] | All EPR in 2020WLDFRElectric Reliability | WLDFR | HFTD - Distribution - Tier 3 - 4QU CoRE ¦ 4QU LoRE | Red Flag Warning - Destructive Fires | 2021 | Electric Reliability | 222.2294 | 248.6831 | 2021 | Control | 0.1325 | 3 | 0 | esc | 0.15274 | 33.9428 | 0.15274 | 33.9428 | 0 | 0 | 0 | 0
[149 empty] | All EPR in 2020WLDFRFinancial | WLDFR | HFTD - Distribution - Tier 3 - 4QU CoRE ¦ 4QU LoRE | Red Flag Warning - Destructive Fires | 2021 | Financial | 8585.7228 | 248.6831 | 2021 | Control | 0.053 | 3 | 0 | esc | 0.055966 | 480.5104 | 0.055966 | 480.5104 | 0 | 0 | 0 | 0
[149 empty] | All EPR in 2020WLDFRElectric Reliability | WLDFR | HFTD - Distribution - Tier 3 - 4QU CoRE ¦ 4QU LoRE | Red Flag Warning - Destructive Fires | 2022 | Electric Reliability | 222.2294 | 248.6831 | 2022 | Control | 0.1325 | 3 | 0 | esc | 0.15274 | 33.9428 | 0.15274 | 33.9428 | 0.15274 | 33.9428 | 0 | 0
[149 empty] | All EPR in 2020WLDFRFinancial | WLDFR | HFTD - Distribution - Tier 3 - 4QU CoRE ¦ 4QU LoRE | Red Flag Warning - Destructive Fires | 2022 | Financial | 8585.7228 | 248.6831 | 2022 | Control | 0.053 | 3 | 0 | esc | 0.055966 | 480.5104 | 0.055966 | 480.5104 | 0.055966 | 480.5104 | 0 | 0
[149 empty] | All EPR in 2020WLDFRElectric Reliability | WLDFR | HFTD - Distribution - Tier 3 - 4QU CoRE ¦ 4QU LoRE | Red Flag Warning - Destructive Fires | 2023 | Electric Reliability | 233.2301 | 248.6831 | 2023 | Control | 0.1325 | 3 | 0 | esc | 0 | 0 | 0.15274 | 35.623 | 0.15274 | 35.623 | 0.15274 | 35.623
[149 empty] | All EPR in 2020WLDFRFinancial | WLDFR | HFTD - Distribution - Tier 3 - 4QU CoRE ¦ 4QU LoRE | Red Flag Warning - Destructive Fires | 2023 | Financial | 8896.516 | 248.6831 | 2023 | Control | 0.053 | 3 | 0 | esc | 0 | 0 | 0.055966 | 497.9043 | 0.055966 | 497.9043 | 0.055966 | 497.9043
[149 empty] | All EPR in 2020WLDFRElectric Reliability | WLDFR | HFTD - Distribution - Tier 3 - 4QU CoRE ¦ 4QU LoRE | Red Flag Warning - Destructive Fires | 2024 | Electric Reliability | 233.2301 | 248.6831 | 2024 | Control | 0.1325 | 3 | 0 | esc | 0 | 0 | 0 | 0 | 0.15274 | 35.623 | 0.15274 | 35.623
[149 empty] | All EPR in 2020WLDFRFinancial | WLDFR | HFTD - Distribution - Tier 3 - 4QU CoRE ¦ 4QU LoRE | Red Flag Warning - Destructive Fires | 2024 | Financial | 8896.516 | 248.6831 | 2024 | Control | 0.053 | 3 | 0 | esc | 0 | 0 | 0 | 0 | 0.055966 | 497.9043 | 0.055966 | 497.9043
[149 empty] | All EPR in 2020WLDFRElectric Reliability | WLDFR | HFTD - Distribution - Tier 3 - 4QU CoRE ¦ 4QU LoRE | Red Flag Warning - Destructive Fires | 2025 | Electric Reliability | 233.2301 | 248.6831 | 2025 | Control | 0.1325 | 3 | 0 | esc | 0 | 0 | 0 | 0 | 0 | 0 | 0.15274 | 35.623
[149 empty] | All EPR in 2020WLDFRFinancial | WLDFR | HFTD - Distribution - Tier 3 - 4QU CoRE ¦ 4QU LoRE | Red Flag Warning - Destructive Fires | 2025 | Financial | 8896.516 | 248.6831 | 2025 | Control | 0.053 | 3 | 0 | esc | 0 | 0 | 0 | 0 | 0 | 0 | 0.055966 | 497.9043
[149 empty] | All EPR in 2020WLDFRElectric Reliability | WLDFR | HFTD - Distribution - Tier 3 - 4QU CoRE ¦ 4QU LoRE | Red Flag Warning - Large Fires | 2021 | Electric Reliability | 0.69642 | 248.6831 | 2021 | Control | 0.1325 | 3 | 0 | esc | 0.15274 | 0.10637 | 0.15274 | 0.10637 | 0 | 0 | 0 | 0
[149 empty] | All EPR in 2020WLDFRFinancial | WLDFR | HFTD - Distribution - Tier 3 - 4QU CoRE ¦ 4QU LoRE | Red Flag Warning - Large Fires | 2021 | Financial | 2.942 | 248.6831 | 2021 | Control | 0.053 | 3 | 0 | esc | 0.055966 | 0.16465 | 0.055966 | 0.16465 | 0 | 0 | 0 | 0
[149 empty] | All EPR in 2020WLDFRSafety | WLDFR | HFTD - Distribution - Tier 3 - 4QU CoRE ¦ 4QU LoRE | Red Flag Warning - Large Fires | 2021 | Safety | 1.6022 | 248.6831 | 2021 | Control | 0.053 | 3 | 0 | esc | 0.055966 | 0.089668 | 0.055966 | 0.089668 | 0 | 0 | 0 | 0
[149 empty] | All EPR in 2020WLDFRElectric Reliability | WLDFR | HFTD - Distribution - Tier 3 - 4QU CoRE ¦ 4QU LoRE | Red Flag Warning - Large Fires | 2022 | Electric Reliability | 0.69642 | 248.6831 | 2022 | Control | 0.1325 | 3 | 0 | esc | 0.15274 | 0.10637 | 0.15274 | 0.10637 | 0.15274 | 0.10637 | 0 | 0
[149 empty] | All EPR in 2020WLDFRFinancial | WLDFR | HFTD - Distribution - Tier 3 - 4QU CoRE ¦ 4QU LoRE | Red Flag Warning - Large Fires | 2022 | Financial | 2.942 | 248.6831 | 2022 | Control | 0.053 | 3 | 0 | esc | 0.055966 | 0.16465 | 0.055966 | 0.16465 | 0.055966 | 0.16465 | 0 | 0
[149 empty] | All EPR in 2020WLDFRSafety | WLDFR | HFTD - Distribution - Tier 3 - 4QU CoRE ¦ 4QU LoRE | Red Flag Warning - Large Fires | 2022 | Safety | 1.6022 | 248.6831 | 2022 | Control | 0.053 | 3 | 0 | esc | 0.055966 | 0.089668 | 0.055966 | 0.089668 | 0.055966 | 0.089668 | 0 | 0
[149 empty] | All EPR in 2020WLDFRElectric Reliability | WLDFR | HFTD - Distribution - Tier 3 - 4QU CoRE ¦ 4QU LoRE | Red Flag Warning - Large Fires | 2023 | Electric Reliability | 0.71896 | 248.6831 | 2023 | Control | 0.1325 | 3 | 0 | esc | 0 | 0 | 0.15274 | 0.10981 | 0.15274 | 0.10981 | 0.15274 | 0.10981
[149 empty] | All EPR in 2020WLDFRFinancial | WLDFR | HFTD - Distribution - Tier 3 - 4QU CoRE ¦ 4QU LoRE | Red Flag Warning - Large Fires | 2023 | Financial | 3.0715 | 248.6831 | 2023 | Control | 0.053 | 3 | 0 | esc | 0 | 0 | 0.055966 | 0.1719 | 0.055966 | 0.1719 | 0.055966 | 0.1719
[149 empty] | All EPR in 2020WLDFRSafety | WLDFR | HFTD - Distribution - Tier 3 - 4QU CoRE ¦ 4QU LoRE | Red Flag Warning - Large Fires | 2023 | Safety | 1.6846 | 248.6831 | 2023 | Control | 0.053 | 3 | 0 | esc | 0 | 0 | 0.055966 | 0.094279 | 0.055966 | 0.094279 | 0.055966 | 0.094279
[149 empty] | All EPR in 2020WLDFRElectric Reliability | WLDFR | HFTD - Distribution - Tier 3 - 4QU CoRE ¦ 4QU LoRE | Red Flag Warning - Large Fires | 2024 | Electric Reliability | 0.71896 | 248.6831 | 2024 | Control | 0.1325 | 3 | 0 | esc | 0 | 0 | 0 | 0 | 0.15274 | 0.10981 | 0.15274 | 0.10981
[149 empty] | All EPR in 2020WLDFRFinancial | WLDFR | HFTD - Distribution - Tier 3 - 4QU CoRE ¦ 4QU LoRE | Red Flag Warning - Large Fires | 2024 | Financial | 3.0715 | 248.6831 | 2024 | Control | 0.053 | 3 | 0 | esc | 0 | 0 | 0 | 0 | 0.055966 | 0.1719 | 0.055966 | 0.1719
[149 empty] | All EPR in 2020WLDFRSafety | WLDFR | HFTD - Distribution - Tier 3 - 4QU CoRE ¦ 4QU LoRE | Red Flag Warning - Large Fires | 2024 | Safety | 1.6846 | 248.6831 | 2024 | Control | 0.053 | 3 | 0 | esc | 0 | 0 | 0 | 0 | 0.055966 | 0.094279 | 0.055966 | 0.094279
[149 empty] | All EPR in 2020WLDFRElectric Reliability | WLDFR | HFTD - Distribution - Tier 3 - 4QU CoRE ¦ 4QU LoRE | Red Flag Warning - Large Fires | 2025 | Electric Reliability | 0.71896 | 248.6831 | 2025 | Control | 0.1325 | 3 | 0 | esc | 0 | 0 | 0 | 0 | 0 | 0 | 0.15274 | 0.10981
[149 empty] | All EPR in 2020WLDFRFinancial | WLDFR | HFTD - Distribution - Tier 3 - 4QU CoRE ¦ 4QU LoRE | Red Flag Warning - Large Fires | 2025 | Financial | 3.0715 | 248.6831 | 2025 | Control | 0.053 | 3 | 0 | esc | 0 | 0 | 0 | 0 | 0 | 0 | 0.055966 | 0.1719
[149 empty] | All EPR in 2020WLDFRSafety | WLDFR | HFTD - Distribution - Tier 3 - 4QU CoRE ¦ 4QU LoRE | Red Flag Warning - Large Fires | 2025 | Safety | 1.6846 | 248.6831 | 2025 | Control | 0.053 | 3 | 0 | esc | 0 | 0 | 0 | 0 | 0 | 0 | 0.055966 | 0.094279
[149 empty] | All EPR in 2020WLDFRElectric Reliability | WLDFR | HFTD - Distribution - Tier 3 - 4QU CoRE ¦ 4QU LoRE | Red Flag Warning - Small Fires | 2021 | Electric Reliability | 0.036425 | 248.6831 | 2021 | Control | 0.1325 | 3 | 0 | esc | 0.15274 | 0.0055635 | 0.15274 | 0.0055635 | 0 | 0 | 0 | 0
[149 empty] | All EPR in 2020WLDFRFinancial | WLDFR | HFTD - Distribution - Tier 3 - 4QU CoRE ¦ 4QU LoRE | Red Flag Warning - Small Fires | 2021 | Financial | 0.0015809 | 248.6831 | 2021 | Control | 0.053 | 3 | 0 | esc | 0.055966 | 8.8475e-05 | 0.055966 | 8.8475e-05 | 0 | 0 | 0 | 0
[149 empty] | All EPR in 2020WLDFRSafety | WLDFR | HFTD - Distribution - Tier 3 - 4QU CoRE ¦ 4QU LoRE | Red Flag Warning - Small Fires | 2021 | Safety | 0.039895 | 248.6831 | 2021 | Control | 0.053 | 3 | 0 | esc | 0.055966 | 0.0022328 | 0.055966 | 0.0022328 | 0 | 0 | 0 | 0
[149 empty] | All EPR in 2020WLDFRElectric Reliability | WLDFR | HFTD - Distribution - Tier 3 - 4QU CoRE ¦ 4QU LoRE | Red Flag Warning - Small Fires | 2022 | Electric Reliability | 0.036425 | 248.6831 | 2022 | Control | 0.1325 | 3 | 0 | esc | 0.15274 | 0.0055635 | 0.15274 | 0.0055635 | 0.15274 | 0.0055635 | 0 | 0
[149 empty] | All EPR in 2020WLDFRFinancial | WLDFR | HFTD - Distribution - Tier 3 - 4QU CoRE ¦ 4QU LoRE | Red Flag Warning - Small Fires | 2022 | Financial | 0.0015809 | 248.6831 | 2022 | Control | 0.053 | 3 | 0 | esc | 0.055966 | 8.8475e-05 | 0.055966 | 8.8475e-05 | 0.055966 | 8.8475e-05 | 0 | 0
[149 empty] | All EPR in 2020WLDFRSafety | WLDFR | HFTD - Distribution - Tier 3 - 4QU CoRE ¦ 4QU LoRE | Red Flag Warning - Small Fires | 2022 | Safety | 0.039895 | 248.6831 | 2022 | Control | 0.053 | 3 | 0 | esc | 0.055966 | 0.0022328 | 0.055966 | 0.0022328 | 0.055966 | 0.0022328 | 0 | 0
[149 empty] | All EPR in 2020WLDFRElectric Reliability | WLDFR | HFTD - Distribution - Tier 3 - 4QU CoRE ¦ 4QU LoRE | Red Flag Warning - Small Fires | 2023 | Electric Reliability | 0.03759 | 248.6831 | 2023 | Control | 0.1325 | 3 | 0 | esc | 0 | 0 | 0.15274 | 0.0057414 | 0.15274 | 0.0057414 | 0.15274 | 0.0057414
[149 empty] | All EPR in 2020WLDFRFinancial | WLDFR | HFTD - Distribution - Tier 3 - 4QU CoRE ¦ 4QU LoRE | Red Flag Warning - Small Fires | 2023 | Financial | 0.0016314 | 248.6831 | 2023 | Control | 0.053 | 3 | 0 | esc | 0 | 0 | 0.055966 | 9.1305e-05 | 0.055966 | 9.1305e-05 | 0.055966 | 9.1305e-05
[149 empty] | All EPR in 2020WLDFRSafety | WLDFR | HFTD - Distribution - Tier 3 - 4QU CoRE ¦ 4QU LoRE | Red Flag Warning - Small Fires | 2023 | Safety | 0.041187 | 248.6831 | 2023 | Control | 0.053 | 3 | 0 | esc | 0 | 0 | 0.055966 | 0.0023051 | 0.055966 | 0.0023051 | 0.055966 | 0.0023051
[149 empty] | All EPR in 2020WLDFRElectric Reliability | WLDFR | HFTD - Distribution - Tier 3 - 4QU CoRE ¦ 4QU LoRE | Red Flag Warning - Small Fires | 2024 | Electric Reliability | 0.03759 | 248.6831 | 2024 | Control | 0.1325 | 3 | 0 | esc | 0 | 0 | 0 | 0 | 0.15274 | 0.0057414 | 0.15274 | 0.0057414
[149 empty] | All EPR in 2020WLDFRFinancial | WLDFR | HFTD - Distribution - Tier 3 - 4QU CoRE ¦ 4QU LoRE | Red Flag Warning - Small Fires | 2024 | Financial | 0.0016314 | 248.6831 | 2024 | Control | 0.053 | 3 | 0 | esc | 0 | 0 | 0 | 0 | 0.055966 | 9.1305e-05 | 0.055966 | 9.1305e-05
[149 empty] | All EPR in 2020WLDFRSafety | WLDFR | HFTD - Distribution - Tier 3 - 4QU CoRE ¦ 4QU LoRE | Red Flag Warning - Small Fires | 2024 | Safety | 0.041187 | 248.6831 | 2024 | Control | 0.053 | 3 | 0 | esc | 0 | 0 | 0 | 0 | 0.055966 | 0.0023051 | 0.055966 | 0.0023051
[149 empty] | All EPR in 2020WLDFRElectric Reliability | WLDFR | HFTD - Distribution - Tier 3 - 4QU CoRE ¦ 4QU LoRE | Red Flag Warning - Small Fires | 2025 | Electric Reliability | 0.03759 | 248.6831 | 2025 | Control | 0.1325 | 3 | 0 | esc | 0 | 0 | 0 | 0 | 0 | 0 | 0.15274 | 0.0057414
[149 empty] | All EPR in 2020WLDFRFinancial | WLDFR | HFTD - Distribution - Tier 3 - 4QU CoRE ¦ 4QU LoRE | Red Flag Warning - Small Fires | 2025 | Financial | 0.0016314 | 248.6831 | 2025 | Control | 0.053 | 3 | 0 | esc | 0 | 0 | 0 | 0 | 0 | 0 | 0.055966 | 9.1305e-05
[149 empty] | All EPR in 2020WLDFRSafety | WLDFR | HFTD - Distribution - Tier 3 - 4QU CoRE ¦ 4QU LoRE | Red Flag Warning - Small Fires | 2025 | Safety | 0.041187 | 248.6831 | 2025 | Control | 0.053 | 3 | 0 | esc | 0 | 0 | 0 | 0 | 0 | 0 | 0.055966 | 0.0023051
[149 empty] | All EPR in 2020WLDFRElectric Reliability | WLDFR | HFTD - Distribution - Tier 3 - 4QU CoRE ¦ 4QU LoRE | Seismic - Non-Red Flag Warning - Catastrophic Fires | 2021 | Electric Reliability | 409.2237 | 248.6831 | 2021 | Control | 0.1325 | 3 | 0 | esc | 0.15274 | 62.5039 | 0.15274 | 62.5039 | 0 | 0 | 0 | 0
[149 empty] | All EPR in 2020WLDFRFinancial | WLDFR | HFTD - Distribution - Tier 3 - 4QU CoRE ¦ 4QU LoRE | Seismic - Non-Red Flag Warning - Catastrophic Fires | 2021 | Financial | 13469.0878 | 248.6831 | 2021 | Control | 0.053 | 3 | 0 | esc | 0.055966 | 753.8138 | 0.055966 | 753.8138 | 0 | 0 | 0 | 0
[149 empty] | All EPR in 2020WLDFRSafety | WLDFR | HFTD - Distribution - Tier 3 - 4QU CoRE ¦ 4QU LoRE | Seismic - Non-Red Flag Warning - Catastrophic Fires | 2021 | Safety | 7205.5313 | 248.6831 | 2021 | Control | 0.053 | 3 | 0 | esc | 0.055966 | 403.2663 | 0.055966 | 403.2663 | 0 | 0 | 0 | 0
[149 empty] | All EPR in 2020WLDFRElectric Reliability | WLDFR | HFTD - Distribution - Tier 3 - 4QU CoRE ¦ 4QU LoRE | Seismic - Non-Red Flag Warning - Catastrophic Fires | 2022 | Electric Reliability | 409.2237 | 248.6831 | 2022 | Control | 0.1325 | 3 | 0 | esc | 0.15274 | 62.5039 | 0.15274 | 62.5039 | 0.15274 | 62.5039 | 0 | 0
[149 empty] | All EPR in 2020WLDFRFinancial | WLDFR | HFTD - Distribution - Tier 3 - 4QU CoRE ¦ 4QU LoRE | Seismic - Non-Red Flag Warning - Catastrophic Fires | 2022 | Financial | 13469.0878 | 248.6831 | 2022 | Control | 0.053 | 3 | 0 | esc | 0.055966 | 753.8138 | 0.055966 | 753.8138 | 0.055966 | 753.8138 | 0 | 0
[149 empty] | All EPR in 2020WLDFRSafety | WLDFR | HFTD - Distribution - Tier 3 - 4QU CoRE ¦ 4QU LoRE | Seismic - Non-Red Flag Warning - Catastrophic Fires | 2022 | Safety | 7205.5313 | 248.6831 | 2022 | Control | 0.053 | 3 | 0 | esc | 0.055966 | 403.2663 | 0.055966 | 403.2663 | 0.055966 | 403.2663 | 0 | 0
[149 empty] | All EPR in 2020WLDFRElectric Reliability | WLDFR | HFTD - Distribution - Tier 3 - 4QU CoRE ¦ 4QU LoRE | Seismic - Non-Red Flag Warning - Catastrophic Fires | 2023 | Electric Reliability | 428.6023 | 248.6831 | 2023 | Control | 0.1325 | 3 | 0 | esc | 0 | 0 | 0.15274 | 65.4638 | 0.15274 | 65.4638 | 0.15274 | 65.4638
[149 empty] | All EPR in 2020WLDFRFinancial | WLDFR | HFTD - Distribution - Tier 3 - 4QU CoRE ¦ 4QU LoRE | Seismic - Non-Red Flag Warning - Catastrophic Fires | 2023 | Financial | 13939.561 | 248.6831 | 2023 | Control | 0.053 | 3 | 0 | esc | 0 | 0 | 0.055966 | 780.1444 | 0.055966 | 780.1444 | 0.055966 | 780.1444
[149 empty] | All EPR in 2020WLDFRSafety | WLDFR | HFTD - Distribution - Tier 3 - 4QU CoRE ¦ 4QU LoRE | Seismic - Non-Red Flag Warning - Catastrophic Fires | 2023 | Safety | 7467.8148 | 248.6831 | 2023 | Control | 0.053 | 3 | 0 | esc | 0 | 0 | 0.055966 | 417.9453 | 0.055966 | 417.9453 | 0.055966 | 417.9453
[149 empty] | All EPR in 2020WLDFRElectric Reliability | WLDFR | HFTD - Distribution - Tier 3 - 4QU CoRE ¦ 4QU LoRE | Seismic - Non-Red Flag Warning - Catastrophic Fires | 2024 | Electric Reliability | 428.6023 | 248.6831 | 2024 | Control | 0.1325 | 3 | 0 | esc | 0 | 0 | 0 | 0 | 0.15274 | 65.4638 | 0.15274 | 65.4638
[149 empty] | All EPR in 2020WLDFRFinancial | WLDFR | HFTD - Distribution - Tier 3 - 4QU CoRE ¦ 4QU LoRE | Seismic - Non-Red Flag Warning - Catastrophic Fires | 2024 | Financial | 13939.561 | 248.6831 | 2024 | Control | 0.053 | 3 | 0 | esc | 0 | 0 | 0 | 0 | 0.055966 | 780.1444 | 0.055966 | 780.1444
[149 empty] | All EPR in 2020WLDFRSafety | WLDFR | HFTD - Distribution - Tier 3 - 4QU CoRE ¦ 4QU LoRE | Seismic - Non-Red Flag Warning - Catastrophic Fires | 2024 | Safety | 7467.8148 | 248.6831 | 2024 | Control | 0.053 | 3 | 0 | esc | 0 | 0 | 0 | 0 | 0.055966 | 417.9453 | 0.055966 | 417.9453
[149 empty] | All EPR in 2020WLDFRElectric Reliability | WLDFR | HFTD - Distribution - Tier 3 - 4QU CoRE ¦ 4QU LoRE | Seismic - Non-Red Flag Warning - Catastrophic Fires | 2025 | Electric Reliability | 428.6023 | 248.6831 | 2025 | Control | 0.1325 | 3 | 0 | esc | 0 | 0 | 0 | 0 | 0 | 0 | 0.15274 | 65.4638
[149 empty] | All EPR in 2020WLDFRFinancial | WLDFR | HFTD - Distribution - Tier 3 - 4QU CoRE ¦ 4QU LoRE | Seismic - Non-Red Flag Warning - Catastrophic Fires | 2025 | Financial | 13939.561 | 248.6831 | 2025 | Control | 0.053 | 3 | 0 | esc | 0 | 0 | 0 | 0 | 0 | 0 | 0.055966 | 780.1444
[149 empty] | All EPR in 2020WLDFRSafety | WLDFR | HFTD - Distribution - Tier 3 - 4QU CoRE ¦ 4QU LoRE | Seismic - Non-Red Flag Warning - Catastrophic Fires | 2025 | Safety | 7467.8148 | 248.6831 | 2025 | Control | 0.053 | 3 | 0 | esc | 0 | 0 | 0 | 0 | 0 | 0 | 0.055966 | 417.9453
[149 empty] | All EPR in 2020WLDFRElectric Reliability | WLDFR | HFTD - Distribution - Tier 3 - 4QU CoRE ¦ 4QU LoRE | Seismic - Red Flag Warning - Catastrophic Fires | 2021 | Electric Reliability | 409.2237 | 248.6831 | 2021 | Control | 0.1325 | 3 | 0 | esc | 0.15274 | 62.5039 | 0.15274 | 62.5039 | 0 | 0 | 0 | 0
[149 empty] | All EPR in 2020WLDFRFinancial | WLDFR | HFTD - Distribution - Tier 3 - 4QU CoRE ¦ 4QU LoRE | Seismic - Red Flag Warning - Catastrophic Fires | 2021 | Financial | 13469.0878 | 248.6831 | 2021 | Control | 0.053 | 3 | 0 | esc | 0.055966 | 753.8138 | 0.055966 | 753.8138 | 0 | 0 | 0 | 0
[149 empty] | All EPR in 2020WLDFRSafety | WLDFR | HFTD - Distribution - Tier 3 - 4QU CoRE ¦ 4QU LoRE | Seismic - Red Flag Warning - Catastrophic Fires | 2021 | Safety | 7205.5313 | 248.6831 | 2021 | Control | 0.053 | 3 | 0 | esc | 0.055966 | 403.2663 | 0.055966 | 403.2663 | 0 | 0 | 0 | 0
[149 empty] | All EPR in 2020WLDFRElectric Reliability | WLDFR | HFTD - Distribution - Tier 3 - 4QU CoRE ¦ 4QU LoRE | Seismic - Red Flag Warning - Catastrophic Fires | 2022 | Electric Reliability | 409.2237 | 248.6831 | 2022 | Control | 0.1325 | 3 | 0 | esc | 0.15274 | 62.5039 | 0.15274 | 62.5039 | 0.15274 | 62.5039 | 0 | 0
[149 empty] | All EPR in 2020WLDFRFinancial | WLDFR | HFTD - Distribution - Tier 3 - 4QU CoRE ¦ 4QU LoRE | Seismic - Red Flag Warning - Catastrophic Fires | 2022 | Financial | 13469.0878 | 248.6831 | 2022 | Control | 0.053 | 3 | 0 | esc | 0.055966 | 753.8138 | 0.055966 | 753.8138 | 0.055966 | 753.8138 | 0 | 0
[149 empty] | All EPR in 2020WLDFRSafety | WLDFR | HFTD - Distribution - Tier 3 - 4QU CoRE ¦ 4QU LoRE | Seismic - Red Flag Warning - Catastrophic Fires | 2022 | Safety | 7205.5313 | 248.6831 | 2022 | Control | 0.053 | 3 | 0 | esc | 0.055966 | 403.2663 | 0.055966 | 403.2663 | 0.055966 | 403.2663 | 0 | 0
[149 empty] | All EPR in 2020WLDFRElectric Reliability | WLDFR | HFTD - Distribution - Tier 3 - 4QU CoRE ¦ 4QU LoRE | Seismic - Red Flag Warning - Catastrophic Fires | 2023 | Electric Reliability | 428.6023 | 248.6831 | 2023 | Control | 0.1325 | 3 | 0 | esc | 0 | 0 | 0.15274 | 65.4638 | 0.15274 | 65.4638 | 0.15274 | 65.4638
[149 empty] | All EPR in 2020WLDFRFinancial | WLDFR | HFTD - Distribution - Tier 3 - 4QU CoRE ¦ 4QU LoRE | Seismic - Red Flag Warning - Catastrophic Fires | 2023 | Financial | 13939.561 | 248.6831 | 2023 | Control | 0.053 | 3 | 0 | esc | 0 | 0 | 0.055966 | 780.1444 | 0.055966 | 780.1444 | 0.055966 | 780.1444
[149 empty] | All EPR in 2020WLDFRSafety | WLDFR | HFTD - Distribution - Tier 3 - 4QU CoRE ¦ 4QU LoRE | Seismic - Red Flag Warning - Catastrophic Fires | 2023 | Safety | 7467.8148 | 248.6831 | 2023 | Control | 0.053 | 3 | 0 | esc | 0 | 0 | 0.055966 | 417.9453 | 0.055966 | 417.9453 | 0.055966 | 417.9453
[149 empty] | All EPR in 2020WLDFRElectric Reliability | WLDFR | HFTD - Distribution - Tier 3 - 4QU CoRE ¦ 4QU LoRE | Seismic - Red Flag Warning - Catastrophic Fires | 2024 | Electric Reliability | 428.6023 | 248.6831 | 2024 | Control | 0.1325 | 3 | 0 | esc | 0 | 0 | 0 | 0 | 0.15274 | 65.4638 | 0.15274 | 65.4638
[149 empty] | All EPR in 2020WLDFRFinancial | WLDFR | HFTD - Distribution - Tier 3 - 4QU CoRE ¦ 4QU LoRE | Seismic - Red Flag Warning - Catastrophic Fires | 2024 | Financial | 13939.561 | 248.6831 | 2024 | Control | 0.053 | 3 | 0 | esc | 0 | 0 | 0 | 0 | 0.055966 | 780.1444 | 0.055966 | 780.1444
[149 empty] | All EPR in 2020WLDFRSafety | WLDFR | HFTD - Distribution - Tier 3 - 4QU CoRE ¦ 4QU LoRE | Seismic - Red Flag Warning - Catastrophic Fires | 2024 | Safety | 7467.8148 | 248.6831 | 2024 | Control | 0.053 | 3 | 0 | esc | 0 | 0 | 0 | 0 | 0.055966 | 417.9453 | 0.055966 | 417.9453
[149 empty] | All EPR in 2020WLDFRElectric Reliability | WLDFR | HFTD - Distribution - Tier 3 - 4QU CoRE ¦ 4QU LoRE | Seismic - Red Flag Warning - Catastrophic Fires | 2025 | Electric Reliability | 428.6023 | 248.6831 | 2025 | Control | 0.1325 | 3 | 0 | esc | 0 | 0 | 0 | 0 | 0 | 0 | 0.15274 | 65.4638
[149 empty] | All EPR in 2020WLDFRFinancial | WLDFR | HFTD - Distribution - Tier 3 - 4QU CoRE ¦ 4QU LoRE | Seismic - Red Flag Warning - Catastrophic Fires | 2025 | Financial | 13939.561 | 248.6831 | 2025 | Control | 0.053 | 3 | 0 | esc | 0 | 0 | 0 | 0 | 0 | 0 | 0.055966 | 780.1444
[149 empty] | All EPR in 2020WLDFRSafety | WLDFR | HFTD - Distribution - Tier 3 - 4QU CoRE ¦ 4QU LoRE | Seismic - Red Flag Warning - Catastrophic Fires | 2025 | Safety | 7467.8148 | 248.6831 | 2025 | Control | 0.053 | 3 | 0 | esc | 0 | 0 | 0 | 0 | 0 | 0 | 0.055966 | 417.9453
[149 empty] | All EPR in 2020WLDFRElectric Reliability | WLDFR | HFTD - Distribution - Tier 3 - 4QU CoRE ¦ 5QU LoRE | Non-Red Flag Warning - Catastrophic Fires | 2021 | Electric Reliability | 222.2294 | 73.245 | 2021 | Control | 0.1325 | 3 | 0 | esc | 0.15274 | 33.9428 | 0.15274 | 33.9428 | 0 | 0 | 0 | 0
[149 empty] | All EPR in 2020WLDFRFinancial | WLDFR | HFTD - Distribution - Tier 3 - 4QU CoRE ¦ 5QU LoRE | Non-Red Flag Warning - Catastrophic Fires | 2021 | Financial | 8585.7228 | 73.245 | 2021 | Control | 0.053 | 3 | 0 | esc | 0.055966 | 480.5104 | 0.055966 | 480.5104 | 0 | 0 | 0 | 0
[149 empty] | All EPR in 2020WLDFRSafety | WLDFR | HFTD - Distribution - Tier 3 - 4QU CoRE ¦ 5QU LoRE | Non-Red Flag Warning - Catastrophic Fires | 2021 | Safety | 5338.1784 | 73.245 | 2021 | Control | 0.053 | 3 | 0 | esc | 0.055966 | 298.7576 | 0.055966 | 298.7576 | 0 | 0 | 0 | 0
[149 empty] | All EPR in 2020WLDFRElectric Reliability | WLDFR | HFTD - Distribution - Tier 3 - 4QU CoRE ¦ 5QU LoRE | Non-Red Flag Warning - Catastrophic Fires | 2022 | Electric Reliability | 222.2294 | 73.245 | 2022 | Control | 0.1325 | 3 | 0 | esc | 0.15274 | 33.9428 | 0.15274 | 33.9428 | 0.15274 | 33.9428 | 0 | 0
[149 empty] | All EPR in 2020WLDFRFinancial | WLDFR | HFTD - Distribution - Tier 3 - 4QU CoRE ¦ 5QU LoRE | Non-Red Flag Warning - Catastrophic Fires | 2022 | Financial | 8585.7228 | 73.245 | 2022 | Control | 0.053 | 3 | 0 | esc | 0.055966 | 480.5104 | 0.055966 | 480.5104 | 0.055966 | 480.5104 | 0 | 0
[149 empty] | All EPR in 2020WLDFRSafety | WLDFR | HFTD - Distribution - Tier 3 - 4QU CoRE ¦ 5QU LoRE | Non-Red Flag Warning - Catastrophic Fires | 2022 | Safety | 5338.1784 | 73.245 | 2022 | Control | 0.053 | 3 | 0 | esc | 0.055966 | 298.7576 | 0.055966 | 298.7576 | 0.055966 | 298.7576 | 0 | 0
[149 empty] | All EPR in 2020WLDFRElectric Reliability | WLDFR | HFTD - Distribution - Tier 3 - 4QU CoRE ¦ 5QU LoRE | Non-Red Flag Warning - Catastrophic Fires | 2023 | Electric Reliability | 233.2301 | 73.245 | 2023 | Control | 0.1325 | 3 | 0 | esc | 0 | 0 | 0.15274 | 35.623 | 0.15274 | 35.623 | 0.15274 | 35.623
[149 empty] | All EPR in 2020WLDFRFinancial | WLDFR | HFTD - Distribution - Tier 3 - 4QU CoRE ¦ 5QU LoRE | Non-Red Flag Warning - Catastrophic Fires | 2023 | Financial | 8896.516 | 73.245 | 2023 | Control | 0.053 | 3 | 0 | esc | 0 | 0 | 0.055966 | 497.9043 | 0.055966 | 497.9043 | 0.055966 | 497.9043
[149 empty] | All EPR in 2020WLDFRSafety | WLDFR | HFTD - Distribution - Tier 3 - 4QU CoRE ¦ 5QU LoRE | Non-Red Flag Warning - Catastrophic Fires | 2023 | Safety | 5534.8915 | 73.245 | 2023 | Control | 0.053 | 3 | 0 | esc | 0 | 0 | 0.055966 | 309.7669 | 0.055966 | 309.7669 | 0.055966 | 309.7669
[149 empty] | All EPR in 2020WLDFRElectric Reliability | WLDFR | HFTD - Distribution - Tier 3 - 4QU CoRE ¦ 5QU LoRE | Non-Red Flag Warning - Catastrophic Fires | 2024 | Electric Reliability | 233.2301 | 73.245 | 2024 | Control | 0.1325 | 3 | 0 | esc | 0 | 0 | 0 | 0 | 0.15274 | 35.623 | 0.15274 | 35.623
[149 empty] | All EPR in 2020WLDFRFinancial | WLDFR | HFTD - Distribution - Tier 3 - 4QU CoRE ¦ 5QU LoRE | Non-Red Flag Warning - Catastrophic Fires | 2024 | Financial | 8896.516 | 73.245 | 2024 | Control | 0.053 | 3 | 0 | esc | 0 | 0 | 0 | 0 | 0.055966 | 497.9043 | 0.055966 | 497.9043
[149 empty] | All EPR in 2020WLDFRSafety | WLDFR | HFTD - Distribution - Tier 3 - 4QU CoRE ¦ 5QU LoRE | Non-Red Flag Warning - Catastrophic Fires | 2024 | Safety | 5534.8915 | 73.245 | 2024 | Control | 0.053 | 3 | 0 | esc | 0 | 0 | 0 | 0 | 0.055966 | 309.7669 | 0.055966 | 309.7669
[149 empty] | All EPR in 2020WLDFRElectric Reliability | WLDFR | HFTD - Distribution - Tier 3 - 4QU CoRE ¦ 5QU LoRE | Non-Red Flag Warning - Catastrophic Fires | 2025 | Electric Reliability | 233.2301 | 73.245 | 2025 | Control | 0.1325 | 3 | 0 | esc | 0 | 0 | 0 | 0 | 0 | 0 | 0.15274 | 35.623
[149 empty] | All EPR in 2020WLDFRFinancial | WLDFR | HFTD - Distribution - Tier 3 - 4QU CoRE ¦ 5QU LoRE | Non-Red Flag Warning - Catastrophic Fires | 2025 | Financial | 8896.516 | 73.245 | 2025 | Control | 0.053 | 3 | 0 | esc | 0 | 0 | 0 | 0 | 0 | 0 | 0.055966 | 497.9043
[149 empty] | All EPR in 2020WLDFRSafety | WLDFR | HFTD - Distribution - Tier 3 - 4QU CoRE ¦ 5QU LoRE | Non-Red Flag Warning - Catastrophic Fires | 2025 | Safety | 5534.8915 | 73.245 | 2025 | Control | 0.053 | 3 | 0 | esc | 0 | 0 | 0 | 0 | 0 | 0 | 0.055966 | 309.7669
[149 empty] | All EPR in 2020WLDFRElectric Reliability | WLDFR | HFTD - Distribution - Tier 3 - 4QU CoRE ¦ 5QU LoRE | Non-Red Flag Warning - Destructive Fires | 2021 | Electric Reliability | 222.2294 | 73.245 | 2021 | Control | 0.1325 | 3 | 0 | esc | 0.15274 | 33.9428 | 0.15274 | 33.9428 | 0 | 0 | 0 | 0
[149 empty] | All EPR in 2020WLDFRFinancial | WLDFR | HFTD - Distribution - Tier 3 - 4QU CoRE ¦ 5QU LoRE | Non-Red Flag Warning - Destructive Fires | 2021 | Financial | 8585.7228 | 73.245 | 2021 | Control | 0.053 | 3 | 0 | esc | 0.055966 | 480.5104 | 0.055966 | 480.5104 | 0 | 0 | 0 | 0
[149 empty] | All EPR in 2020WLDFRElectric Reliability | WLDFR | HFTD - Distribution - Tier 3 - 4QU CoRE ¦ 5QU LoRE | Non-Red Flag Warning - Destructive Fires | 2022 | Electric Reliability | 222.2294 | 73.245 | 2022 | Control | 0.1325 | 3 | 0 | esc | 0.15274 | 33.9428 | 0.15274 | 33.9428 | 0.15274 | 33.9428 | 0 | 0
[149 empty] | All EPR in 2020WLDFRFinancial | WLDFR | HFTD - Distribution - Tier 3 - 4QU CoRE ¦ 5QU LoRE | Non-Red Flag Warning - Destructive Fires | 2022 | Financial | 8585.7228 | 73.245 | 2022 | Control | 0.053 | 3 | 0 | esc | 0.055966 | 480.5104 | 0.055966 | 480.5104 | 0.055966 | 480.5104 | 0 | 0
[149 empty] | All EPR in 2020WLDFRElectric Reliability | WLDFR | HFTD - Distribution - Tier 3 - 4QU CoRE ¦ 5QU LoRE | Non-Red Flag Warning - Destructive Fires | 2023 | Electric Reliability | 233.2301 | 73.245 | 2023 | Control | 0.1325 | 3 | 0 | esc | 0 | 0 | 0.15274 | 35.623 | 0.15274 | 35.623 | 0.15274 | 35.623
[149 empty] | All EPR in 2020WLDFRFinancial | WLDFR | HFTD - Distribution - Tier 3 - 4QU CoRE ¦ 5QU LoRE | Non-Red Flag Warning - Destructive Fires | 2023 | Financial | 8896.516 | 73.245 | 2023 | Control | 0.053 | 3 | 0 | esc | 0 | 0 | 0.055966 | 497.9043 | 0.055966 | 497.9043 | 0.055966 | 497.9043
[149 empty] | All EPR in 2020WLDFRElectric Reliability | WLDFR | HFTD - Distribution - Tier 3 - 4QU CoRE ¦ 5QU LoRE | Non-Red Flag Warning - Destructive Fires | 2024 | Electric Reliability | 233.2301 | 73.245 | 2024 | Control | 0.1325 | 3 | 0 | esc | 0 | 0 | 0 | 0 | 0.15274 | 35.623 | 0.15274 | 35.623
[149 empty] | All EPR in 2020WLDFRFinancial | WLDFR | HFTD - Distribution - Tier 3 - 4QU CoRE ¦ 5QU LoRE | Non-Red Flag Warning - Destructive Fires | 2024 | Financial | 8896.516 | 73.245 | 2024 | Control | 0.053 | 3 | 0 | esc | 0 | 0 | 0 | 0 | 0.055966 | 497.9043 | 0.055966 | 497.9043
[149 empty] | All EPR in 2020WLDFRElectric Reliability | WLDFR | HFTD - Distribution - Tier 3 - 4QU CoRE ¦ 5QU LoRE | Non-Red Flag Warning - Destructive Fires | 2025 | Electric Reliability | 233.2301 | 73.245 | 2025 | Control | 0.1325 | 3 | 0 | esc | 0 | 0 | 0 | 0 | 0 | 0 | 0.15274 | 35.623
[149 empty] | All EPR in 2020WLDFRFinancial | WLDFR | HFTD - Distribution - Tier 3 - 4QU CoRE ¦ 5QU LoRE | Non-Red Flag Warning - Destructive Fires | 2025 | Financial | 8896.516 | 73.245 | 2025 | Control | 0.053 | 3 | 0 | esc | 0 | 0 | 0 | 0 | 0 | 0 | 0.055966 | 497.9043
[149 empty] | All EPR in 2020WLDFRElectric Reliability | WLDFR | HFTD - Distribution - Tier 3 - 4QU CoRE ¦ 5QU LoRE | Non-Red Flag Warning - Large Fires | 2021 | Electric Reliability | 0.69642 | 73.245 | 2021 | Control | 0.1325 | 3 | 0 | esc | 0.15274 | 0.10637 | 0.15274 | 0.10637 | 0 | 0 | 0 | 0
[149 empty] | All EPR in 2020WLDFRFinancial | WLDFR | HFTD - Distribution - Tier 3 - 4QU CoRE ¦ 5QU LoRE | Non-Red Flag Warning - Large Fires | 2021 | Financial | 2.942 | 73.245 | 2021 | Control | 0.053 | 3 | 0 | esc | 0.055966 | 0.16465 | 0.055966 | 0.16465 | 0 | 0 | 0 | 0
[149 empty] | All EPR in 2020WLDFRSafety | WLDFR | HFTD - Distribution - Tier 3 - 4QU CoRE ¦ 5QU LoRE | Non-Red Flag Warning - Large Fires | 2021 | Safety | 1.6022 | 73.245 | 2021 | Control | 0.053 | 3 | 0 | esc | 0.055966 | 0.089668 | 0.055966 | 0.089668 | 0 | 0 | 0 | 0
[149 empty] | All EPR in 2020WLDFRElectric Reliability | WLDFR | HFTD - Distribution - Tier 3 - 4QU CoRE ¦ 5QU LoRE | Non-Red Flag Warning - Large Fires | 2022 | Electric Reliability | 0.69642 | 73.245 | 2022 | Control | 0.1325 | 3 | 0 | esc | 0.15274 | 0.10637 | 0.15274 | 0.10637 | 0.15274 | 0.10637 | 0 | 0
[149 empty] | All EPR in 2020WLDFRFinancial | WLDFR | HFTD - Distribution - Tier 3 - 4QU CoRE ¦ 5QU LoRE | Non-Red Flag Warning - Large Fires | 2022 | Financial | 2.942 | 73.245 | 2022 | Control | 0.053 | 3 | 0 | esc | 0.055966 | 0.16465 | 0.055966 | 0.16465 | 0.055966 | 0.16465 | 0 | 0
[149 empty] | All EPR in 2020WLDFRSafety | WLDFR | HFTD - Distribution - Tier 3 - 4QU CoRE ¦ 5QU LoRE | Non-Red Flag Warning - Large Fires | 2022 | Safety | 1.6022 | 73.245 | 2022 | Control | 0.053 | 3 | 0 | esc | 0.055966 | 0.089668 | 0.055966 | 0.089668 | 0.055966 | 0.089668 | 0 | 0
[149 empty] | All EPR in 2020WLDFRElectric Reliability | WLDFR | HFTD - Distribution - Tier 3 - 4QU CoRE ¦ 5QU LoRE | Non-Red Flag Warning - Large Fires | 2023 | Electric Reliability | 0.71896 | 73.245 | 2023 | Control | 0.1325 | 3 | 0 | esc | 0 | 0 | 0.15274 | 0.10981 | 0.15274 | 0.10981 | 0.15274 | 0.10981
[149 empty] | All EPR in 2020WLDFRFinancial | WLDFR | HFTD - Distribution - Tier 3 - 4QU CoRE ¦ 5QU LoRE | Non-Red Flag Warning - Large Fires | 2023 | Financial | 3.0715 | 73.245 | 2023 | Control | 0.053 | 3 | 0 | esc | 0 | 0 | 0.055966 | 0.1719 | 0.055966 | 0.1719 | 0.055966 | 0.1719
[149 empty] | All EPR in 2020WLDFRSafety | WLDFR | HFTD - Distribution - Tier 3 - 4QU CoRE ¦ 5QU LoRE | Non-Red Flag Warning - Large Fires | 2023 | Safety | 1.6846 | 73.245 | 2023 | Control | 0.053 | 3 | 0 | esc | 0 | 0 | 0.055966 | 0.094279 | 0.055966 | 0.094279 | 0.055966 | 0.094279
[149 empty] | All EPR in 2020WLDFRElectric Reliability | WLDFR | HFTD - Distribution - Tier 3 - 4QU CoRE ¦ 5QU LoRE | Non-Red Flag Warning - Large Fires | 2024 | Electric Reliability | 0.71896 | 73.245 | 2024 | Control | 0.1325 | 3 | 0 | esc | 0 | 0 | 0 | 0 | 0.15274 | 0.10981 | 0.15274 | 0.10981
[149 empty] | All EPR in 2020WLDFRFinancial | WLDFR | HFTD - Distribution - Tier 3 - 4QU CoRE ¦ 5QU LoRE | Non-Red Flag Warning - Large Fires | 2024 | Financial | 3.0715 | 73.245 | 2024 | Control | 0.053 | 3 | 0 | esc | 0 | 0 | 0 | 0 | 0.055966 | 0.1719 | 0.055966 | 0.1719
[149 empty] | All EPR in 2020WLDFRSafety | WLDFR | HFTD - Distribution - Tier 3 - 4QU CoRE ¦ 5QU LoRE | Non-Red Flag Warning - Large Fires | 2024 | Safety | 1.6846 | 73.245 | 2024 | Control | 0.053 | 3 | 0 | esc | 0 | 0 | 0 | 0 | 0.055966 | 0.094279 | 0.055966 | 0.094279
[149 empty] | All EPR in 2020WLDFRElectric Reliability | WLDFR | HFTD - Distribution - Tier 3 - 4QU CoRE ¦ 5QU LoRE | Non-Red Flag Warning - Large Fires | 2025 | Electric Reliability | 0.71896 | 73.245 | 2025 | Control | 0.1325 | 3 | 0 | esc | 0 | 0 | 0 | 0 | 0 | 0 | 0.15274 | 0.10981
[149 empty] | All EPR in 2020WLDFRFinancial | WLDFR | HFTD - Distribution - Tier 3 - 4QU CoRE ¦ 5QU LoRE | Non-Red Flag Warning - Large Fires | 2025 | Financial | 3.0715 | 73.245 | 2025 | Control | 0.053 | 3 | 0 | esc | 0 | 0 | 0 | 0 | 0 | 0 | 0.055966 | 0.1719
[149 empty] | All EPR in 2020WLDFRSafety | WLDFR | HFTD - Distribution - Tier 3 - 4QU CoRE ¦ 5QU LoRE | Non-Red Flag Warning - Large Fires | 2025 | Safety | 1.6846 | 73.245 | 2025 | Control | 0.053 | 3 | 0 | esc | 0 | 0 | 0 | 0 | 0 | 0 | 0.055966 | 0.094279
[149 empty] | All EPR in 2020WLDFRElectric Reliability | WLDFR | HFTD - Distribution - Tier 3 - 4QU CoRE ¦ 5QU LoRE | Non-Red Flag Warning - Small Fires | 2021 | Electric Reliability | 0.036425 | 73.245 | 2021 | Control | 0.1325 | 3 | 0 | esc | 0.15274 | 0.0055635 | 0.15274 | 0.0055635 | 0 | 0 | 0 | 0
[149 empty] | All EPR in 2020WLDFRFinancial | WLDFR | HFTD - Distribution - Tier 3 - 4QU CoRE ¦ 5QU LoRE | Non-Red Flag Warning - Small Fires | 2021 | Financial | 0.0015809 | 73.245 | 2021 | Control | 0.053 | 3 | 0 | esc | 0.055966 | 8.8475e-05 | 0.055966 | 8.8475e-05 | 0 | 0 | 0 | 0
[149 empty] | All EPR in 2020WLDFRSafety | WLDFR | HFTD - Distribution - Tier 3 - 4QU CoRE ¦ 5QU LoRE | Non-Red Flag Warning - Small Fires | 2021 | Safety | 0.039895 | 73.245 | 2021 | Control | 0.053 | 3 | 0 | esc | 0.055966 | 0.0022328 | 0.055966 | 0.0022328 | 0 | 0 | 0 | 0
[149 empty] | All EPR in 2020WLDFRElectric Reliability | WLDFR | HFTD - Distribution - Tier 3 - 4QU CoRE ¦ 5QU LoRE | Non-Red Flag Warning - Small Fires | 2022 | Electric Reliability | 0.036425 | 73.245 | 2022 | Control | 0.1325 | 3 | 0 | esc | 0.15274 | 0.0055635 | 0.15274 | 0.0055635 | 0.15274 | 0.0055635 | 0 | 0
[149 empty] | All EPR in 2020WLDFRFinancial | WLDFR | HFTD - Distribution - Tier 3 - 4QU CoRE ¦ 5QU LoRE | Non-Red Flag Warning - Small Fires | 2022 | Financial | 0.0015809 | 73.245 | 2022 | Control | 0.053 | 3 | 0 | esc | 0.055966 | 8.8475e-05 | 0.055966 | 8.8475e-05 | 0.055966 | 8.8475e-05 | 0 | 0
[149 empty] | All EPR in 2020WLDFRSafety | WLDFR | HFTD - Distribution - Tier 3 - 4QU CoRE ¦ 5QU LoRE | Non-Red Flag Warning - Small Fires | 2022 | Safety | 0.039895 | 73.245 | 2022 | Control | 0.053 | 3 | 0 | esc | 0.055966 | 0.0022328 | 0.055966 | 0.0022328 | 0.055966 | 0.0022328 | 0 | 0
[149 empty] | All EPR in 2020WLDFRElectric Reliability | WLDFR | HFTD - Distribution - Tier 3 - 4QU CoRE ¦ 5QU LoRE | Non-Red Flag Warning - Small Fires | 2023 | Electric Reliability | 0.03759 | 73.245 | 2023 | Control | 0.1325 | 3 | 0 | esc | 0 | 0 | 0.15274 | 0.0057414 | 0.15274 | 0.0057414 | 0.15274 | 0.0057414
[149 empty] | All EPR in 2020WLDFRFinancial | WLDFR | HFTD - Distribution - Tier 3 - 4QU CoRE ¦ 5QU LoRE | Non-Red Flag Warning - Small Fires | 2023 | Financial | 0.0016314 | 73.245 | 2023 | Control | 0.053 | 3 | 0 | esc | 0 | 0 | 0.055966 | 9.1305e-05 | 0.055966 | 9.1305e-05 | 0.055966 | 9.1305e-05
[149 empty] | All EPR in 2020WLDFRSafety | WLDFR | HFTD - Distribution - Tier 3 - 4QU CoRE ¦ 5QU LoRE | Non-Red Flag Warning - Small Fires | 2023 | Safety | 0.041187 | 73.245 | 2023 | Control | 0.053 | 3 | 0 | esc | 0 | 0 | 0.055966 | 0.0023051 | 0.055966 | 0.0023051 | 0.055966 | 0.0023051
[149 empty] | All EPR in 2020WLDFRElectric Reliability | WLDFR | HFTD - Distribution - Tier 3 - 4QU CoRE ¦ 5QU LoRE | Non-Red Flag Warning - Small Fires | 2024 | Electric Reliability | 0.03759 | 73.245 | 2024 | Control | 0.1325 | 3 | 0 | esc | 0 | 0 | 0 | 0 | 0.15274 | 0.0057414 | 0.15274 | 0.0057414
[149 empty] | All EPR in 2020WLDFRFinancial | WLDFR | HFTD - Distribution - Tier 3 - 4QU CoRE ¦ 5QU LoRE | Non-Red Flag Warning - Small Fires | 2024 | Financial | 0.0016314 | 73.245 | 2024 | Control | 0.053 | 3 | 0 | esc | 0 | 0 | 0 | 0 | 0.055966 | 9.1305e-05 | 0.055966 | 9.1305e-05
[149 empty] | All EPR in 2020WLDFRSafety | WLDFR | HFTD - Distribution - Tier 3 - 4QU CoRE ¦ 5QU LoRE | Non-Red Flag Warning - Small Fires | 2024 | Safety | 0.041187 | 73.245 | 2024 | Control | 0.053 | 3 | 0 | esc | 0 | 0 | 0 | 0 | 0.055966 | 0.0023051 | 0.055966 | 0.0023051
[149 empty] | All EPR in 2020WLDFRElectric Reliability | WLDFR | HFTD - Distribution - Tier 3 - 4QU CoRE ¦ 5QU LoRE | Non-Red Flag Warning - Small Fires | 2025 | Electric Reliability | 0.03759 | 73.245 | 2025 | Control | 0.1325 | 3 | 0 | esc | 0 | 0 | 0 | 0 | 0 | 0 | 0.15274 | 0.0057414
[149 empty] | All EPR in 2020WLDFRFinancial | WLDFR | HFTD - Distribution - Tier 3 - 4QU CoRE ¦ 5QU LoRE | Non-Red Flag Warning - Small Fires | 2025 | Financial | 0.0016314 | 73.245 | 2025 | Control | 0.053 | 3 | 0 | esc | 0 | 0 | 0 | 0 | 0 | 0 | 0.055966 | 9.1305e-05
[149 empty] | All EPR in 2020WLDFRSafety | WLDFR | HFTD - Distribution - Tier 3 - 4QU CoRE ¦ 5QU LoRE | Non-Red Flag Warning - Small Fires | 2025 | Safety | 0.041187 | 73.245 | 2025 | Control | 0.053 | 3 | 0 | esc | 0 | 0 | 0 | 0 | 0 | 0 | 0.055966 | 0.0023051
[149 empty] | All EPR in 2020WLDFRElectric Reliability | WLDFR | HFTD - Distribution - Tier 3 - 4QU CoRE ¦ 5QU LoRE | Red Flag Warning - Catastrophic Fires | 2021 | Electric Reliability | 222.2294 | 73.245 | 2021 | Control | 0.1325 | 3 | 0 | esc | 0.15274 | 33.9428 | 0.15274 | 33.9428 | 0 | 0 | 0 | 0
[149 empty] | All EPR in 2020WLDFRFinancial | WLDFR | HFTD - Distribution - Tier 3 - 4QU CoRE ¦ 5QU LoRE | Red Flag Warning - Catastrophic Fires | 2021 | Financial | 8585.7228 | 73.245 | 2021 | Control | 0.053 | 3 | 0 | esc | 0.055966 | 480.5104 | 0.055966 | 480.5104 | 0 | 0 | 0 | 0
[149 empty] | All EPR in 2020WLDFRSafety | WLDFR | HFTD - Distribution - Tier 3 - 4QU CoRE ¦ 5QU LoRE | Red Flag Warning - Catastrophic Fires | 2021 | Safety | 5338.1784 | 73.245 | 2021 | Control | 0.053 | 3 | 0 | esc | 0.055966 | 298.7576 | 0.055966 | 298.7576 | 0 | 0 | 0 | 0
[149 empty] | All EPR in 2020WLDFRElectric Reliability | WLDFR | HFTD - Distribution - Tier 3 - 4QU CoRE ¦ 5QU LoRE | Red Flag Warning - Catastrophic Fires | 2022 | Electric Reliability | 222.2294 | 73.245 | 2022 | Control | 0.1325 | 3 | 0 | esc | 0.15274 | 33.9428 | 0.15274 | 33.9428 | 0.15274 | 33.9428 | 0 | 0
[149 empty] | All EPR in 2020WLDFRFinancial | WLDFR | HFTD - Distribution - Tier 3 - 4QU CoRE ¦ 5QU LoRE | Red Flag Warning - Catastrophic Fires | 2022 | Financial | 8585.7228 | 73.245 | 2022 | Control | 0.053 | 3 | 0 | esc | 0.055966 | 480.5104 | 0.055966 | 480.5104 | 0.055966 | 480.5104 | 0 | 0
[149 empty] | All EPR in 2020WLDFRSafety | WLDFR | HFTD - Distribution - Tier 3 - 4QU CoRE ¦ 5QU LoRE | Red Flag Warning - Catastrophic Fires | 2022 | Safety | 5338.1784 | 73.245 | 2022 | Control | 0.053 | 3 | 0 | esc | 0.055966 | 298.7576 | 0.055966 | 298.7576 | 0.055966 | 298.7576 | 0 | 0
[149 empty] | All EPR in 2020WLDFRElectric Reliability | WLDFR | HFTD - Distribution - Tier 3 - 4QU CoRE ¦ 5QU LoRE | Red Flag Warning - Catastrophic Fires | 2023 | Electric Reliability | 233.2301 | 73.245 | 2023 | Control | 0.1325 | 3 | 0 | esc | 0 | 0 | 0.15274 | 35.623 | 0.15274 | 35.623 | 0.15274 | 35.623
[149 empty] | All EPR in 2020WLDFRFinancial | WLDFR | HFTD - Distribution - Tier 3 - 4QU CoRE ¦ 5QU LoRE | Red Flag Warning - Catastrophic Fires | 2023 | Financial | 8896.516 | 73.245 | 2023 | Control | 0.053 | 3 | 0 | esc | 0 | 0 | 0.055966 | 497.9043 | 0.055966 | 497.9043 | 0.055966 | 497.9043
[149 empty] | All EPR in 2020WLDFRSafety | WLDFR | HFTD - Distribution - Tier 3 - 4QU CoRE ¦ 5QU LoRE | Red Flag Warning - Catastrophic Fires | 2023 | Safety | 5534.8915 | 73.245 | 2023 | Control | 0.053 | 3 | 0 | esc | 0 | 0 | 0.055966 | 309.7669 | 0.055966 | 309.7669 | 0.055966 | 309.7669
[149 empty] | All EPR in 2020WLDFRElectric Reliability | WLDFR | HFTD - Distribution - Tier 3 - 4QU CoRE ¦ 5QU LoRE | Red Flag Warning - Catastrophic Fires | 2024 | Electric Reliability | 233.2301 | 73.245 | 2024 | Control | 0.1325 | 3 | 0 | esc | 0 | 0 | 0 | 0 | 0.15274 | 35.623 | 0.15274 | 35.623
[149 empty] | All EPR in 2020WLDFRFinancial | WLDFR | HFTD - Distribution - Tier 3 - 4QU CoRE ¦ 5QU LoRE | Red Flag Warning - Catastrophic Fires | 2024 | Financial | 8896.516 | 73.245 | 2024 | Control | 0.053 | 3 | 0 | esc | 0 | 0 | 0 | 0 | 0.055966 | 497.9043 | 0.055966 | 497.9043
[149 empty] | All EPR in 2020WLDFRSafety | WLDFR | HFTD - Distribution - Tier 3 - 4QU CoRE ¦ 5QU LoRE | Red Flag Warning - Catastrophic Fires | 2024 | Safety | 5534.8915 | 73.245 | 2024 | Control | 0.053 | 3 | 0 | esc | 0 | 0 | 0 | 0 | 0.055966 | 309.7669 | 0.055966 | 309.7669
[149 empty] | All EPR in 2020WLDFRElectric Reliability | WLDFR | HFTD - Distribution - Tier 3 - 4QU CoRE ¦ 5QU LoRE | Red Flag Warning - Catastrophic Fires | 2025 | Electric Reliability | 233.2301 | 73.245 | 2025 | Control | 0.1325 | 3 | 0 | esc | 0 | 0 | 0 | 0 | 0 | 0 | 0.15274 | 35.623
[149 empty] | All EPR in 2020WLDFRFinancial | WLDFR | HFTD - Distribution - Tier 3 - 4QU CoRE ¦ 5QU LoRE | Red Flag Warning - Catastrophic Fires | 2025 | Financial | 8896.516 | 73.245 | 2025 | Control | 0.053 | 3 | 0 | esc | 0 | 0 | 0 | 0 | 0 | 0 | 0.055966 | 497.9043
[149 empty] | All EPR in 2020WLDFRSafety | WLDFR | HFTD - Distribution - Tier 3 - 4QU CoRE ¦ 5QU LoRE | Red Flag Warning - Catastrophic Fires | 2025 | Safety | 5534.8915 | 73.245 | 2025 | Control | 0.053 | 3 | 0 | esc | 0 | 0 | 0 | 0 | 0 | 0 | 0.055966 | 309.7669
[149 empty] | All EPR in 2020WLDFRElectric Reliability | WLDFR | HFTD - Distribution - Tier 3 - 4QU CoRE ¦ 5QU LoRE | Red Flag Warning - Destructive Fires | 2021 | Electric Reliability | 222.2294 | 73.245 | 2021 | Control | 0.1325 | 3 | 0 | esc | 0.15274 | 33.9428 | 0.15274 | 33.9428 | 0 | 0 | 0 | 0
[149 empty] | All EPR in 2020WLDFRFinancial | WLDFR | HFTD - Distribution - Tier 3 - 4QU CoRE ¦ 5QU LoRE | Red Flag Warning - Destructive Fires | 2021 | Financial | 8585.7228 | 73.245 | 2021 | Control | 0.053 | 3 | 0 | esc | 0.055966 | 480.5104 | 0.055966 | 480.5104 | 0 | 0 | 0 | 0
[149 empty] | All EPR in 2020WLDFRElectric Reliability | WLDFR | HFTD - Distribution - Tier 3 - 4QU CoRE ¦ 5QU LoRE | Red Flag Warning - Destructive Fires | 2022 | Electric Reliability | 222.2294 | 73.245 | 2022 | Control | 0.1325 | 3 | 0 | esc | 0.15274 | 33.9428 | 0.15274 | 33.9428 | 0.15274 | 33.9428 | 0 | 0
[149 empty] | All EPR in 2020WLDFRFinancial | WLDFR | HFTD - Distribution - Tier 3 - 4QU CoRE ¦ 5QU LoRE | Red Flag Warning - Destructive Fires | 2022 | Financial | 8585.7228 | 73.245 | 2022 | Control | 0.053 | 3 | 0 | esc | 0.055966 | 480.5104 | 0.055966 | 480.5104 | 0.055966 | 480.5104 | 0 | 0
[149 empty] | All EPR in 2020WLDFRElectric Reliability | WLDFR | HFTD - Distribution - Tier 3 - 4QU CoRE ¦ 5QU LoRE | Red Flag Warning - Destructive Fires | 2023 | Electric Reliability | 233.2301 | 73.245 | 2023 | Control | 0.1325 | 3 | 0 | esc | 0 | 0 | 0.15274 | 35.623 | 0.15274 | 35.623 | 0.15274 | 35.623
[149 empty] | All EPR in 2020WLDFRFinancial | WLDFR | HFTD - Distribution - Tier 3 - 4QU CoRE ¦ 5QU LoRE | Red Flag Warning - Destructive Fires | 2023 | Financial | 8896.516 | 73.245 | 2023 | Control | 0.053 | 3 | 0 | esc | 0 | 0 | 0.055966 | 497.9043 | 0.055966 | 497.9043 | 0.055966 | 497.9043
[149 empty] | All EPR in 2020WLDFRElectric Reliability | WLDFR | HFTD - Distribution - Tier 3 - 4QU CoRE ¦ 5QU LoRE | Red Flag Warning - Destructive Fires | 2024 | Electric Reliability | 233.2301 | 73.245 | 2024 | Control | 0.1325 | 3 | 0 | esc | 0 | 0 | 0 | 0 | 0.15274 | 35.623 | 0.15274 | 35.623
[149 empty] | All EPR in 2020WLDFRFinancial | WLDFR | HFTD - Distribution - Tier 3 - 4QU CoRE ¦ 5QU LoRE | Red Flag Warning - Destructive Fires | 2024 | Financial | 8896.516 | 73.245 | 2024 | Control | 0.053 | 3 | 0 | esc | 0 | 0 | 0 | 0 | 0.055966 | 497.9043 | 0.055966 | 497.9043
[149 empty] | All EPR in 2020WLDFRElectric Reliability | WLDFR | HFTD - Distribution - Tier 3 - 4QU CoRE ¦ 5QU LoRE | Red Flag Warning - Destructive Fires | 2025 | Electric Reliability | 233.2301 | 73.245 | 2025 | Control | 0.1325 | 3 | 0 | esc | 0 | 0 | 0 | 0 | 0 | 0 | 0.15274 | 35.623
[149 empty] | All EPR in 2020WLDFRFinancial | WLDFR | HFTD - Distribution - Tier 3 - 4QU CoRE ¦ 5QU LoRE | Red Flag Warning - Destructive Fires | 2025 | Financial | 8896.516 | 73.245 | 2025 | Control | 0.053 | 3 | 0 | esc | 0 | 0 | 0 | 0 | 0 | 0 | 0.055966 | 497.9043
[149 empty] | All EPR in 2020WLDFRElectric Reliability | WLDFR | HFTD - Distribution - Tier 3 - 4QU CoRE ¦ 5QU LoRE | Red Flag Warning - Large Fires | 2021 | Electric Reliability | 0.69642 | 73.245 | 2021 | Control | 0.1325 | 3 | 0 | esc | 0.15274 | 0.10637 | 0.15274 | 0.10637 | 0 | 0 | 0 | 0
[149 empty] | All EPR in 2020WLDFRFinancial | WLDFR | HFTD - Distribution - Tier 3 - 4QU CoRE ¦ 5QU LoRE | Red Flag Warning - Large Fires | 2021 | Financial | 2.942 | 73.245 | 2021 | Control | 0.053 | 3 | 0 | esc | 0.055966 | 0.16465 | 0.055966 | 0.16465 | 0 | 0 | 0 | 0
[149 empty] | All EPR in 2020WLDFRSafety | WLDFR | HFTD - Distribution - Tier 3 - 4QU CoRE ¦ 5QU LoRE | Red Flag Warning - Large Fires | 2021 | Safety | 1.6022 | 73.245 | 2021 | Control | 0.053 | 3 | 0 | esc | 0.055966 | 0.089668 | 0.055966 | 0.089668 | 0 | 0 | 0 | 0
[149 empty] | All EPR in 2020WLDFRElectric Reliability | WLDFR | HFTD - Distribution - Tier 3 - 4QU CoRE ¦ 5QU LoRE | Red Flag Warning - Large Fires | 2022 | Electric Reliability | 0.69642 | 73.245 | 2022 | Control | 0.1325 | 3 | 0 | esc | 0.15274 | 0.10637 | 0.15274 | 0.10637 | 0.15274 | 0.10637 | 0 | 0
[149 empty] | All EPR in 2020WLDFRFinancial | WLDFR | HFTD - Distribution - Tier 3 - 4QU CoRE ¦ 5QU LoRE | Red Flag Warning - Large Fires | 2022 | Financial | 2.942 | 73.245 | 2022 | Control | 0.053 | 3 | 0 | esc | 0.055966 | 0.16465 | 0.055966 | 0.16465 | 0.055966 | 0.16465 | 0 | 0
[149 empty] | All EPR in 2020WLDFRSafety | WLDFR | HFTD - Distribution - Tier 3 - 4QU CoRE ¦ 5QU LoRE | Red Flag Warning - Large Fires | 2022 | Safety | 1.6022 | 73.245 | 2022 | Control | 0.053 | 3 | 0 | esc | 0.055966 | 0.089668 | 0.055966 | 0.089668 | 0.055966 | 0.089668 | 0 | 0
[149 empty] | All EPR in 2020WLDFRElectric Reliability | WLDFR | HFTD - Distribution - Tier 3 - 4QU CoRE ¦ 5QU LoRE | Red Flag Warning - Large Fires | 2023 | Electric Reliability | 0.71896 | 73.245 | 2023 | Control | 0.1325 | 3 | 0 | esc | 0 | 0 | 0.15274 | 0.10981 | 0.15274 | 0.10981 | 0.15274 | 0.10981
[149 empty] | All EPR in 2020WLDFRFinancial | WLDFR | HFTD - Distribution - Tier 3 - 4QU CoRE ¦ 5QU LoRE | Red Flag Warning - Large Fires | 2023 | Financial | 3.0715 | 73.245 | 2023 | Control | 0.053 | 3 | 0 | esc | 0 | 0 | 0.055966 | 0.1719 | 0.055966 | 0.1719 | 0.055966 | 0.1719
[149 empty] | All EPR in 2020WLDFRSafety | WLDFR | HFTD - Distribution - Tier 3 - 4QU CoRE ¦ 5QU LoRE | Red Flag Warning - Large Fires | 2023 | Safety | 1.6846 | 73.245 | 2023 | Control | 0.053 | 3 | 0 | esc | 0 | 0 | 0.055966 | 0.094279 | 0.055966 | 0.094279 | 0.055966 | 0.094279
[149 empty] | All EPR in 2020WLDFRElectric Reliability | WLDFR | HFTD - Distribution - Tier 3 - 4QU CoRE ¦ 5QU LoRE | Red Flag Warning - Large Fires | 2024 | Electric Reliability | 0.71896 | 73.245 | 2024 | Control | 0.1325 | 3 | 0 | esc | 0 | 0 | 0 | 0 | 0.15274 | 0.10981 | 0.15274 | 0.10981
[149 empty] | All EPR in 2020WLDFRFinancial | WLDFR | HFTD - Distribution - Tier 3 - 4QU CoRE ¦ 5QU LoRE | Red Flag Warning - Large Fires | 2024 | Financial | 3.0715 | 73.245 | 2024 | Control | 0.053 | 3 | 0 | esc | 0 | 0 | 0 | 0 | 0.055966 | 0.1719 | 0.055966 | 0.1719
[149 empty] | All EPR in 2020WLDFRSafety | WLDFR | HFTD - Distribution - Tier 3 - 4QU CoRE ¦ 5QU LoRE | Red Flag Warning - Large Fires | 2024 | Safety | 1.6846 | 73.245 | 2024 | Control | 0.053 | 3 | 0 | esc | 0 | 0 | 0 | 0 | 0.055966 | 0.094279 | 0.055966 | 0.094279
[149 empty] | All EPR in 2020WLDFRElectric Reliability | WLDFR | HFTD - Distribution - Tier 3 - 4QU CoRE ¦ 5QU LoRE | Red Flag Warning - Large Fires | 2025 | Electric Reliability | 0.71896 | 73.245 | 2025 | Control | 0.1325 | 3 | 0 | esc | 0 | 0 | 0 | 0 | 0 | 0 | 0.15274 | 0.10981
[149 empty] | All EPR in 2020WLDFRFinancial | WLDFR | HFTD - Distribution - Tier 3 - 4QU CoRE ¦ 5QU LoRE | Red Flag Warning - Large Fires | 2025 | Financial | 3.0715 | 73.245 | 2025 | Control | 0.053 | 3 | 0 | esc | 0 | 0 | 0 | 0 | 0 | 0 | 0.055966 | 0.1719
[149 empty] | All EPR in 2020WLDFRSafety | WLDFR | HFTD - Distribution - Tier 3 - 4QU CoRE ¦ 5QU LoRE | Red Flag Warning - Large Fires | 2025 | Safety | 1.6846 | 73.245 | 2025 | Control | 0.053 | 3 | 0 | esc | 0 | 0 | 0 | 0 | 0 | 0 | 0.055966 | 0.094279
[149 empty] | All EPR in 2020WLDFRElectric Reliability | WLDFR | HFTD - Distribution - Tier 3 - 4QU CoRE ¦ 5QU LoRE | Red Flag Warning - Small Fires | 2021 | Electric Reliability | 0.036425 | 73.245 | 2021 | Control | 0.1325 | 3 | 0 | esc | 0.15274 | 0.0055635 | 0.15274 | 0.0055635 | 0 | 0 | 0 | 0
[149 empty] | All EPR in 2020WLDFRFinancial | WLDFR | HFTD - Distribution - Tier 3 - 4QU CoRE ¦ 5QU LoRE | Red Flag Warning - Small Fires | 2021 | Financial | 0.0015809 | 73.245 | 2021 | Control | 0.053 | 3 | 0 | esc | 0.055966 | 8.8475e-05 | 0.055966 | 8.8475e-05 | 0 | 0 | 0 | 0
[149 empty] | All EPR in 2020WLDFRSafety | WLDFR | HFTD - Distribution - Tier 3 - 4QU CoRE ¦ 5QU LoRE | Red Flag Warning - Small Fires | 2021 | Safety | 0.039895 | 73.245 | 2021 | Control | 0.053 | 3 | 0 | esc | 0.055966 | 0.0022328 | 0.055966 | 0.0022328 | 0 | 0 | 0 | 0
[149 empty] | All EPR in 2020WLDFRElectric Reliability | WLDFR | HFTD - Distribution - Tier 3 - 4QU CoRE ¦ 5QU LoRE | Red Flag Warning - Small Fires | 2022 | Electric Reliability | 0.036425 | 73.245 | 2022 | Control | 0.1325 | 3 | 0 | esc | 0.15274 | 0.0055635 | 0.15274 | 0.0055635 | 0.15274 | 0.0055635 | 0 | 0
[149 empty] | All EPR in 2020WLDFRFinancial | WLDFR | HFTD - Distribution - Tier 3 - 4QU CoRE ¦ 5QU LoRE | Red Flag Warning - Small Fires | 2022 | Financial | 0.0015809 | 73.245 | 2022 | Control | 0.053 | 3 | 0 | esc | 0.055966 | 8.8475e-05 | 0.055966 | 8.8475e-05 | 0.055966 | 8.8475e-05 | 0 | 0
[149 empty] | All EPR in 2020WLDFRSafety | WLDFR | HFTD - Distribution - Tier 3 - 4QU CoRE ¦ 5QU LoRE | Red Flag Warning - Small Fires | 2022 | Safety | 0.039895 | 73.245 | 2022 | Control | 0.053 | 3 | 0 | esc | 0.055966 | 0.0022328 | 0.055966 | 0.0022328 | 0.055966 | 0.0022328 | 0 | 0
[149 empty] | All EPR in 2020WLDFRElectric Reliability | WLDFR | HFTD - Distribution - Tier 3 - 4QU CoRE ¦ 5QU LoRE | Red Flag Warning - Small Fires | 2023 | Electric Reliability | 0.03759 | 73.245 | 2023 | Control | 0.1325 | 3 | 0 | esc | 0 | 0 | 0.15274 | 0.0057414 | 0.15274 | 0.0057414 | 0.15274 | 0.0057414
[149 empty] | All EPR in 2020WLDFRFinancial | WLDFR | HFTD - Distribution - Tier 3 - 4QU CoRE ¦ 5QU LoRE | Red Flag Warning - Small Fires | 2023 | Financial | 0.0016314 | 73.245 | 2023 | Control | 0.053 | 3 | 0 | esc | 0 | 0 | 0.055966 | 9.1305e-05 | 0.055966 | 9.1305e-05 | 0.055966 | 9.1305e-05
[149 empty] | All EPR in 2020WLDFRSafety | WLDFR | HFTD - Distribution - Tier 3 - 4QU CoRE ¦ 5QU LoRE | Red Flag Warning - Small Fires | 2023 | Safety | 0.041187 | 73.245 | 2023 | Control | 0.053 | 3 | 0 | esc | 0 | 0 | 0.055966 | 0.0023051 | 0.055966 | 0.0023051 | 0.055966 | 0.0023051
[149 empty] | All EPR in 2020WLDFRElectric Reliability | WLDFR | HFTD - Distribution - Tier 3 - 4QU CoRE ¦ 5QU LoRE | Red Flag Warning - Small Fires | 2024 | Electric Reliability | 0.03759 | 73.245 | 2024 | Control | 0.1325 | 3 | 0 | esc | 0 | 0 | 0 | 0 | 0.15274 | 0.0057414 | 0.15274 | 0.0057414
[149 empty] | All EPR in 2020WLDFRFinancial | WLDFR | HFTD - Distribution - Tier 3 - 4QU CoRE ¦ 5QU LoRE | Red Flag Warning - Small Fires | 2024 | Financial | 0.0016314 | 73.245 | 2024 | Control | 0.053 | 3 | 0 | esc | 0 | 0 | 0 | 0 | 0.055966 | 9.1305e-05 | 0.055966 | 9.1305e-05
[149 empty] | All EPR in 2020WLDFRSafety | WLDFR | HFTD - Distribution - Tier 3 - 4QU CoRE ¦ 5QU LoRE | Red Flag Warning - Small Fires | 2024 | Safety | 0.041187 | 73.245 | 2024 | Control | 0.053 | 3 | 0 | esc | 0 | 0 | 0 | 0 | 0.055966 | 0.0023051 | 0.055966 | 0.0023051
[149 empty] | All EPR in 2020WLDFRElectric Reliability | WLDFR | HFTD - Distribution - Tier 3 - 4QU CoRE ¦ 5QU LoRE | Red Flag Warning - Small Fires | 2025 | Electric Reliability | 0.03759 | 73.245 | 2025 | Control | 0.1325 | 3 | 0 | esc | 0 | 0 | 0 | 0 | 0 | 0 | 0.15274 | 0.0057414
[149 empty] | All EPR in 2020WLDFRFinancial | WLDFR | HFTD - Distribution - Tier 3 - 4QU CoRE ¦ 5QU LoRE | Red Flag Warning - Small Fires | 2025 | Financial | 0.0016314 | 73.245 | 2025 | Control | 0.053 | 3 | 0 | esc | 0 | 0 | 0 | 0 | 0 | 0 | 0.055966 | 9.1305e-05
[149 empty] | All EPR in 2020WLDFRSafety | WLDFR | HFTD - Distribution - Tier 3 - 4QU CoRE ¦ 5QU LoRE | Red Flag Warning - Small Fires | 2025 | Safety | 0.041187 | 73.245 | 2025 | Control | 0.053 | 3 | 0 | esc | 0 | 0 | 0 | 0 | 0 | 0 | 0.055966 | 0.0023051
[149 empty] | All EPR in 2020WLDFRElectric Reliability | WLDFR | HFTD - Distribution - Tier 3 - 4QU CoRE ¦ 5QU LoRE | Seismic - Non-Red Flag Warning - Catastrophic Fires | 2021 | Electric Reliability | 409.2237 | 73.245 | 2021 | Control | 0.1325 | 3 | 0 | esc | 0.15274 | 62.5039 | 0.15274 | 62.5039 | 0 | 0 | 0 | 0
[149 empty] | All EPR in 2020WLDFRFinancial | WLDFR | HFTD - Distribution - Tier 3 - 4QU CoRE ¦ 5QU LoRE | Seismic - Non-Red Flag Warning - Catastrophic Fires | 2021 | Financial | 13469.0878 | 73.245 | 2021 | Control | 0.053 | 3 | 0 | esc | 0.055966 | 753.8138 | 0.055966 | 753.8138 | 0 | 0 | 0 | 0
[149 empty] | All EPR in 2020WLDFRSafety | WLDFR | HFTD - Distribution - Tier 3 - 4QU CoRE ¦ 5QU LoRE | Seismic - Non-Red Flag Warning - Catastrophic Fires | 2021 | Safety | 7205.5313 | 73.245 | 2021 | Control | 0.053 | 3 | 0 | esc | 0.055966 | 403.2663 | 0.055966 | 403.2663 | 0 | 0 | 0 | 0
[149 empty] | All EPR in 2020WLDFRElectric Reliability | WLDFR | HFTD - Distribution - Tier 3 - 4QU CoRE ¦ 5QU LoRE | Seismic - Non-Red Flag Warning - Catastrophic Fires | 2022 | Electric Reliability | 409.2237 | 73.245 | 2022 | Control | 0.1325 | 3 | 0 | esc | 0.15274 | 62.5039 | 0.15274 | 62.5039 | 0.15274 | 62.5039 | 0 | 0
[149 empty] | All EPR in 2020WLDFRFinancial | WLDFR | HFTD - Distribution - Tier 3 - 4QU CoRE ¦ 5QU LoRE | Seismic - Non-Red Flag Warning - Catastrophic Fires | 2022 | Financial | 13469.0878 | 73.245 | 2022 | Control | 0.053 | 3 | 0 | esc | 0.055966 | 753.8138 | 0.055966 | 753.8138 | 0.055966 | 753.8138 | 0 | 0
[149 empty] | All EPR in 2020WLDFRSafety | WLDFR | HFTD - Distribution - Tier 3 - 4QU CoRE ¦ 5QU LoRE | Seismic - Non-Red Flag Warning - Catastrophic Fires | 2022 | Safety | 7205.5313 | 73.245 | 2022 | Control | 0.053 | 3 | 0 | esc | 0.055966 | 403.2663 | 0.055966 | 403.2663 | 0.055966 | 403.2663 | 0 | 0
[149 empty] | All EPR in 2020WLDFRElectric Reliability | WLDFR | HFTD - Distribution - Tier 3 - 4QU CoRE ¦ 5QU LoRE | Seismic - Non-Red Flag Warning - Catastrophic Fires | 2023 | Electric Reliability | 428.6023 | 73.245 | 2023 | Control | 0.1325 | 3 | 0 | esc | 0 | 0 | 0.15274 | 65.4638 | 0.15274 | 65.4638 | 0.15274 | 65.4638
[149 empty] | All EPR in 2020WLDFRFinancial | WLDFR | HFTD - Distribution - Tier 3 - 4QU CoRE ¦ 5QU LoRE | Seismic - Non-Red Flag Warning - Catastrophic Fires | 2023 | Financial | 13939.561 | 73.245 | 2023 | Control | 0.053 | 3 | 0 | esc | 0 | 0 | 0.055966 | 780.1444 | 0.055966 | 780.1444 | 0.055966 | 780.1444
[149 empty] | All EPR in 2020WLDFRSafety | WLDFR | HFTD - Distribution - Tier 3 - 4QU CoRE ¦ 5QU LoRE | Seismic - Non-Red Flag Warning - Catastrophic Fires | 2023 | Safety | 7467.8148 | 73.245 | 2023 | Control | 0.053 | 3 | 0 | esc | 0 | 0 | 0.055966 | 417.9453 | 0.055966 | 417.9453 | 0.055966 | 417.9453
[149 empty] | All EPR in 2020WLDFRElectric Reliability | WLDFR | HFTD - Distribution - Tier 3 - 4QU CoRE ¦ 5QU LoRE | Seismic - Non-Red Flag Warning - Catastrophic Fires | 2024 | Electric Reliability | 428.6023 | 73.245 | 2024 | Control | 0.1325 | 3 | 0 | esc | 0 | 0 | 0 | 0 | 0.15274 | 65.4638 | 0.15274 | 65.4638
[149 empty] | All EPR in 2020WLDFRFinancial | WLDFR | HFTD - Distribution - Tier 3 - 4QU CoRE ¦ 5QU LoRE | Seismic - Non-Red Flag Warning - Catastrophic Fires | 2024 | Financial | 13939.561 | 73.245 | 2024 | Control | 0.053 | 3 | 0 | esc | 0 | 0 | 0 | 0 | 0.055966 | 780.1444 | 0.055966 | 780.1444
[149 empty] | All EPR in 2020WLDFRSafety | WLDFR | HFTD - Distribution - Tier 3 - 4QU CoRE ¦ 5QU LoRE | Seismic - Non-Red Flag Warning - Catastrophic Fires | 2024 | Safety | 7467.8148 | 73.245 | 2024 | Control | 0.053 | 3 | 0 | esc | 0 | 0 | 0 | 0 | 0.055966 | 417.9453 | 0.055966 | 417.9453
[149 empty] | All EPR in 2020WLDFRElectric Reliability | WLDFR | HFTD - Distribution - Tier 3 - 4QU CoRE ¦ 5QU LoRE | Seismic - Non-Red Flag Warning - Catastrophic Fires | 2025 | Electric Reliability | 428.6023 | 73.245 | 2025 | Control | 0.1325 | 3 | 0 | esc | 0 | 0 | 0 | 0 | 0 | 0 | 0.15274 | 65.4638
[149 empty] | All EPR in 2020WLDFRFinancial | WLDFR | HFTD - Distribution - Tier 3 - 4QU CoRE ¦ 5QU LoRE | Seismic - Non-Red Flag Warning - Catastrophic Fires | 2025 | Financial | 13939.561 | 73.245 | 2025 | Control | 0.053 | 3 | 0 | esc | 0 | 0 | 0 | 0 | 0 | 0 | 0.055966 | 780.1444
[149 empty] | All EPR in 2020WLDFRSafety | WLDFR | HFTD - Distribution - Tier 3 - 4QU CoRE ¦ 5QU LoRE | Seismic - Non-Red Flag Warning - Catastrophic Fires | 2025 | Safety | 7467.8148 | 73.245 | 2025 | Control | 0.053 | 3 | 0 | esc | 0 | 0 | 0 | 0 | 0 | 0 | 0.055966 | 417.9453
[149 empty] | All EPR in 2020WLDFRElectric Reliability | WLDFR | HFTD - Distribution - Tier 3 - 4QU CoRE ¦ 5QU LoRE | Seismic - Red Flag Warning - Catastrophic Fires | 2021 | Electric Reliability | 409.2237 | 73.245 | 2021 | Control | 0.1325 | 3 | 0 | esc | 0.15274 | 62.5039 | 0.15274 | 62.5039 | 0 | 0 | 0 | 0
[149 empty] | All EPR in 2020WLDFRFinancial | WLDFR | HFTD - Distribution - Tier 3 - 4QU CoRE ¦ 5QU LoRE | Seismic - Red Flag Warning - Catastrophic Fires | 2021 | Financial | 13469.0878 | 73.245 | 2021 | Control | 0.053 | 3 | 0 | esc | 0.055966 | 753.8138 | 0.055966 | 753.8138 | 0 | 0 | 0 | 0
[149 empty] | All EPR in 2020WLDFRSafety | WLDFR | HFTD - Distribution - Tier 3 - 4QU CoRE ¦ 5QU LoRE | Seismic - Red Flag Warning - Catastrophic Fires | 2021 | Safety | 7205.5313 | 73.245 | 2021 | Control | 0.053 | 3 | 0 | esc | 0.055966 | 403.2663 | 0.055966 | 403.2663 | 0 | 0 | 0 | 0
[149 empty] | All EPR in 2020WLDFRElectric Reliability | WLDFR | HFTD - Distribution - Tier 3 - 4QU CoRE ¦ 5QU LoRE | Seismic - Red Flag Warning - Catastrophic Fires | 2022 | Electric Reliability | 409.2237 | 73.245 | 2022 | Control | 0.1325 | 3 | 0 | esc | 0.15274 | 62.5039 | 0.15274 | 62.5039 | 0.15274 | 62.5039 | 0 | 0
[149 empty] | All EPR in 2020WLDFRFinancial | WLDFR | HFTD - Distribution - Tier 3 - 4QU CoRE ¦ 5QU LoRE | Seismic - Red Flag Warning - Catastrophic Fires | 2022 | Financial | 13469.0878 | 73.245 | 2022 | Control | 0.053 | 3 | 0 | esc | 0.055966 | 753.8138 | 0.055966 | 753.8138 | 0.055966 | 753.8138 | 0 | 0
[149 empty] | All EPR in 2020WLDFRSafety | WLDFR | HFTD - Distribution - Tier 3 - 4QU CoRE ¦ 5QU LoRE | Seismic - Red Flag Warning - Catastrophic Fires | 2022 | Safety | 7205.5313 | 73.245 | 2022 | Control | 0.053 | 3 | 0 | esc | 0.055966 | 403.2663 | 0.055966 | 403.2663 | 0.055966 | 403.2663 | 0 | 0
[149 empty] | All EPR in 2020WLDFRElectric Reliability | WLDFR | HFTD - Distribution - Tier 3 - 4QU CoRE ¦ 5QU LoRE | Seismic - Red Flag Warning - Catastrophic Fires | 2023 | Electric Reliability | 428.6023 | 73.245 | 2023 | Control | 0.1325 | 3 | 0 | esc | 0 | 0 | 0.15274 | 65.4638 | 0.15274 | 65.4638 | 0.15274 | 65.4638
[149 empty] | All EPR in 2020WLDFRFinancial | WLDFR | HFTD - Distribution - Tier 3 - 4QU CoRE ¦ 5QU LoRE | Seismic - Red Flag Warning - Catastrophic Fires | 2023 | Financial | 13939.561 | 73.245 | 2023 | Control | 0.053 | 3 | 0 | esc | 0 | 0 | 0.055966 | 780.1444 | 0.055966 | 780.1444 | 0.055966 | 780.1444
[149 empty] | All EPR in 2020WLDFRSafety | WLDFR | HFTD - Distribution - Tier 3 - 4QU CoRE ¦ 5QU LoRE | Seismic - Red Flag Warning - Catastrophic Fires | 2023 | Safety | 7467.8148 | 73.245 | 2023 | Control | 0.053 | 3 | 0 | esc | 0 | 0 | 0.055966 | 417.9453 | 0.055966 | 417.9453 | 0.055966 | 417.9453
[149 empty] | All EPR in 2020WLDFRElectric Reliability | WLDFR | HFTD - Distribution - Tier 3 - 4QU CoRE ¦ 5QU LoRE | Seismic - Red Flag Warning - Catastrophic Fires | 2024 | Electric Reliability | 428.6023 | 73.245 | 2024 | Control | 0.1325 | 3 | 0 | esc | 0 | 0 | 0 | 0 | 0.15274 | 65.4638 | 0.15274 | 65.4638
[149 empty] | All EPR in 2020WLDFRFinancial | WLDFR | HFTD - Distribution - Tier 3 - 4QU CoRE ¦ 5QU LoRE | Seismic - Red Flag Warning - Catastrophic Fires | 2024 | Financial | 13939.561 | 73.245 | 2024 | Control | 0.053 | 3 | 0 | esc | 0 | 0 | 0 | 0 | 0.055966 | 780.1444 | 0.055966 | 780.1444
[149 empty] | All EPR in 2020WLDFRSafety | WLDFR | HFTD - Distribution - Tier 3 - 4QU CoRE ¦ 5QU LoRE | Seismic - Red Flag Warning - Catastrophic Fires | 2024 | Safety | 7467.8148 | 73.245 | 2024 | Control | 0.053 | 3 | 0 | esc | 0 | 0 | 0 | 0 | 0.055966 | 417.9453 | 0.055966 | 417.9453
[149 empty] | All EPR in 2020WLDFRElectric Reliability | WLDFR | HFTD - Distribution - Tier 3 - 4QU CoRE ¦ 5QU LoRE | Seismic - Red Flag Warning - Catastrophic Fires | 2025 | Electric Reliability | 428.6023 | 73.245 | 2025 | Control | 0.1325 | 3 | 0 | esc | 0 | 0 | 0 | 0 | 0 | 0 | 0.15274 | 65.4638
[149 empty] | All EPR in 2020WLDFRFinancial | WLDFR | HFTD - Distribution - Tier 3 - 4QU CoRE ¦ 5QU LoRE | Seismic - Red Flag Warning - Catastrophic Fires | 2025 | Financial | 13939.561 | 73.245 | 2025 | Control | 0.053 | 3 | 0 | esc | 0 | 0 | 0 | 0 | 0 | 0 | 0.055966 | 780.1444
[149 empty] | All EPR in 2020WLDFRSafety | WLDFR | HFTD - Distribution - Tier 3 - 4QU CoRE ¦ 5QU LoRE | Seismic - Red Flag Warning - Catastrophic Fires | 2025 | Safety | 7467.8148 | 73.245 | 2025 | Control | 0.053 | 3 | 0 | esc | 0 | 0 | 0 | 0 | 0 | 0 | 0.055966 | 417.9453
[149 empty] | All EPR in 2020WLDFRElectric Reliability | WLDFR | HFTD - Distribution - Tier 3 - 5QU CoRE ¦ 1QU LoRE | Non-Red Flag Warning - Catastrophic Fires | 2021 | Electric Reliability | 222.2294 | 1419.6506 | 2021 | Control | 0.1325 | 3 | 0 | esc | 0.15274 | 33.9428 | 0.15274 | 33.9428 | 0 | 0 | 0 | 0
[149 empty] | All EPR in 2020WLDFRFinancial | WLDFR | HFTD - Distribution - Tier 3 - 5QU CoRE ¦ 1QU LoRE | Non-Red Flag Warning - Catastrophic Fires | 2021 | Financial | 8585.7228 | 1419.6506 | 2021 | Control | 0.053 | 3 | 0 | esc | 0.055966 | 480.5104 | 0.055966 | 480.5104 | 0 | 0 | 0 | 0
[149 empty] | All EPR in 2020WLDFRSafety | WLDFR | HFTD - Distribution - Tier 3 - 5QU CoRE ¦ 1QU LoRE | Non-Red Flag Warning - Catastrophic Fires | 2021 | Safety | 5338.1784 | 1419.6506 | 2021 | Control | 0.053 | 3 | 0 | esc | 0.055966 | 298.7576 | 0.055966 | 298.7576 | 0 | 0 | 0 | 0
[149 empty] | All EPR in 2020WLDFRElectric Reliability | WLDFR | HFTD - Distribution - Tier 3 - 5QU CoRE ¦ 1QU LoRE | Non-Red Flag Warning - Catastrophic Fires | 2022 | Electric Reliability | 222.2294 | 1419.6506 | 2022 | Control | 0.1325 | 3 | 0 | esc | 0.15274 | 33.9428 | 0.15274 | 33.9428 | 0.15274 | 33.9428 | 0 | 0
[149 empty] | All EPR in 2020WLDFRFinancial | WLDFR | HFTD - Distribution - Tier 3 - 5QU CoRE ¦ 1QU LoRE | Non-Red Flag Warning - Catastrophic Fires | 2022 | Financial | 8585.7228 | 1419.6506 | 2022 | Control | 0.053 | 3 | 0 | esc | 0.055966 | 480.5104 | 0.055966 | 480.5104 | 0.055966 | 480.5104 | 0 | 0
[149 empty] | All EPR in 2020WLDFRSafety | WLDFR | HFTD - Distribution - Tier 3 - 5QU CoRE ¦ 1QU LoRE | Non-Red Flag Warning - Catastrophic Fires | 2022 | Safety | 5338.1784 | 1419.6506 | 2022 | Control | 0.053 | 3 | 0 | esc | 0.055966 | 298.7576 | 0.055966 | 298.7576 | 0.055966 | 298.7576 | 0 | 0
[149 empty] | All EPR in 2020WLDFRElectric Reliability | WLDFR | HFTD - Distribution - Tier 3 - 5QU CoRE ¦ 1QU LoRE | Non-Red Flag Warning - Catastrophic Fires | 2023 | Electric Reliability | 233.2301 | 1419.6506 | 2023 | Control | 0.1325 | 3 | 0 | esc | 0 | 0 | 0.15274 | 35.623 | 0.15274 | 35.623 | 0.15274 | 35.623
[149 empty] | All EPR in 2020WLDFRFinancial | WLDFR | HFTD - Distribution - Tier 3 - 5QU CoRE ¦ 1QU LoRE | Non-Red Flag Warning - Catastrophic Fires | 2023 | Financial | 8896.516 | 1419.6506 | 2023 | Control | 0.053 | 3 | 0 | esc | 0 | 0 | 0.055966 | 497.9043 | 0.055966 | 497.9043 | 0.055966 | 497.9043
[149 empty] | All EPR in 2020WLDFRSafety | WLDFR | HFTD - Distribution - Tier 3 - 5QU CoRE ¦ 1QU LoRE | Non-Red Flag Warning - Catastrophic Fires | 2023 | Safety | 5534.8915 | 1419.6506 | 2023 | Control | 0.053 | 3 | 0 | esc | 0 | 0 | 0.055966 | 309.7669 | 0.055966 | 309.7669 | 0.055966 | 309.7669
[149 empty] | All EPR in 2020WLDFRElectric Reliability | WLDFR | HFTD - Distribution - Tier 3 - 5QU CoRE ¦ 1QU LoRE | Non-Red Flag Warning - Catastrophic Fires | 2024 | Electric Reliability | 233.2301 | 1419.6506 | 2024 | Control | 0.1325 | 3 | 0 | esc | 0 | 0 | 0 | 0 | 0.15274 | 35.623 | 0.15274 | 35.623
[149 empty] | All EPR in 2020WLDFRFinancial | WLDFR | HFTD - Distribution - Tier 3 - 5QU CoRE ¦ 1QU LoRE | Non-Red Flag Warning - Catastrophic Fires | 2024 | Financial | 8896.516 | 1419.6506 | 2024 | Control | 0.053 | 3 | 0 | esc | 0 | 0 | 0 | 0 | 0.055966 | 497.9043 | 0.055966 | 497.9043
[149 empty] | All EPR in 2020WLDFRSafety | WLDFR | HFTD - Distribution - Tier 3 - 5QU CoRE ¦ 1QU LoRE | Non-Red Flag Warning - Catastrophic Fires | 2024 | Safety | 5534.8915 | 1419.6506 | 2024 | Control | 0.053 | 3 | 0 | esc | 0 | 0 | 0 | 0 | 0.055966 | 309.7669 | 0.055966 | 309.7669
[149 empty] | All EPR in 2020WLDFRElectric Reliability | WLDFR | HFTD - Distribution - Tier 3 - 5QU CoRE ¦ 1QU LoRE | Non-Red Flag Warning - Catastrophic Fires | 2025 | Electric Reliability | 233.2301 | 1419.6506 | 2025 | Control | 0.1325 | 3 | 0 | esc | 0 | 0 | 0 | 0 | 0 | 0 | 0.15274 | 35.623
[149 empty] | All EPR in 2020WLDFRFinancial | WLDFR | HFTD - Distribution - Tier 3 - 5QU CoRE ¦ 1QU LoRE | Non-Red Flag Warning - Catastrophic Fires | 2025 | Financial | 8896.516 | 1419.6506 | 2025 | Control | 0.053 | 3 | 0 | esc | 0 | 0 | 0 | 0 | 0 | 0 | 0.055966 | 497.9043
[149 empty] | All EPR in 2020WLDFRSafety | WLDFR | HFTD - Distribution - Tier 3 - 5QU CoRE ¦ 1QU LoRE | Non-Red Flag Warning - Catastrophic Fires | 2025 | Safety | 5534.8915 | 1419.6506 | 2025 | Control | 0.053 | 3 | 0 | esc | 0 | 0 | 0 | 0 | 0 | 0 | 0.055966 | 309.7669
[149 empty] | All EPR in 2020WLDFRElectric Reliability | WLDFR | HFTD - Distribution - Tier 3 - 5QU CoRE ¦ 1QU LoRE | Non-Red Flag Warning - Destructive Fires | 2021 | Electric Reliability | 222.2294 | 1419.6506 | 2021 | Control | 0.1325 | 3 | 0 | esc | 0.15274 | 33.9428 | 0.15274 | 33.9428 | 0 | 0 | 0 | 0
[149 empty] | All EPR in 2020WLDFRFinancial | WLDFR | HFTD - Distribution - Tier 3 - 5QU CoRE ¦ 1QU LoRE | Non-Red Flag Warning - Destructive Fires | 2021 | Financial | 8585.7228 | 1419.6506 | 2021 | Control | 0.053 | 3 | 0 | esc | 0.055966 | 480.5104 | 0.055966 | 480.5104 | 0 | 0 | 0 | 0
[149 empty] | All EPR in 2020WLDFRElectric Reliability | WLDFR | HFTD - Distribution - Tier 3 - 5QU CoRE ¦ 1QU LoRE | Non-Red Flag Warning - Destructive Fires | 2022 | Electric Reliability | 222.2294 | 1419.6506 | 2022 | Control | 0.1325 | 3 | 0 | esc | 0.15274 | 33.9428 | 0.15274 | 33.9428 | 0.15274 | 33.9428 | 0 | 0
[149 empty] | All EPR in 2020WLDFRFinancial | WLDFR | HFTD - Distribution - Tier 3 - 5QU CoRE ¦ 1QU LoRE | Non-Red Flag Warning - Destructive Fires | 2022 | Financial | 8585.7228 | 1419.6506 | 2022 | Control | 0.053 | 3 | 0 | esc | 0.055966 | 480.5104 | 0.055966 | 480.5104 | 0.055966 | 480.5104 | 0 | 0
[149 empty] | All EPR in 2020WLDFRElectric Reliability | WLDFR | HFTD - Distribution - Tier 3 - 5QU CoRE ¦ 1QU LoRE | Non-Red Flag Warning - Destructive Fires | 2023 | Electric Reliability | 233.2301 | 1419.6506 | 2023 | Control | 0.1325 | 3 | 0 | esc | 0 | 0 | 0.15274 | 35.623 | 0.15274 | 35.623 | 0.15274 | 35.623
[149 empty] | All EPR in 2020WLDFRFinancial | WLDFR | HFTD - Distribution - Tier 3 - 5QU CoRE ¦ 1QU LoRE | Non-Red Flag Warning - Destructive Fires | 2023 | Financial | 8896.516 | 1419.6506 | 2023 | Control | 0.053 | 3 | 0 | esc | 0 | 0 | 0.055966 | 497.9043 | 0.055966 | 497.9043 | 0.055966 | 497.9043
[149 empty] | All EPR in 2020WLDFRElectric Reliability | WLDFR | HFTD - Distribution - Tier 3 - 5QU CoRE ¦ 1QU LoRE | Non-Red Flag Warning - Destructive Fires | 2024 | Electric Reliability | 233.2301 | 1419.6506 | 2024 | Control | 0.1325 | 3 | 0 | esc | 0 | 0 | 0 | 0 | 0.15274 | 35.623 | 0.15274 | 35.623
[149 empty] | All EPR in 2020WLDFRFinancial | WLDFR | HFTD - Distribution - Tier 3 - 5QU CoRE ¦ 1QU LoRE | Non-Red Flag Warning - Destructive Fires | 2024 | Financial | 8896.516 | 1419.6506 | 2024 | Control | 0.053 | 3 | 0 | esc | 0 | 0 | 0 | 0 | 0.055966 | 497.9043 | 0.055966 | 497.9043
[149 empty] | All EPR in 2020WLDFRElectric Reliability | WLDFR | HFTD - Distribution - Tier 3 - 5QU CoRE ¦ 1QU LoRE | Non-Red Flag Warning - Destructive Fires | 2025 | Electric Reliability | 233.2301 | 1419.6506 | 2025 | Control | 0.1325 | 3 | 0 | esc | 0 | 0 | 0 | 0 | 0 | 0 | 0.15274 | 35.623
[149 empty] | All EPR in 2020WLDFRFinancial | WLDFR | HFTD - Distribution - Tier 3 - 5QU CoRE ¦ 1QU LoRE | Non-Red Flag Warning - Destructive Fires | 2025 | Financial | 8896.516 | 1419.6506 | 2025 | Control | 0.053 | 3 | 0 | esc | 0 | 0 | 0 | 0 | 0 | 0 | 0.055966 | 497.9043
[149 empty] | All EPR in 2020WLDFRElectric Reliability | WLDFR | HFTD - Distribution - Tier 3 - 5QU CoRE ¦ 1QU LoRE | Non-Red Flag Warning - Large Fires | 2021 | Electric Reliability | 0.69642 | 1419.6506 | 2021 | Control | 0.1325 | 3 | 0 | esc | 0.15274 | 0.10637 | 0.15274 | 0.10637 | 0 | 0 | 0 | 0
[149 empty] | All EPR in 2020WLDFRFinancial | WLDFR | HFTD - Distribution - Tier 3 - 5QU CoRE ¦ 1QU LoRE | Non-Red Flag Warning - Large Fires | 2021 | Financial | 2.942 | 1419.6506 | 2021 | Control | 0.053 | 3 | 0 | esc | 0.055966 | 0.16465 | 0.055966 | 0.16465 | 0 | 0 | 0 | 0
[149 empty] | All EPR in 2020WLDFRSafety | WLDFR | HFTD - Distribution - Tier 3 - 5QU CoRE ¦ 1QU LoRE | Non-Red Flag Warning - Large Fires | 2021 | Safety | 1.6022 | 1419.6506 | 2021 | Control | 0.053 | 3 | 0 | esc | 0.055966 | 0.089668 | 0.055966 | 0.089668 | 0 | 0 | 0 | 0
[149 empty] | All EPR in 2020WLDFRElectric Reliability | WLDFR | HFTD - Distribution - Tier 3 - 5QU CoRE ¦ 1QU LoRE | Non-Red Flag Warning - Large Fires | 2022 | Electric Reliability | 0.69642 | 1419.6506 | 2022 | Control | 0.1325 | 3 | 0 | esc | 0.15274 | 0.10637 | 0.15274 | 0.10637 | 0.15274 | 0.10637 | 0 | 0
[149 empty] | All EPR in 2020WLDFRFinancial | WLDFR | HFTD - Distribution - Tier 3 - 5QU CoRE ¦ 1QU LoRE | Non-Red Flag Warning - Large Fires | 2022 | Financial | 2.942 | 1419.6506 | 2022 | Control | 0.053 | 3 | 0 | esc | 0.055966 | 0.16465 | 0.055966 | 0.16465 | 0.055966 | 0.16465 | 0 | 0
[149 empty] | All EPR in 2020WLDFRSafety | WLDFR | HFTD - Distribution - Tier 3 - 5QU CoRE ¦ 1QU LoRE | Non-Red Flag Warning - Large Fires | 2022 | Safety | 1.6022 | 1419.6506 | 2022 | Control | 0.053 | 3 | 0 | esc | 0.055966 | 0.089668 | 0.055966 | 0.089668 | 0.055966 | 0.089668 | 0 | 0
[149 empty] | All EPR in 2020WLDFRElectric Reliability | WLDFR | HFTD - Distribution - Tier 3 - 5QU CoRE ¦ 1QU LoRE | Non-Red Flag Warning - Large Fires | 2023 | Electric Reliability | 0.71896 | 1419.6506 | 2023 | Control | 0.1325 | 3 | 0 | esc | 0 | 0 | 0.15274 | 0.10981 | 0.15274 | 0.10981 | 0.15274 | 0.10981
[149 empty] | All EPR in 2020WLDFRFinancial | WLDFR | HFTD - Distribution - Tier 3 - 5QU CoRE ¦ 1QU LoRE | Non-Red Flag Warning - Large Fires | 2023 | Financial | 3.0715 | 1419.6506 | 2023 | Control | 0.053 | 3 | 0 | esc | 0 | 0 | 0.055966 | 0.1719 | 0.055966 | 0.1719 | 0.055966 | 0.1719
[149 empty] | All EPR in 2020WLDFRSafety | WLDFR | HFTD - Distribution - Tier 3 - 5QU CoRE ¦ 1QU LoRE | Non-Red Flag Warning - Large Fires | 2023 | Safety | 1.6846 | 1419.6506 | 2023 | Control | 0.053 | 3 | 0 | esc | 0 | 0 | 0.055966 | 0.094279 | 0.055966 | 0.094279 | 0.055966 | 0.094279
[149 empty] | All EPR in 2020WLDFRElectric Reliability | WLDFR | HFTD - Distribution - Tier 3 - 5QU CoRE ¦ 1QU LoRE | Non-Red Flag Warning - Large Fires | 2024 | Electric Reliability | 0.71896 | 1419.6506 | 2024 | Control | 0.1325 | 3 | 0 | esc | 0 | 0 | 0 | 0 | 0.15274 | 0.10981 | 0.15274 | 0.10981
[149 empty] | All EPR in 2020WLDFRFinancial | WLDFR | HFTD - Distribution - Tier 3 - 5QU CoRE ¦ 1QU LoRE | Non-Red Flag Warning - Large Fires | 2024 | Financial | 3.0715 | 1419.6506 | 2024 | Control | 0.053 | 3 | 0 | esc | 0 | 0 | 0 | 0 | 0.055966 | 0.1719 | 0.055966 | 0.1719
[149 empty] | All EPR in 2020WLDFRSafety | WLDFR | HFTD - Distribution - Tier 3 - 5QU CoRE ¦ 1QU LoRE | Non-Red Flag Warning - Large Fires | 2024 | Safety | 1.6846 | 1419.6506 | 2024 | Control | 0.053 | 3 | 0 | esc | 0 | 0 | 0 | 0 | 0.055966 | 0.094279 | 0.055966 | 0.094279
[149 empty] | All EPR in 2020WLDFRElectric Reliability | WLDFR | HFTD - Distribution - Tier 3 - 5QU CoRE ¦ 1QU LoRE | Non-Red Flag Warning - Large Fires | 2025 | Electric Reliability | 0.71896 | 1419.6506 | 2025 | Control | 0.1325 | 3 | 0 | esc | 0 | 0 | 0 | 0 | 0 | 0 | 0.15274 | 0.10981
[149 empty] | All EPR in 2020WLDFRFinancial | WLDFR | HFTD - Distribution - Tier 3 - 5QU CoRE ¦ 1QU LoRE | Non-Red Flag Warning - Large Fires | 2025 | Financial | 3.0715 | 1419.6506 | 2025 | Control | 0.053 | 3 | 0 | esc | 0 | 0 | 0 | 0 | 0 | 0 | 0.055966 | 0.1719
[149 empty] | All EPR in 2020WLDFRSafety | WLDFR | HFTD - Distribution - Tier 3 - 5QU CoRE ¦ 1QU LoRE | Non-Red Flag Warning - Large Fires | 2025 | Safety | 1.6846 | 1419.6506 | 2025 | Control | 0.053 | 3 | 0 | esc | 0 | 0 | 0 | 0 | 0 | 0 | 0.055966 | 0.094279
[149 empty] | All EPR in 2020WLDFRElectric Reliability | WLDFR | HFTD - Distribution - Tier 3 - 5QU CoRE ¦ 1QU LoRE | Non-Red Flag Warning - Small Fires | 2021 | Electric Reliability | 0.036425 | 1419.6506 | 2021 | Control | 0.1325 | 3 | 0 | esc | 0.15274 | 0.0055635 | 0.15274 | 0.0055635 | 0 | 0 | 0 | 0
[149 empty] | All EPR in 2020WLDFRFinancial | WLDFR | HFTD - Distribution - Tier 3 - 5QU CoRE ¦ 1QU LoRE | Non-Red Flag Warning - Small Fires | 2021 | Financial | 0.0015809 | 1419.6506 | 2021 | Control | 0.053 | 3 | 0 | esc | 0.055966 | 8.8475e-05 | 0.055966 | 8.8475e-05 | 0 | 0 | 0 | 0
[149 empty] | All EPR in 2020WLDFRSafety | WLDFR | HFTD - Distribution - Tier 3 - 5QU CoRE ¦ 1QU LoRE | Non-Red Flag Warning - Small Fires | 2021 | Safety | 0.039895 | 1419.6506 | 2021 | Control | 0.053 | 3 | 0 | esc | 0.055966 | 0.0022328 | 0.055966 | 0.0022328 | 0 | 0 | 0 | 0
[149 empty] | All EPR in 2020WLDFRElectric Reliability | WLDFR | HFTD - Distribution - Tier 3 - 5QU CoRE ¦ 1QU LoRE | Non-Red Flag Warning - Small Fires | 2022 | Electric Reliability | 0.036425 | 1419.6506 | 2022 | Control | 0.1325 | 3 | 0 | esc | 0.15274 | 0.0055635 | 0.15274 | 0.0055635 | 0.15274 | 0.0055635 | 0 | 0
[149 empty] | All EPR in 2020WLDFRFinancial | WLDFR | HFTD - Distribution - Tier 3 - 5QU CoRE ¦ 1QU LoRE | Non-Red Flag Warning - Small Fires | 2022 | Financial | 0.0015809 | 1419.6506 | 2022 | Control | 0.053 | 3 | 0 | esc | 0.055966 | 8.8475e-05 | 0.055966 | 8.8475e-05 | 0.055966 | 8.8475e-05 | 0 | 0
[149 empty] | All EPR in 2020WLDFRSafety | WLDFR | HFTD - Distribution - Tier 3 - 5QU CoRE ¦ 1QU LoRE | Non-Red Flag Warning - Small Fires | 2022 | Safety | 0.039895 | 1419.6506 | 2022 | Control | 0.053 | 3 | 0 | esc | 0.055966 | 0.0022328 | 0.055966 | 0.0022328 | 0.055966 | 0.0022328 | 0 | 0
[149 empty] | All EPR in 2020WLDFRElectric Reliability | WLDFR | HFTD - Distribution - Tier 3 - 5QU CoRE ¦ 1QU LoRE | Non-Red Flag Warning - Small Fires | 2023 | Electric Reliability | 0.03759 | 1419.6506 | 2023 | Control | 0.1325 | 3 | 0 | esc | 0 | 0 | 0.15274 | 0.0057414 | 0.15274 | 0.0057414 | 0.15274 | 0.0057414
[149 empty] | All EPR in 2020WLDFRFinancial | WLDFR | HFTD - Distribution - Tier 3 - 5QU CoRE ¦ 1QU LoRE | Non-Red Flag Warning - Small Fires | 2023 | Financial | 0.0016314 | 1419.6506 | 2023 | Control | 0.053 | 3 | 0 | esc | 0 | 0 | 0.055966 | 9.1305e-05 | 0.055966 | 9.1305e-05 | 0.055966 | 9.1305e-05
[149 empty] | All EPR in 2020WLDFRSafety | WLDFR | HFTD - Distribution - Tier 3 - 5QU CoRE ¦ 1QU LoRE | Non-Red Flag Warning - Small Fires | 2023 | Safety | 0.041187 | 1419.6506 | 2023 | Control | 0.053 | 3 | 0 | esc | 0 | 0 | 0.055966 | 0.0023051 | 0.055966 | 0.0023051 | 0.055966 | 0.0023051
[149 empty] | All EPR in 2020WLDFRElectric Reliability | WLDFR | HFTD - Distribution - Tier 3 - 5QU CoRE ¦ 1QU LoRE | Non-Red Flag Warning - Small Fires | 2024 | Electric Reliability | 0.03759 | 1419.6506 | 2024 | Control | 0.1325 | 3 | 0 | esc | 0 | 0 | 0 | 0 | 0.15274 | 0.0057414 | 0.15274 | 0.0057414
[149 empty] | All EPR in 2020WLDFRFinancial | WLDFR | HFTD - Distribution - Tier 3 - 5QU CoRE ¦ 1QU LoRE | Non-Red Flag Warning - Small Fires | 2024 | Financial | 0.0016314 | 1419.6506 | 2024 | Control | 0.053 | 3 | 0 | esc | 0 | 0 | 0 | 0 | 0.055966 | 9.1305e-05 | 0.055966 | 9.1305e-05
[149 empty] | All EPR in 2020WLDFRSafety | WLDFR | HFTD - Distribution - Tier 3 - 5QU CoRE ¦ 1QU LoRE | Non-Red Flag Warning - Small Fires | 2024 | Safety | 0.041187 | 1419.6506 | 2024 | Control | 0.053 | 3 | 0 | esc | 0 | 0 | 0 | 0 | 0.055966 | 0.0023051 | 0.055966 | 0.0023051
[149 empty] | All EPR in 2020WLDFRElectric Reliability | WLDFR | HFTD - Distribution - Tier 3 - 5QU CoRE ¦ 1QU LoRE | Non-Red Flag Warning - Small Fires | 2025 | Electric Reliability | 0.03759 | 1419.6506 | 2025 | Control | 0.1325 | 3 | 0 | esc | 0 | 0 | 0 | 0 | 0 | 0 | 0.15274 | 0.0057414
[149 empty] | All EPR in 2020WLDFRFinancial | WLDFR | HFTD - Distribution - Tier 3 - 5QU CoRE ¦ 1QU LoRE | Non-Red Flag Warning - Small Fires | 2025 | Financial | 0.0016314 | 1419.6506 | 2025 | Control | 0.053 | 3 | 0 | esc | 0 | 0 | 0 | 0 | 0 | 0 | 0.055966 | 9.1305e-05
[149 empty] | All EPR in 2020WLDFRSafety | WLDFR | HFTD - Distribution - Tier 3 - 5QU CoRE ¦ 1QU LoRE | Non-Red Flag Warning - Small Fires | 2025 | Safety | 0.041187 | 1419.6506 | 2025 | Control | 0.053 | 3 | 0 | esc | 0 | 0 | 0 | 0 | 0 | 0 | 0.055966 | 0.0023051
[149 empty] | All EPR in 2020WLDFRElectric Reliability | WLDFR | HFTD - Distribution - Tier 3 - 5QU CoRE ¦ 1QU LoRE | Red Flag Warning - Catastrophic Fires | 2021 | Electric Reliability | 222.2294 | 1419.6506 | 2021 | Control | 0.1325 | 3 | 0 | esc | 0.15274 | 33.9428 | 0.15274 | 33.9428 | 0 | 0 | 0 | 0
[149 empty] | All EPR in 2020WLDFRFinancial | WLDFR | HFTD - Distribution - Tier 3 - 5QU CoRE ¦ 1QU LoRE | Red Flag Warning - Catastrophic Fires | 2021 | Financial | 8585.7228 | 1419.6506 | 2021 | Control | 0.053 | 3 | 0 | esc | 0.055966 | 480.5104 | 0.055966 | 480.5104 | 0 | 0 | 0 | 0
[149 empty] | All EPR in 2020WLDFRSafety | WLDFR | HFTD - Distribution - Tier 3 - 5QU CoRE ¦ 1QU LoRE | Red Flag Warning - Catastrophic Fires | 2021 | Safety | 5338.1784 | 1419.6506 | 2021 | Control | 0.053 | 3 | 0 | esc | 0.055966 | 298.7576 | 0.055966 | 298.7576 | 0 | 0 | 0 | 0
[149 empty] | All EPR in 2020WLDFRElectric Reliability | WLDFR | HFTD - Distribution - Tier 3 - 5QU CoRE ¦ 1QU LoRE | Red Flag Warning - Catastrophic Fires | 2022 | Electric Reliability | 222.2294 | 1419.6506 | 2022 | Control | 0.1325 | 3 | 0 | esc | 0.15274 | 33.9428 | 0.15274 | 33.9428 | 0.15274 | 33.9428 | 0 | 0
[149 empty] | All EPR in 2020WLDFRFinancial | WLDFR | HFTD - Distribution - Tier 3 - 5QU CoRE ¦ 1QU LoRE | Red Flag Warning - Catastrophic Fires | 2022 | Financial | 8585.7228 | 1419.6506 | 2022 | Control | 0.053 | 3 | 0 | esc | 0.055966 | 480.5104 | 0.055966 | 480.5104 | 0.055966 | 480.5104 | 0 | 0
[149 empty] | All EPR in 2020WLDFRSafety | WLDFR | HFTD - Distribution - Tier 3 - 5QU CoRE ¦ 1QU LoRE | Red Flag Warning - Catastrophic Fires | 2022 | Safety | 5338.1784 | 1419.6506 | 2022 | Control | 0.053 | 3 | 0 | esc | 0.055966 | 298.7576 | 0.055966 | 298.7576 | 0.055966 | 298.7576 | 0 | 0
[149 empty] | All EPR in 2020WLDFRElectric Reliability | WLDFR | HFTD - Distribution - Tier 3 - 5QU CoRE ¦ 1QU LoRE | Red Flag Warning - Catastrophic Fires | 2023 | Electric Reliability | 233.2301 | 1419.6506 | 2023 | Control | 0.1325 | 3 | 0 | esc | 0 | 0 | 0.15274 | 35.623 | 0.15274 | 35.623 | 0.15274 | 35.623
[149 empty] | All EPR in 2020WLDFRFinancial | WLDFR | HFTD - Distribution - Tier 3 - 5QU CoRE ¦ 1QU LoRE | Red Flag Warning - Catastrophic Fires | 2023 | Financial | 8896.516 | 1419.6506 | 2023 | Control | 0.053 | 3 | 0 | esc | 0 | 0 | 0.055966 | 497.9043 | 0.055966 | 497.9043 | 0.055966 | 497.9043
[149 empty] | All EPR in 2020WLDFRSafety | WLDFR | HFTD - Distribution - Tier 3 - 5QU CoRE ¦ 1QU LoRE | Red Flag Warning - Catastrophic Fires | 2023 | Safety | 5534.8915 | 1419.6506 | 2023 | Control | 0.053 | 3 | 0 | esc | 0 | 0 | 0.055966 | 309.7669 | 0.055966 | 309.7669 | 0.055966 | 309.7669
[149 empty] | All EPR in 2020WLDFRElectric Reliability | WLDFR | HFTD - Distribution - Tier 3 - 5QU CoRE ¦ 1QU LoRE | Red Flag Warning - Catastrophic Fires | 2024 | Electric Reliability | 233.2301 | 1419.6506 | 2024 | Control | 0.1325 | 3 | 0 | esc | 0 | 0 | 0 | 0 | 0.15274 | 35.623 | 0.15274 | 35.623
[149 empty] | All EPR in 2020WLDFRFinancial | WLDFR | HFTD - Distribution - Tier 3 - 5QU CoRE ¦ 1QU LoRE | Red Flag Warning - Catastrophic Fires | 2024 | Financial | 8896.516 | 1419.6506 | 2024 | Control | 0.053 | 3 | 0 | esc | 0 | 0 | 0 | 0 | 0.055966 | 497.9043 | 0.055966 | 497.9043
[149 empty] | All EPR in 2020WLDFRSafety | WLDFR | HFTD - Distribution - Tier 3 - 5QU CoRE ¦ 1QU LoRE | Red Flag Warning - Catastrophic Fires | 2024 | Safety | 5534.8915 | 1419.6506 | 2024 | Control | 0.053 | 3 | 0 | esc | 0 | 0 | 0 | 0 | 0.055966 | 309.7669 | 0.055966 | 309.7669
[149 empty] | All EPR in 2020WLDFRElectric Reliability | WLDFR | HFTD - Distribution - Tier 3 - 5QU CoRE ¦ 1QU LoRE | Red Flag Warning - Catastrophic Fires | 2025 | Electric Reliability | 233.2301 | 1419.6506 | 2025 | Control | 0.1325 | 3 | 0 | esc | 0 | 0 | 0 | 0 | 0 | 0 | 0.15274 | 35.623
[149 empty] | All EPR in 2020WLDFRFinancial | WLDFR | HFTD - Distribution - Tier 3 - 5QU CoRE ¦ 1QU LoRE | Red Flag Warning - Catastrophic Fires | 2025 | Financial | 8896.516 | 1419.6506 | 2025 | Control | 0.053 | 3 | 0 | esc | 0 | 0 | 0 | 0 | 0 | 0 | 0.055966 | 497.9043
[149 empty] | All EPR in 2020WLDFRSafety | WLDFR | HFTD - Distribution - Tier 3 - 5QU CoRE ¦ 1QU LoRE | Red Flag Warning - Catastrophic Fires | 2025 | Safety | 5534.8915 | 1419.6506 | 2025 | Control | 0.053 | 3 | 0 | esc | 0 | 0 | 0 | 0 | 0 | 0 | 0.055966 | 309.7669
[149 empty] | All EPR in 2020WLDFRElectric Reliability | WLDFR | HFTD - Distribution - Tier 3 - 5QU CoRE ¦ 1QU LoRE | Red Flag Warning - Destructive Fires | 2021 | Electric Reliability | 222.2294 | 1419.6506 | 2021 | Control | 0.1325 | 3 | 0 | esc | 0.15274 | 33.9428 | 0.15274 | 33.9428 | 0 | 0 | 0 | 0
[149 empty] | All EPR in 2020WLDFRFinancial | WLDFR | HFTD - Distribution - Tier 3 - 5QU CoRE ¦ 1QU LoRE | Red Flag Warning - Destructive Fires | 2021 | Financial | 8585.7228 | 1419.6506 | 2021 | Control | 0.053 | 3 | 0 | esc | 0.055966 | 480.5104 | 0.055966 | 480.5104 | 0 | 0 | 0 | 0
[149 empty] | All EPR in 2020WLDFRElectric Reliability | WLDFR | HFTD - Distribution - Tier 3 - 5QU CoRE ¦ 1QU LoRE | Red Flag Warning - Destructive Fires | 2022 | Electric Reliability | 222.2294 | 1419.6506 | 2022 | Control | 0.1325 | 3 | 0 | esc | 0.15274 | 33.9428 | 0.15274 | 33.9428 | 0.15274 | 33.9428 | 0 | 0
[149 empty] | All EPR in 2020WLDFRFinancial | WLDFR | HFTD - Distribution - Tier 3 - 5QU CoRE ¦ 1QU LoRE | Red Flag Warning - Destructive Fires | 2022 | Financial | 8585.7228 | 1419.6506 | 2022 | Control | 0.053 | 3 | 0 | esc | 0.055966 | 480.5104 | 0.055966 | 480.5104 | 0.055966 | 480.5104 | 0 | 0
[149 empty] | All EPR in 2020WLDFRElectric Reliability | WLDFR | HFTD - Distribution - Tier 3 - 5QU CoRE ¦ 1QU LoRE | Red Flag Warning - Destructive Fires | 2023 | Electric Reliability | 233.2301 | 1419.6506 | 2023 | Control | 0.1325 | 3 | 0 | esc | 0 | 0 | 0.15274 | 35.623 | 0.15274 | 35.623 | 0.15274 | 35.623
[149 empty] | All EPR in 2020WLDFRFinancial | WLDFR | HFTD - Distribution - Tier 3 - 5QU CoRE ¦ 1QU LoRE | Red Flag Warning - Destructive Fires | 2023 | Financial | 8896.516 | 1419.6506 | 2023 | Control | 0.053 | 3 | 0 | esc | 0 | 0 | 0.055966 | 497.9043 | 0.055966 | 497.9043 | 0.055966 | 497.9043
[149 empty] | All EPR in 2020WLDFRElectric Reliability | WLDFR | HFTD - Distribution - Tier 3 - 5QU CoRE ¦ 1QU LoRE | Red Flag Warning - Destructive Fires | 2024 | Electric Reliability | 233.2301 | 1419.6506 | 2024 | Control | 0.1325 | 3 | 0 | esc | 0 | 0 | 0 | 0 | 0.15274 | 35.623 | 0.15274 | 35.623
[149 empty] | All EPR in 2020WLDFRFinancial | WLDFR | HFTD - Distribution - Tier 3 - 5QU CoRE ¦ 1QU LoRE | Red Flag Warning - Destructive Fires | 2024 | Financial | 8896.516 | 1419.6506 | 2024 | Control | 0.053 | 3 | 0 | esc | 0 | 0 | 0 | 0 | 0.055966 | 497.9043 | 0.055966 | 497.9043
[149 empty] | All EPR in 2020WLDFRElectric Reliability | WLDFR | HFTD - Distribution - Tier 3 - 5QU CoRE ¦ 1QU LoRE | Red Flag Warning - Destructive Fires | 2025 | Electric Reliability | 233.2301 | 1419.6506 | 2025 | Control | 0.1325 | 3 | 0 | esc | 0 | 0 | 0 | 0 | 0 | 0 | 0.15274 | 35.623
[149 empty] | All EPR in 2020WLDFRFinancial | WLDFR | HFTD - Distribution - Tier 3 - 5QU CoRE ¦ 1QU LoRE | Red Flag Warning - Destructive Fires | 2025 | Financial | 8896.516 | 1419.6506 | 2025 | Control | 0.053 | 3 | 0 | esc | 0 | 0 | 0 | 0 | 0 | 0 | 0.055966 | 497.9043
[149 empty] | All EPR in 2020WLDFRElectric Reliability | WLDFR | HFTD - Distribution - Tier 3 - 5QU CoRE ¦ 1QU LoRE | Red Flag Warning - Large Fires | 2021 | Electric Reliability | 0.69642 | 1419.6506 | 2021 | Control | 0.1325 | 3 | 0 | esc | 0.15274 | 0.10637 | 0.15274 | 0.10637 | 0 | 0 | 0 | 0
[149 empty] | All EPR in 2020WLDFRFinancial | WLDFR | HFTD - Distribution - Tier 3 - 5QU CoRE ¦ 1QU LoRE | Red Flag Warning - Large Fires | 2021 | Financial | 2.942 | 1419.6506 | 2021 | Control | 0.053 | 3 | 0 | esc | 0.055966 | 0.16465 | 0.055966 | 0.16465 | 0 | 0 | 0 | 0
[149 empty] | All EPR in 2020WLDFRSafety | WLDFR | HFTD - Distribution - Tier 3 - 5QU CoRE ¦ 1QU LoRE | Red Flag Warning - Large Fires | 2021 | Safety | 1.6022 | 1419.6506 | 2021 | Control | 0.053 | 3 | 0 | esc | 0.055966 | 0.089668 | 0.055966 | 0.089668 | 0 | 0 | 0 | 0
[149 empty] | All EPR in 2020WLDFRElectric Reliability | WLDFR | HFTD - Distribution - Tier 3 - 5QU CoRE ¦ 1QU LoRE | Red Flag Warning - Large Fires | 2022 | Electric Reliability | 0.69642 | 1419.6506 | 2022 | Control | 0.1325 | 3 | 0 | esc | 0.15274 | 0.10637 | 0.15274 | 0.10637 | 0.15274 | 0.10637 | 0 | 0
[149 empty] | All EPR in 2020WLDFRFinancial | WLDFR | HFTD - Distribution - Tier 3 - 5QU CoRE ¦ 1QU LoRE | Red Flag Warning - Large Fires | 2022 | Financial | 2.942 | 1419.6506 | 2022 | Control | 0.053 | 3 | 0 | esc | 0.055966 | 0.16465 | 0.055966 | 0.16465 | 0.055966 | 0.16465 | 0 | 0
[149 empty] | All EPR in 2020WLDFRSafety | WLDFR | HFTD - Distribution - Tier 3 - 5QU CoRE ¦ 1QU LoRE | Red Flag Warning - Large Fires | 2022 | Safety | 1.6022 | 1419.6506 | 2022 | Control | 0.053 | 3 | 0 | esc | 0.055966 | 0.089668 | 0.055966 | 0.089668 | 0.055966 | 0.089668 | 0 | 0
[149 empty] | All EPR in 2020WLDFRElectric Reliability | WLDFR | HFTD - Distribution - Tier 3 - 5QU CoRE ¦ 1QU LoRE | Red Flag Warning - Large Fires | 2023 | Electric Reliability | 0.71896 | 1419.6506 | 2023 | Control | 0.1325 | 3 | 0 | esc | 0 | 0 | 0.15274 | 0.10981 | 0.15274 | 0.10981 | 0.15274 | 0.10981
[149 empty] | All EPR in 2020WLDFRFinancial | WLDFR | HFTD - Distribution - Tier 3 - 5QU CoRE ¦ 1QU LoRE | Red Flag Warning - Large Fires | 2023 | Financial | 3.0715 | 1419.6506 | 2023 | Control | 0.053 | 3 | 0 | esc | 0 | 0 | 0.055966 | 0.1719 | 0.055966 | 0.1719 | 0.055966 | 0.1719
[149 empty] | All EPR in 2020WLDFRSafety | WLDFR | HFTD - Distribution - Tier 3 - 5QU CoRE ¦ 1QU LoRE | Red Flag Warning - Large Fires | 2023 | Safety | 1.6846 | 1419.6506 | 2023 | Control | 0.053 | 3 | 0 | esc | 0 | 0 | 0.055966 | 0.094279 | 0.055966 | 0.094279 | 0.055966 | 0.094279
[149 empty] | All EPR in 2020WLDFRElectric Reliability | WLDFR | HFTD - Distribution - Tier 3 - 5QU CoRE ¦ 1QU LoRE | Red Flag Warning - Large Fires | 2024 | Electric Reliability | 0.71896 | 1419.6506 | 2024 | Control | 0.1325 | 3 | 0 | esc | 0 | 0 | 0 | 0 | 0.15274 | 0.10981 | 0.15274 | 0.10981
[149 empty] | All EPR in 2020WLDFRFinancial | WLDFR | HFTD - Distribution - Tier 3 - 5QU CoRE ¦ 1QU LoRE | Red Flag Warning - Large Fires | 2024 | Financial | 3.0715 | 1419.6506 | 2024 | Control | 0.053 | 3 | 0 | esc | 0 | 0 | 0 | 0 | 0.055966 | 0.1719 | 0.055966 | 0.1719
[149 empty] | All EPR in 2020WLDFRSafety | WLDFR | HFTD - Distribution - Tier 3 - 5QU CoRE ¦ 1QU LoRE | Red Flag Warning - Large Fires | 2024 | Safety | 1.6846 | 1419.6506 | 2024 | Control | 0.053 | 3 | 0 | esc | 0 | 0 | 0 | 0 | 0.055966 | 0.094279 | 0.055966 | 0.094279
[149 empty] | All EPR in 2020WLDFRElectric Reliability | WLDFR | HFTD - Distribution - Tier 3 - 5QU CoRE ¦ 1QU LoRE | Red Flag Warning - Large Fires | 2025 | Electric Reliability | 0.71896 | 1419.6506 | 2025 | Control | 0.1325 | 3 | 0 | esc | 0 | 0 | 0 | 0 | 0 | 0 | 0.15274 | 0.10981
[149 empty] | All EPR in 2020WLDFRFinancial | WLDFR | HFTD - Distribution - Tier 3 - 5QU CoRE ¦ 1QU LoRE | Red Flag Warning - Large Fires | 2025 | Financial | 3.0715 | 1419.6506 | 2025 | Control | 0.053 | 3 | 0 | esc | 0 | 0 | 0 | 0 | 0 | 0 | 0.055966 | 0.1719
[149 empty] | All EPR in 2020WLDFRSafety | WLDFR | HFTD - Distribution - Tier 3 - 5QU CoRE ¦ 1QU LoRE | Red Flag Warning - Large Fires | 2025 | Safety | 1.6846 | 1419.6506 | 2025 | Control | 0.053 | 3 | 0 | esc | 0 | 0 | 0 | 0 | 0 | 0 | 0.055966 | 0.094279
[149 empty] | All EPR in 2020WLDFRElectric Reliability | WLDFR | HFTD - Distribution - Tier 3 - 5QU CoRE ¦ 1QU LoRE | Red Flag Warning - Small Fires | 2021 | Electric Reliability | 0.036425 | 1419.6506 | 2021 | Control | 0.1325 | 3 | 0 | esc | 0.15274 | 0.0055635 | 0.15274 | 0.0055635 | 0 | 0 | 0 | 0
[149 empty] | All EPR in 2020WLDFRFinancial | WLDFR | HFTD - Distribution - Tier 3 - 5QU CoRE ¦ 1QU LoRE | Red Flag Warning - Small Fires | 2021 | Financial | 0.0015809 | 1419.6506 | 2021 | Control | 0.053 | 3 | 0 | esc | 0.055966 | 8.8475e-05 | 0.055966 | 8.8475e-05 | 0 | 0 | 0 | 0
[149 empty] | All EPR in 2020WLDFRSafety | WLDFR | HFTD - Distribution - Tier 3 - 5QU CoRE ¦ 1QU LoRE | Red Flag Warning - Small Fires | 2021 | Safety | 0.039895 | 1419.6506 | 2021 | Control | 0.053 | 3 | 0 | esc | 0.055966 | 0.0022328 | 0.055966 | 0.0022328 | 0 | 0 | 0 | 0
[149 empty] | All EPR in 2020WLDFRElectric Reliability | WLDFR | HFTD - Distribution - Tier 3 - 5QU CoRE ¦ 1QU LoRE | Red Flag Warning - Small Fires | 2022 | Electric Reliability | 0.036425 | 1419.6506 | 2022 | Control | 0.1325 | 3 | 0 | esc | 0.15274 | 0.0055635 | 0.15274 | 0.0055635 | 0.15274 | 0.0055635 | 0 | 0
[149 empty] | All EPR in 2020WLDFRFinancial | WLDFR | HFTD - Distribution - Tier 3 - 5QU CoRE ¦ 1QU LoRE | Red Flag Warning - Small Fires | 2022 | Financial | 0.0015809 | 1419.6506 | 2022 | Control | 0.053 | 3 | 0 | esc | 0.055966 | 8.8475e-05 | 0.055966 | 8.8475e-05 | 0.055966 | 8.8475e-05 | 0 | 0
[149 empty] | All EPR in 2020WLDFRSafety | WLDFR | HFTD - Distribution - Tier 3 - 5QU CoRE ¦ 1QU LoRE | Red Flag Warning - Small Fires | 2022 | Safety | 0.039895 | 1419.6506 | 2022 | Control | 0.053 | 3 | 0 | esc | 0.055966 | 0.0022328 | 0.055966 | 0.0022328 | 0.055966 | 0.0022328 | 0 | 0
[149 empty] | All EPR in 2020WLDFRElectric Reliability | WLDFR | HFTD - Distribution - Tier 3 - 5QU CoRE ¦ 1QU LoRE | Red Flag Warning - Small Fires | 2023 | Electric Reliability | 0.03759 | 1419.6506 | 2023 | Control | 0.1325 | 3 | 0 | esc | 0 | 0 | 0.15274 | 0.0057414 | 0.15274 | 0.0057414 | 0.15274 | 0.0057414
[149 empty] | All EPR in 2020WLDFRFinancial | WLDFR | HFTD - Distribution - Tier 3 - 5QU CoRE ¦ 1QU LoRE | Red Flag Warning - Small Fires | 2023 | Financial | 0.0016314 | 1419.6506 | 2023 | Control | 0.053 | 3 | 0 | esc | 0 | 0 | 0.055966 | 9.1305e-05 | 0.055966 | 9.1305e-05 | 0.055966 | 9.1305e-05
[149 empty] | All EPR in 2020WLDFRSafety | WLDFR | HFTD - Distribution - Tier 3 - 5QU CoRE ¦ 1QU LoRE | Red Flag Warning - Small Fires | 2023 | Safety | 0.041187 | 1419.6506 | 2023 | Control | 0.053 | 3 | 0 | esc | 0 | 0 | 0.055966 | 0.0023051 | 0.055966 | 0.0023051 | 0.055966 | 0.0023051
[149 empty] | All EPR in 2020WLDFRElectric Reliability | WLDFR | HFTD - Distribution - Tier 3 - 5QU CoRE ¦ 1QU LoRE | Red Flag Warning - Small Fires | 2024 | Electric Reliability | 0.03759 | 1419.6506 | 2024 | Control | 0.1325 | 3 | 0 | esc | 0 | 0 | 0 | 0 | 0.15274 | 0.0057414 | 0.15274 | 0.0057414
[149 empty] | All EPR in 2020WLDFRFinancial | WLDFR | HFTD - Distribution - Tier 3 - 5QU CoRE ¦ 1QU LoRE | Red Flag Warning - Small Fires | 2024 | Financial | 0.0016314 | 1419.6506 | 2024 | Control | 0.053 | 3 | 0 | esc | 0 | 0 | 0 | 0 | 0.055966 | 9.1305e-05 | 0.055966 | 9.1305e-05
[149 empty] | All EPR in 2020WLDFRSafety | WLDFR | HFTD - Distribution - Tier 3 - 5QU CoRE ¦ 1QU LoRE | Red Flag Warning - Small Fires | 2024 | Safety | 0.041187 | 1419.6506 | 2024 | Control | 0.053 | 3 | 0 | esc | 0 | 0 | 0 | 0 | 0.055966 | 0.0023051 | 0.055966 | 0.0023051
[149 empty] | All EPR in 2020WLDFRElectric Reliability | WLDFR | HFTD - Distribution - Tier 3 - 5QU CoRE ¦ 1QU LoRE | Red Flag Warning - Small Fires | 2025 | Electric Reliability | 0.03759 | 1419.6506 | 2025 | Control | 0.1325 | 3 | 0 | esc | 0 | 0 | 0 | 0 | 0 | 0 | 0.15274 | 0.0057414
[149 empty] | All EPR in 2020WLDFRFinancial | WLDFR | HFTD - Distribution - Tier 3 - 5QU CoRE ¦ 1QU LoRE | Red Flag Warning - Small Fires | 2025 | Financial | 0.0016314 | 1419.6506 | 2025 | Control | 0.053 | 3 | 0 | esc | 0 | 0 | 0 | 0 | 0 | 0 | 0.055966 | 9.1305e-05
[149 empty] | All EPR in 2020WLDFRSafety | WLDFR | HFTD - Distribution - Tier 3 - 5QU CoRE ¦ 1QU LoRE | Red Flag Warning - Small Fires | 2025 | Safety | 0.041187 | 1419.6506 | 2025 | Control | 0.053 | 3 | 0 | esc | 0 | 0 | 0 | 0 | 0 | 0 | 0.055966 | 0.0023051
[149 empty] | All EPR in 2020WLDFRElectric Reliability | WLDFR | HFTD - Distribution - Tier 3 - 5QU CoRE ¦ 1QU LoRE | Seismic - Non-Red Flag Warning - Catastrophic Fires | 2021 | Electric Reliability | 409.2237 | 1419.6506 | 2021 | Control | 0.1325 | 3 | 0 | esc | 0.15274 | 62.5039 | 0.15274 | 62.5039 | 0 | 0 | 0 | 0
[149 empty] | All EPR in 2020WLDFRFinancial | WLDFR | HFTD - Distribution - Tier 3 - 5QU CoRE ¦ 1QU LoRE | Seismic - Non-Red Flag Warning - Catastrophic Fires | 2021 | Financial | 13469.0878 | 1419.6506 | 2021 | Control | 0.053 | 3 | 0 | esc | 0.055966 | 753.8138 | 0.055966 | 753.8138 | 0 | 0 | 0 | 0
[149 empty] | All EPR in 2020WLDFRSafety | WLDFR | HFTD - Distribution - Tier 3 - 5QU CoRE ¦ 1QU LoRE | Seismic - Non-Red Flag Warning - Catastrophic Fires | 2021 | Safety | 7205.5313 | 1419.6506 | 2021 | Control | 0.053 | 3 | 0 | esc | 0.055966 | 403.2663 | 0.055966 | 403.2663 | 0 | 0 | 0 | 0
[149 empty] | All EPR in 2020WLDFRElectric Reliability | WLDFR | HFTD - Distribution - Tier 3 - 5QU CoRE ¦ 1QU LoRE | Seismic - Non-Red Flag Warning - Catastrophic Fires | 2022 | Electric Reliability | 409.2237 | 1419.6506 | 2022 | Control | 0.1325 | 3 | 0 | esc | 0.15274 | 62.5039 | 0.15274 | 62.5039 | 0.15274 | 62.5039 | 0 | 0
[149 empty] | All EPR in 2020WLDFRFinancial | WLDFR | HFTD - Distribution - Tier 3 - 5QU CoRE ¦ 1QU LoRE | Seismic - Non-Red Flag Warning - Catastrophic Fires | 2022 | Financial | 13469.0878 | 1419.6506 | 2022 | Control | 0.053 | 3 | 0 | esc | 0.055966 | 753.8138 | 0.055966 | 753.8138 | 0.055966 | 753.8138 | 0 | 0
[149 empty] | All EPR in 2020WLDFRSafety | WLDFR | HFTD - Distribution - Tier 3 - 5QU CoRE ¦ 1QU LoRE | Seismic - Non-Red Flag Warning - Catastrophic Fires | 2022 | Safety | 7205.5313 | 1419.6506 | 2022 | Control | 0.053 | 3 | 0 | esc | 0.055966 | 403.2663 | 0.055966 | 403.2663 | 0.055966 | 403.2663 | 0 | 0
[149 empty] | All EPR in 2020WLDFRElectric Reliability | WLDFR | HFTD - Distribution - Tier 3 - 5QU CoRE ¦ 1QU LoRE | Seismic - Non-Red Flag Warning - Catastrophic Fires | 2023 | Electric Reliability | 428.6023 | 1419.6506 | 2023 | Control | 0.1325 | 3 | 0 | esc | 0 | 0 | 0.15274 | 65.4638 | 0.15274 | 65.4638 | 0.15274 | 65.4638
[149 empty] | All EPR in 2020WLDFRFinancial | WLDFR | HFTD - Distribution - Tier 3 - 5QU CoRE ¦ 1QU LoRE | Seismic - Non-Red Flag Warning - Catastrophic Fires | 2023 | Financial | 13939.561 | 1419.6506 | 2023 | Control | 0.053 | 3 | 0 | esc | 0 | 0 | 0.055966 | 780.1444 | 0.055966 | 780.1444 | 0.055966 | 780.1444
[149 empty] | All EPR in 2020WLDFRSafety | WLDFR | HFTD - Distribution - Tier 3 - 5QU CoRE ¦ 1QU LoRE | Seismic - Non-Red Flag Warning - Catastrophic Fires | 2023 | Safety | 7467.8148 | 1419.6506 | 2023 | Control | 0.053 | 3 | 0 | esc | 0 | 0 | 0.055966 | 417.9453 | 0.055966 | 417.9453 | 0.055966 | 417.9453
[149 empty] | All EPR in 2020WLDFRElectric Reliability | WLDFR | HFTD - Distribution - Tier 3 - 5QU CoRE ¦ 1QU LoRE | Seismic - Non-Red Flag Warning - Catastrophic Fires | 2024 | Electric Reliability | 428.6023 | 1419.6506 | 2024 | Control | 0.1325 | 3 | 0 | esc | 0 | 0 | 0 | 0 | 0.15274 | 65.4638 | 0.15274 | 65.4638
[149 empty] | All EPR in 2020WLDFRFinancial | WLDFR | HFTD - Distribution - Tier 3 - 5QU CoRE ¦ 1QU LoRE | Seismic - Non-Red Flag Warning - Catastrophic Fires | 2024 | Financial | 13939.561 | 1419.6506 | 2024 | Control | 0.053 | 3 | 0 | esc | 0 | 0 | 0 | 0 | 0.055966 | 780.1444 | 0.055966 | 780.1444
[149 empty] | All EPR in 2020WLDFRSafety | WLDFR | HFTD - Distribution - Tier 3 - 5QU CoRE ¦ 1QU LoRE | Seismic - Non-Red Flag Warning - Catastrophic Fires | 2024 | Safety | 7467.8148 | 1419.6506 | 2024 | Control | 0.053 | 3 | 0 | esc | 0 | 0 | 0 | 0 | 0.055966 | 417.9453 | 0.055966 | 417.9453
[149 empty] | All EPR in 2020WLDFRElectric Reliability | WLDFR | HFTD - Distribution - Tier 3 - 5QU CoRE ¦ 1QU LoRE | Seismic - Non-Red Flag Warning - Catastrophic Fires | 2025 | Electric Reliability | 428.6023 | 1419.6506 | 2025 | Control | 0.1325 | 3 | 0 | esc | 0 | 0 | 0 | 0 | 0 | 0 | 0.15274 | 65.4638
[149 empty] | All EPR in 2020WLDFRFinancial | WLDFR | HFTD - Distribution - Tier 3 - 5QU CoRE ¦ 1QU LoRE | Seismic - Non-Red Flag Warning - Catastrophic Fires | 2025 | Financial | 13939.561 | 1419.6506 | 2025 | Control | 0.053 | 3 | 0 | esc | 0 | 0 | 0 | 0 | 0 | 0 | 0.055966 | 780.1444
[149 empty] | All EPR in 2020WLDFRSafety | WLDFR | HFTD - Distribution - Tier 3 - 5QU CoRE ¦ 1QU LoRE | Seismic - Non-Red Flag Warning - Catastrophic Fires | 2025 | Safety | 7467.8148 | 1419.6506 | 2025 | Control | 0.053 | 3 | 0 | esc | 0 | 0 | 0 | 0 | 0 | 0 | 0.055966 | 417.9453
[149 empty] | All EPR in 2020WLDFRElectric Reliability | WLDFR | HFTD - Distribution - Tier 3 - 5QU CoRE ¦ 1QU LoRE | Seismic - Red Flag Warning - Catastrophic Fires | 2021 | Electric Reliability | 409.2237 | 1419.6506 | 2021 | Control | 0.1325 | 3 | 0 | esc | 0.15274 | 62.5039 | 0.15274 | 62.5039 | 0 | 0 | 0 | 0
[149 empty] | All EPR in 2020WLDFRFinancial | WLDFR | HFTD - Distribution - Tier 3 - 5QU CoRE ¦ 1QU LoRE | Seismic - Red Flag Warning - Catastrophic Fires | 2021 | Financial | 13469.0878 | 1419.6506 | 2021 | Control | 0.053 | 3 | 0 | esc | 0.055966 | 753.8138 | 0.055966 | 753.8138 | 0 | 0 | 0 | 0
[149 empty] | All EPR in 2020WLDFRSafety | WLDFR | HFTD - Distribution - Tier 3 - 5QU CoRE ¦ 1QU LoRE | Seismic - Red Flag Warning - Catastrophic Fires | 2021 | Safety | 7205.5313 | 1419.6506 | 2021 | Control | 0.053 | 3 | 0 | esc | 0.055966 | 403.2663 | 0.055966 | 403.2663 | 0 | 0 | 0 | 0
[149 empty] | All EPR in 2020WLDFRElectric Reliability | WLDFR | HFTD - Distribution - Tier 3 - 5QU CoRE ¦ 1QU LoRE | Seismic - Red Flag Warning - Catastrophic Fires | 2022 | Electric Reliability | 409.2237 | 1419.6506 | 2022 | Control | 0.1325 | 3 | 0 | esc | 0.15274 | 62.5039 | 0.15274 | 62.5039 | 0.15274 | 62.5039 | 0 | 0
[149 empty] | All EPR in 2020WLDFRFinancial | WLDFR | HFTD - Distribution - Tier 3 - 5QU CoRE ¦ 1QU LoRE | Seismic - Red Flag Warning - Catastrophic Fires | 2022 | Financial | 13469.0878 | 1419.6506 | 2022 | Control | 0.053 | 3 | 0 | esc | 0.055966 | 753.8138 | 0.055966 | 753.8138 | 0.055966 | 753.8138 | 0 | 0
[149 empty] | All EPR in 2020WLDFRSafety | WLDFR | HFTD - Distribution - Tier 3 - 5QU CoRE ¦ 1QU LoRE | Seismic - Red Flag Warning - Catastrophic Fires | 2022 | Safety | 7205.5313 | 1419.6506 | 2022 | Control | 0.053 | 3 | 0 | esc | 0.055966 | 403.2663 | 0.055966 | 403.2663 | 0.055966 | 403.2663 | 0 | 0
[149 empty] | All EPR in 2020WLDFRElectric Reliability | WLDFR | HFTD - Distribution - Tier 3 - 5QU CoRE ¦ 1QU LoRE | Seismic - Red Flag Warning - Catastrophic Fires | 2023 | Electric Reliability | 428.6023 | 1419.6506 | 2023 | Control | 0.1325 | 3 | 0 | esc | 0 | 0 | 0.15274 | 65.4638 | 0.15274 | 65.4638 | 0.15274 | 65.4638
[149 empty] | All EPR in 2020WLDFRFinancial | WLDFR | HFTD - Distribution - Tier 3 - 5QU CoRE ¦ 1QU LoRE | Seismic - Red Flag Warning - Catastrophic Fires | 2023 | Financial | 13939.561 | 1419.6506 | 2023 | Control | 0.053 | 3 | 0 | esc | 0 | 0 | 0.055966 | 780.1444 | 0.055966 | 780.1444 | 0.055966 | 780.1444
[149 empty] | All EPR in 2020WLDFRSafety | WLDFR | HFTD - Distribution - Tier 3 - 5QU CoRE ¦ 1QU LoRE | Seismic - Red Flag Warning - Catastrophic Fires | 2023 | Safety | 7467.8148 | 1419.6506 | 2023 | Control | 0.053 | 3 | 0 | esc | 0 | 0 | 0.055966 | 417.9453 | 0.055966 | 417.9453 | 0.055966 | 417.9453
[149 empty] | All EPR in 2020WLDFRElectric Reliability | WLDFR | HFTD - Distribution - Tier 3 - 5QU CoRE ¦ 1QU LoRE | Seismic - Red Flag Warning - Catastrophic Fires | 2024 | Electric Reliability | 428.6023 | 1419.6506 | 2024 | Control | 0.1325 | 3 | 0 | esc | 0 | 0 | 0 | 0 | 0.15274 | 65.4638 | 0.15274 | 65.4638
[149 empty] | All EPR in 2020WLDFRFinancial | WLDFR | HFTD - Distribution - Tier 3 - 5QU CoRE ¦ 1QU LoRE | Seismic - Red Flag Warning - Catastrophic Fires | 2024 | Financial | 13939.561 | 1419.6506 | 2024 | Control | 0.053 | 3 | 0 | esc | 0 | 0 | 0 | 0 | 0.055966 | 780.1444 | 0.055966 | 780.1444
[149 empty] | All EPR in 2020WLDFRSafety | WLDFR | HFTD - Distribution - Tier 3 - 5QU CoRE ¦ 1QU LoRE | Seismic - Red Flag Warning - Catastrophic Fires | 2024 | Safety | 7467.8148 | 1419.6506 | 2024 | Control | 0.053 | 3 | 0 | esc | 0 | 0 | 0 | 0 | 0.055966 | 417.9453 | 0.055966 | 417.9453
[149 empty] | All EPR in 2020WLDFRElectric Reliability | WLDFR | HFTD - Distribution - Tier 3 - 5QU CoRE ¦ 1QU LoRE | Seismic - Red Flag Warning - Catastrophic Fires | 2025 | Electric Reliability | 428.6023 | 1419.6506 | 2025 | Control | 0.1325 | 3 | 0 | esc | 0 | 0 | 0 | 0 | 0 | 0 | 0.15274 | 65.4638
[149 empty] | All EPR in 2020WLDFRFinancial | WLDFR | HFTD - Distribution - Tier 3 - 5QU CoRE ¦ 1QU LoRE | Seismic - Red Flag Warning - Catastrophic Fires | 2025 | Financial | 13939.561 | 1419.6506 | 2025 | Control | 0.053 | 3 | 0 | esc | 0 | 0 | 0 | 0 | 0 | 0 | 0.055966 | 780.1444
[149 empty] | All EPR in 2020WLDFRSafety | WLDFR | HFTD - Distribution - Tier 3 - 5QU CoRE ¦ 1QU LoRE | Seismic - Red Flag Warning - Catastrophic Fires | 2025 | Safety | 7467.8148 | 1419.6506 | 2025 | Control | 0.053 | 3 | 0 | esc | 0 | 0 | 0 | 0 | 0 | 0 | 0.055966 | 417.9453
[149 empty] | All EPR in 2020WLDFRElectric Reliability | WLDFR | HFTD - Distribution - Tier 3 - 5QU CoRE ¦ 2QU LoRE | Non-Red Flag Warning - Catastrophic Fires | 2021 | Electric Reliability | 222.2294 | 612.5567 | 2021 | Control | 0.1325 | 3 | 0 | esc | 0.15274 | 33.9428 | 0.15274 | 33.9428 | 0 | 0 | 0 | 0
[149 empty] | All EPR in 2020WLDFRFinancial | WLDFR | HFTD - Distribution - Tier 3 - 5QU CoRE ¦ 2QU LoRE | Non-Red Flag Warning - Catastrophic Fires | 2021 | Financial | 8585.7228 | 612.5567 | 2021 | Control | 0.053 | 3 | 0 | esc | 0.055966 | 480.5104 | 0.055966 | 480.5104 | 0 | 0 | 0 | 0
[149 empty] | All EPR in 2020WLDFRSafety | WLDFR | HFTD - Distribution - Tier 3 - 5QU CoRE ¦ 2QU LoRE | Non-Red Flag Warning - Catastrophic Fires | 2021 | Safety | 5338.1784 | 612.5567 | 2021 | Control | 0.053 | 3 | 0 | esc | 0.055966 | 298.7576 | 0.055966 | 298.7576 | 0 | 0 | 0 | 0
[149 empty] | All EPR in 2020WLDFRElectric Reliability | WLDFR | HFTD - Distribution - Tier 3 - 5QU CoRE ¦ 2QU LoRE | Non-Red Flag Warning - Catastrophic Fires | 2022 | Electric Reliability | 222.2294 | 612.5567 | 2022 | Control | 0.1325 | 3 | 0 | esc | 0.15274 | 33.9428 | 0.15274 | 33.9428 | 0.15274 | 33.9428 | 0 | 0
[149 empty] | All EPR in 2020WLDFRFinancial | WLDFR | HFTD - Distribution - Tier 3 - 5QU CoRE ¦ 2QU LoRE | Non-Red Flag Warning - Catastrophic Fires | 2022 | Financial | 8585.7228 | 612.5567 | 2022 | Control | 0.053 | 3 | 0 | esc | 0.055966 | 480.5104 | 0.055966 | 480.5104 | 0.055966 | 480.5104 | 0 | 0
[149 empty] | All EPR in 2020WLDFRSafety | WLDFR | HFTD - Distribution - Tier 3 - 5QU CoRE ¦ 2QU LoRE | Non-Red Flag Warning - Catastrophic Fires | 2022 | Safety | 5338.1784 | 612.5567 | 2022 | Control | 0.053 | 3 | 0 | esc | 0.055966 | 298.7576 | 0.055966 | 298.7576 | 0.055966 | 298.7576 | 0 | 0
[149 empty] | All EPR in 2020WLDFRElectric Reliability | WLDFR | HFTD - Distribution - Tier 3 - 5QU CoRE ¦ 2QU LoRE | Non-Red Flag Warning - Catastrophic Fires | 2023 | Electric Reliability | 233.2301 | 612.5567 | 2023 | Control | 0.1325 | 3 | 0 | esc | 0 | 0 | 0.15274 | 35.623 | 0.15274 | 35.623 | 0.15274 | 35.623
[149 empty] | All EPR in 2020WLDFRFinancial | WLDFR | HFTD - Distribution - Tier 3 - 5QU CoRE ¦ 2QU LoRE | Non-Red Flag Warning - Catastrophic Fires | 2023 | Financial | 8896.516 | 612.5567 | 2023 | Control | 0.053 | 3 | 0 | esc | 0 | 0 | 0.055966 | 497.9043 | 0.055966 | 497.9043 | 0.055966 | 497.9043
[149 empty] | All EPR in 2020WLDFRSafety | WLDFR | HFTD - Distribution - Tier 3 - 5QU CoRE ¦ 2QU LoRE | Non-Red Flag Warning - Catastrophic Fires | 2023 | Safety | 5534.8915 | 612.5567 | 2023 | Control | 0.053 | 3 | 0 | esc | 0 | 0 | 0.055966 | 309.7669 | 0.055966 | 309.7669 | 0.055966 | 309.7669
[149 empty] | All EPR in 2020WLDFRElectric Reliability | WLDFR | HFTD - Distribution - Tier 3 - 5QU CoRE ¦ 2QU LoRE | Non-Red Flag Warning - Catastrophic Fires | 2024 | Electric Reliability | 233.2301 | 612.5567 | 2024 | Control | 0.1325 | 3 | 0 | esc | 0 | 0 | 0 | 0 | 0.15274 | 35.623 | 0.15274 | 35.623
[149 empty] | All EPR in 2020WLDFRFinancial | WLDFR | HFTD - Distribution - Tier 3 - 5QU CoRE ¦ 2QU LoRE | Non-Red Flag Warning - Catastrophic Fires | 2024 | Financial | 8896.516 | 612.5567 | 2024 | Control | 0.053 | 3 | 0 | esc | 0 | 0 | 0 | 0 | 0.055966 | 497.9043 | 0.055966 | 497.9043
[149 empty] | All EPR in 2020WLDFRSafety | WLDFR | HFTD - Distribution - Tier 3 - 5QU CoRE ¦ 2QU LoRE | Non-Red Flag Warning - Catastrophic Fires | 2024 | Safety | 5534.8915 | 612.5567 | 2024 | Control | 0.053 | 3 | 0 | esc | 0 | 0 | 0 | 0 | 0.055966 | 309.7669 | 0.055966 | 309.7669
[149 empty] | All EPR in 2020WLDFRElectric Reliability | WLDFR | HFTD - Distribution - Tier 3 - 5QU CoRE ¦ 2QU LoRE | Non-Red Flag Warning - Catastrophic Fires | 2025 | Electric Reliability | 233.2301 | 612.5567 | 2025 | Control | 0.1325 | 3 | 0 | esc | 0 | 0 | 0 | 0 | 0 | 0 | 0.15274 | 35.623
[149 empty] | All EPR in 2020WLDFRFinancial | WLDFR | HFTD - Distribution - Tier 3 - 5QU CoRE ¦ 2QU LoRE | Non-Red Flag Warning - Catastrophic Fires | 2025 | Financial | 8896.516 | 612.5567 | 2025 | Control | 0.053 | 3 | 0 | esc | 0 | 0 | 0 | 0 | 0 | 0 | 0.055966 | 497.9043
[149 empty] | All EPR in 2020WLDFRSafety | WLDFR | HFTD - Distribution - Tier 3 - 5QU CoRE ¦ 2QU LoRE | Non-Red Flag Warning - Catastrophic Fires | 2025 | Safety | 5534.8915 | 612.5567 | 2025 | Control | 0.053 | 3 | 0 | esc | 0 | 0 | 0 | 0 | 0 | 0 | 0.055966 | 309.7669
[149 empty] | All EPR in 2020WLDFRElectric Reliability | WLDFR | HFTD - Distribution - Tier 3 - 5QU CoRE ¦ 2QU LoRE | Non-Red Flag Warning - Destructive Fires | 2021 | Electric Reliability | 222.2294 | 612.5567 | 2021 | Control | 0.1325 | 3 | 0 | esc | 0.15274 | 33.9428 | 0.15274 | 33.9428 | 0 | 0 | 0 | 0
[149 empty] | All EPR in 2020WLDFRFinancial | WLDFR | HFTD - Distribution - Tier 3 - 5QU CoRE ¦ 2QU LoRE | Non-Red Flag Warning - Destructive Fires | 2021 | Financial | 8585.7228 | 612.5567 | 2021 | Control | 0.053 | 3 | 0 | esc | 0.055966 | 480.5104 | 0.055966 | 480.5104 | 0 | 0 | 0 | 0
[149 empty] | All EPR in 2020WLDFRElectric Reliability | WLDFR | HFTD - Distribution - Tier 3 - 5QU CoRE ¦ 2QU LoRE | Non-Red Flag Warning - Destructive Fires | 2022 | Electric Reliability | 222.2294 | 612.5567 | 2022 | Control | 0.1325 | 3 | 0 | esc | 0.15274 | 33.9428 | 0.15274 | 33.9428 | 0.15274 | 33.9428 | 0 | 0
[149 empty] | All EPR in 2020WLDFRFinancial | WLDFR | HFTD - Distribution - Tier 3 - 5QU CoRE ¦ 2QU LoRE | Non-Red Flag Warning - Destructive Fires | 2022 | Financial | 8585.7228 | 612.5567 | 2022 | Control | 0.053 | 3 | 0 | esc | 0.055966 | 480.5104 | 0.055966 | 480.5104 | 0.055966 | 480.5104 | 0 | 0
[149 empty] | All EPR in 2020WLDFRElectric Reliability | WLDFR | HFTD - Distribution - Tier 3 - 5QU CoRE ¦ 2QU LoRE | Non-Red Flag Warning - Destructive Fires | 2023 | Electric Reliability | 233.2301 | 612.5567 | 2023 | Control | 0.1325 | 3 | 0 | esc | 0 | 0 | 0.15274 | 35.623 | 0.15274 | 35.623 | 0.15274 | 35.623
[149 empty] | All EPR in 2020WLDFRFinancial | WLDFR | HFTD - Distribution - Tier 3 - 5QU CoRE ¦ 2QU LoRE | Non-Red Flag Warning - Destructive Fires | 2023 | Financial | 8896.516 | 612.5567 | 2023 | Control | 0.053 | 3 | 0 | esc | 0 | 0 | 0.055966 | 497.9043 | 0.055966 | 497.9043 | 0.055966 | 497.9043
[149 empty] | All EPR in 2020WLDFRElectric Reliability | WLDFR | HFTD - Distribution - Tier 3 - 5QU CoRE ¦ 2QU LoRE | Non-Red Flag Warning - Destructive Fires | 2024 | Electric Reliability | 233.2301 | 612.5567 | 2024 | Control | 0.1325 | 3 | 0 | esc | 0 | 0 | 0 | 0 | 0.15274 | 35.623 | 0.15274 | 35.623
[149 empty] | All EPR in 2020WLDFRFinancial | WLDFR | HFTD - Distribution - Tier 3 - 5QU CoRE ¦ 2QU LoRE | Non-Red Flag Warning - Destructive Fires | 2024 | Financial | 8896.516 | 612.5567 | 2024 | Control | 0.053 | 3 | 0 | esc | 0 | 0 | 0 | 0 | 0.055966 | 497.9043 | 0.055966 | 497.9043
[149 empty] | All EPR in 2020WLDFRElectric Reliability | WLDFR | HFTD - Distribution - Tier 3 - 5QU CoRE ¦ 2QU LoRE | Non-Red Flag Warning - Destructive Fires | 2025 | Electric Reliability | 233.2301 | 612.5567 | 2025 | Control | 0.1325 | 3 | 0 | esc | 0 | 0 | 0 | 0 | 0 | 0 | 0.15274 | 35.623
[149 empty] | All EPR in 2020WLDFRFinancial | WLDFR | HFTD - Distribution - Tier 3 - 5QU CoRE ¦ 2QU LoRE | Non-Red Flag Warning - Destructive Fires | 2025 | Financial | 8896.516 | 612.5567 | 2025 | Control | 0.053 | 3 | 0 | esc | 0 | 0 | 0 | 0 | 0 | 0 | 0.055966 | 497.9043
[149 empty] | All EPR in 2020WLDFRElectric Reliability | WLDFR | HFTD - Distribution - Tier 3 - 5QU CoRE ¦ 2QU LoRE | Non-Red Flag Warning - Large Fires | 2021 | Electric Reliability | 0.69642 | 612.5567 | 2021 | Control | 0.1325 | 3 | 0 | esc | 0.15274 | 0.10637 | 0.15274 | 0.10637 | 0 | 0 | 0 | 0
[149 empty] | All EPR in 2020WLDFRFinancial | WLDFR | HFTD - Distribution - Tier 3 - 5QU CoRE ¦ 2QU LoRE | Non-Red Flag Warning - Large Fires | 2021 | Financial | 2.942 | 612.5567 | 2021 | Control | 0.053 | 3 | 0 | esc | 0.055966 | 0.16465 | 0.055966 | 0.16465 | 0 | 0 | 0 | 0
[149 empty] | All EPR in 2020WLDFRSafety | WLDFR | HFTD - Distribution - Tier 3 - 5QU CoRE ¦ 2QU LoRE | Non-Red Flag Warning - Large Fires | 2021 | Safety | 1.6022 | 612.5567 | 2021 | Control | 0.053 | 3 | 0 | esc | 0.055966 | 0.089668 | 0.055966 | 0.089668 | 0 | 0 | 0 | 0
[149 empty] | All EPR in 2020WLDFRElectric Reliability | WLDFR | HFTD - Distribution - Tier 3 - 5QU CoRE ¦ 2QU LoRE | Non-Red Flag Warning - Large Fires | 2022 | Electric Reliability | 0.69642 | 612.5567 | 2022 | Control | 0.1325 | 3 | 0 | esc | 0.15274 | 0.10637 | 0.15274 | 0.10637 | 0.15274 | 0.10637 | 0 | 0
[149 empty] | All EPR in 2020WLDFRFinancial | WLDFR | HFTD - Distribution - Tier 3 - 5QU CoRE ¦ 2QU LoRE | Non-Red Flag Warning - Large Fires | 2022 | Financial | 2.942 | 612.5567 | 2022 | Control | 0.053 | 3 | 0 | esc | 0.055966 | 0.16465 | 0.055966 | 0.16465 | 0.055966 | 0.16465 | 0 | 0
[149 empty] | All EPR in 2020WLDFRSafety | WLDFR | HFTD - Distribution - Tier 3 - 5QU CoRE ¦ 2QU LoRE | Non-Red Flag Warning - Large Fires | 2022 | Safety | 1.6022 | 612.5567 | 2022 | Control | 0.053 | 3 | 0 | esc | 0.055966 | 0.089668 | 0.055966 | 0.089668 | 0.055966 | 0.089668 | 0 | 0
[149 empty] | All EPR in 2020WLDFRElectric Reliability | WLDFR | HFTD - Distribution - Tier 3 - 5QU CoRE ¦ 2QU LoRE | Non-Red Flag Warning - Large Fires | 2023 | Electric Reliability | 0.71896 | 612.5567 | 2023 | Control | 0.1325 | 3 | 0 | esc | 0 | 0 | 0.15274 | 0.10981 | 0.15274 | 0.10981 | 0.15274 | 0.10981
[149 empty] | All EPR in 2020WLDFRFinancial | WLDFR | HFTD - Distribution - Tier 3 - 5QU CoRE ¦ 2QU LoRE | Non-Red Flag Warning - Large Fires | 2023 | Financial | 3.0715 | 612.5567 | 2023 | Control | 0.053 | 3 | 0 | esc | 0 | 0 | 0.055966 | 0.1719 | 0.055966 | 0.1719 | 0.055966 | 0.1719
[149 empty] | All EPR in 2020WLDFRSafety | WLDFR | HFTD - Distribution - Tier 3 - 5QU CoRE ¦ 2QU LoRE | Non-Red Flag Warning - Large Fires | 2023 | Safety | 1.6846 | 612.5567 | 2023 | Control | 0.053 | 3 | 0 | esc | 0 | 0 | 0.055966 | 0.094279 | 0.055966 | 0.094279 | 0.055966 | 0.094279
[149 empty] | All EPR in 2020WLDFRElectric Reliability | WLDFR | HFTD - Distribution - Tier 3 - 5QU CoRE ¦ 2QU LoRE | Non-Red Flag Warning - Large Fires | 2024 | Electric Reliability | 0.71896 | 612.5567 | 2024 | Control | 0.1325 | 3 | 0 | esc | 0 | 0 | 0 | 0 | 0.15274 | 0.10981 | 0.15274 | 0.10981
[149 empty] | All EPR in 2020WLDFRFinancial | WLDFR | HFTD - Distribution - Tier 3 - 5QU CoRE ¦ 2QU LoRE | Non-Red Flag Warning - Large Fires | 2024 | Financial | 3.0715 | 612.5567 | 2024 | Control | 0.053 | 3 | 0 | esc | 0 | 0 | 0 | 0 | 0.055966 | 0.1719 | 0.055966 | 0.1719
[149 empty] | All EPR in 2020WLDFRSafety | WLDFR | HFTD - Distribution - Tier 3 - 5QU CoRE ¦ 2QU LoRE | Non-Red Flag Warning - Large Fires | 2024 | Safety | 1.6846 | 612.5567 | 2024 | Control | 0.053 | 3 | 0 | esc | 0 | 0 | 0 | 0 | 0.055966 | 0.094279 | 0.055966 | 0.094279
[149 empty] | All EPR in 2020WLDFRElectric Reliability | WLDFR | HFTD - Distribution - Tier 3 - 5QU CoRE ¦ 2QU LoRE | Non-Red Flag Warning - Large Fires | 2025 | Electric Reliability | 0.71896 | 612.5567 | 2025 | Control | 0.1325 | 3 | 0 | esc | 0 | 0 | 0 | 0 | 0 | 0 | 0.15274 | 0.10981
[149 empty] | All EPR in 2020WLDFRFinancial | WLDFR | HFTD - Distribution - Tier 3 - 5QU CoRE ¦ 2QU LoRE | Non-Red Flag Warning - Large Fires | 2025 | Financial | 3.0715 | 612.5567 | 2025 | Control | 0.053 | 3 | 0 | esc | 0 | 0 | 0 | 0 | 0 | 0 | 0.055966 | 0.1719
[149 empty] | All EPR in 2020WLDFRSafety | WLDFR | HFTD - Distribution - Tier 3 - 5QU CoRE ¦ 2QU LoRE | Non-Red Flag Warning - Large Fires | 2025 | Safety | 1.6846 | 612.5567 | 2025 | Control | 0.053 | 3 | 0 | esc | 0 | 0 | 0 | 0 | 0 | 0 | 0.055966 | 0.094279
[149 empty] | All EPR in 2020WLDFRElectric Reliability | WLDFR | HFTD - Distribution - Tier 3 - 5QU CoRE ¦ 2QU LoRE | Non-Red Flag Warning - Small Fires | 2021 | Electric Reliability | 0.036425 | 612.5567 | 2021 | Control | 0.1325 | 3 | 0 | esc | 0.15274 | 0.0055635 | 0.15274 | 0.0055635 | 0 | 0 | 0 | 0
[149 empty] | All EPR in 2020WLDFRFinancial | WLDFR | HFTD - Distribution - Tier 3 - 5QU CoRE ¦ 2QU LoRE | Non-Red Flag Warning - Small Fires | 2021 | Financial | 0.0015809 | 612.5567 | 2021 | Control | 0.053 | 3 | 0 | esc | 0.055966 | 8.8475e-05 | 0.055966 | 8.8475e-05 | 0 | 0 | 0 | 0
[149 empty] | All EPR in 2020WLDFRSafety | WLDFR | HFTD - Distribution - Tier 3 - 5QU CoRE ¦ 2QU LoRE | Non-Red Flag Warning - Small Fires | 2021 | Safety | 0.039895 | 612.5567 | 2021 | Control | 0.053 | 3 | 0 | esc | 0.055966 | 0.0022328 | 0.055966 | 0.0022328 | 0 | 0 | 0 | 0
[149 empty] | All EPR in 2020WLDFRElectric Reliability | WLDFR | HFTD - Distribution - Tier 3 - 5QU CoRE ¦ 2QU LoRE | Non-Red Flag Warning - Small Fires | 2022 | Electric Reliability | 0.036425 | 612.5567 | 2022 | Control | 0.1325 | 3 | 0 | esc | 0.15274 | 0.0055635 | 0.15274 | 0.0055635 | 0.15274 | 0.0055635 | 0 | 0
[149 empty] | All EPR in 2020WLDFRFinancial | WLDFR | HFTD - Distribution - Tier 3 - 5QU CoRE ¦ 2QU LoRE | Non-Red Flag Warning - Small Fires | 2022 | Financial | 0.0015809 | 612.5567 | 2022 | Control | 0.053 | 3 | 0 | esc | 0.055966 | 8.8475e-05 | 0.055966 | 8.8475e-05 | 0.055966 | 8.8475e-05 | 0 | 0
[149 empty] | All EPR in 2020WLDFRSafety | WLDFR | HFTD - Distribution - Tier 3 - 5QU CoRE ¦ 2QU LoRE | Non-Red Flag Warning - Small Fires | 2022 | Safety | 0.039895 | 612.5567 | 2022 | Control | 0.053 | 3 | 0 | esc | 0.055966 | 0.0022328 | 0.055966 | 0.0022328 | 0.055966 | 0.0022328 | 0 | 0
[149 empty] | All EPR in 2020WLDFRElectric Reliability | WLDFR | HFTD - Distribution - Tier 3 - 5QU CoRE ¦ 2QU LoRE | Non-Red Flag Warning - Small Fires | 2023 | Electric Reliability | 0.03759 | 612.5567 | 2023 | Control | 0.1325 | 3 | 0 | esc | 0 | 0 | 0.15274 | 0.0057414 | 0.15274 | 0.0057414 | 0.15274 | 0.0057414
[149 empty] | All EPR in 2020WLDFRFinancial | WLDFR | HFTD - Distribution - Tier 3 - 5QU CoRE ¦ 2QU LoRE | Non-Red Flag Warning - Small Fires | 2023 | Financial | 0.0016314 | 612.5567 | 2023 | Control | 0.053 | 3 | 0 | esc | 0 | 0 | 0.055966 | 9.1305e-05 | 0.055966 | 9.1305e-05 | 0.055966 | 9.1305e-05
[149 empty] | All EPR in 2020WLDFRSafety | WLDFR | HFTD - Distribution - Tier 3 - 5QU CoRE ¦ 2QU LoRE | Non-Red Flag Warning - Small Fires | 2023 | Safety | 0.041187 | 612.5567 | 2023 | Control | 0.053 | 3 | 0 | esc | 0 | 0 | 0.055966 | 0.0023051 | 0.055966 | 0.0023051 | 0.055966 | 0.0023051
[149 empty] | All EPR in 2020WLDFRElectric Reliability | WLDFR | HFTD - Distribution - Tier 3 - 5QU CoRE ¦ 2QU LoRE | Non-Red Flag Warning - Small Fires | 2024 | Electric Reliability | 0.03759 | 612.5567 | 2024 | Control | 0.1325 | 3 | 0 | esc | 0 | 0 | 0 | 0 | 0.15274 | 0.0057414 | 0.15274 | 0.0057414
[149 empty] | All EPR in 2020WLDFRFinancial | WLDFR | HFTD - Distribution - Tier 3 - 5QU CoRE ¦ 2QU LoRE | Non-Red Flag Warning - Small Fires | 2024 | Financial | 0.0016314 | 612.5567 | 2024 | Control | 0.053 | 3 | 0 | esc | 0 | 0 | 0 | 0 | 0.055966 | 9.1305e-05 | 0.055966 | 9.1305e-05
[149 empty] | All EPR in 2020WLDFRSafety | WLDFR | HFTD - Distribution - Tier 3 - 5QU CoRE ¦ 2QU LoRE | Non-Red Flag Warning - Small Fires | 2024 | Safety | 0.041187 | 612.5567 | 2024 | Control | 0.053 | 3 | 0 | esc | 0 | 0 | 0 | 0 | 0.055966 | 0.0023051 | 0.055966 | 0.0023051
[149 empty] | All EPR in 2020WLDFRElectric Reliability | WLDFR | HFTD - Distribution - Tier 3 - 5QU CoRE ¦ 2QU LoRE | Non-Red Flag Warning - Small Fires | 2025 | Electric Reliability | 0.03759 | 612.5567 | 2025 | Control | 0.1325 | 3 | 0 | esc | 0 | 0 | 0 | 0 | 0 | 0 | 0.15274 | 0.0057414
[149 empty] | All EPR in 2020WLDFRFinancial | WLDFR | HFTD - Distribution - Tier 3 - 5QU CoRE ¦ 2QU LoRE | Non-Red Flag Warning - Small Fires | 2025 | Financial | 0.0016314 | 612.5567 | 2025 | Control | 0.053 | 3 | 0 | esc | 0 | 0 | 0 | 0 | 0 | 0 | 0.055966 | 9.1305e-05
[149 empty] | All EPR in 2020WLDFRSafety | WLDFR | HFTD - Distribution - Tier 3 - 5QU CoRE ¦ 2QU LoRE | Non-Red Flag Warning - Small Fires | 2025 | Safety | 0.041187 | 612.5567 | 2025 | Control | 0.053 | 3 | 0 | esc | 0 | 0 | 0 | 0 | 0 | 0 | 0.055966 | 0.0023051
[149 empty] | All EPR in 2020WLDFRElectric Reliability | WLDFR | HFTD - Distribution - Tier 3 - 5QU CoRE ¦ 2QU LoRE | Red Flag Warning - Catastrophic Fires | 2021 | Electric Reliability | 222.2294 | 612.5567 | 2021 | Control | 0.1325 | 3 | 0 | esc | 0.15274 | 33.9428 | 0.15274 | 33.9428 | 0 | 0 | 0 | 0
[149 empty] | All EPR in 2020WLDFRFinancial | WLDFR | HFTD - Distribution - Tier 3 - 5QU CoRE ¦ 2QU LoRE | Red Flag Warning - Catastrophic Fires | 2021 | Financial | 8585.7228 | 612.5567 | 2021 | Control | 0.053 | 3 | 0 | esc | 0.055966 | 480.5104 | 0.055966 | 480.5104 | 0 | 0 | 0 | 0
[149 empty] | All EPR in 2020WLDFRSafety | WLDFR | HFTD - Distribution - Tier 3 - 5QU CoRE ¦ 2QU LoRE | Red Flag Warning - Catastrophic Fires | 2021 | Safety | 5338.1784 | 612.5567 | 2021 | Control | 0.053 | 3 | 0 | esc | 0.055966 | 298.7576 | 0.055966 | 298.7576 | 0 | 0 | 0 | 0
[149 empty] | All EPR in 2020WLDFRElectric Reliability | WLDFR | HFTD - Distribution - Tier 3 - 5QU CoRE ¦ 2QU LoRE | Red Flag Warning - Catastrophic Fires | 2022 | Electric Reliability | 222.2294 | 612.5567 | 2022 | Control | 0.1325 | 3 | 0 | esc | 0.15274 | 33.9428 | 0.15274 | 33.9428 | 0.15274 | 33.9428 | 0 | 0
[149 empty] | All EPR in 2020WLDFRFinancial | WLDFR | HFTD - Distribution - Tier 3 - 5QU CoRE ¦ 2QU LoRE | Red Flag Warning - Catastrophic Fires | 2022 | Financial | 8585.7228 | 612.5567 | 2022 | Control | 0.053 | 3 | 0 | esc | 0.055966 | 480.5104 | 0.055966 | 480.5104 | 0.055966 | 480.5104 | 0 | 0
[149 empty] | All EPR in 2020WLDFRSafety | WLDFR | HFTD - Distribution - Tier 3 - 5QU CoRE ¦ 2QU LoRE | Red Flag Warning - Catastrophic Fires | 2022 | Safety | 5338.1784 | 612.5567 | 2022 | Control | 0.053 | 3 | 0 | esc | 0.055966 | 298.7576 | 0.055966 | 298.7576 | 0.055966 | 298.7576 | 0 | 0
[149 empty] | All EPR in 2020WLDFRElectric Reliability | WLDFR | HFTD - Distribution - Tier 3 - 5QU CoRE ¦ 2QU LoRE | Red Flag Warning - Catastrophic Fires | 2023 | Electric Reliability | 233.2301 | 612.5567 | 2023 | Control | 0.1325 | 3 | 0 | esc | 0 | 0 | 0.15274 | 35.623 | 0.15274 | 35.623 | 0.15274 | 35.623
[149 empty] | All EPR in 2020WLDFRFinancial | WLDFR | HFTD - Distribution - Tier 3 - 5QU CoRE ¦ 2QU LoRE | Red Flag Warning - Catastrophic Fires | 2023 | Financial | 8896.516 | 612.5567 | 2023 | Control | 0.053 | 3 | 0 | esc | 0 | 0 | 0.055966 | 497.9043 | 0.055966 | 497.9043 | 0.055966 | 497.9043
[149 empty] | All EPR in 2020WLDFRSafety | WLDFR | HFTD - Distribution - Tier 3 - 5QU CoRE ¦ 2QU LoRE | Red Flag Warning - Catastrophic Fires | 2023 | Safety | 5534.8915 | 612.5567 | 2023 | Control | 0.053 | 3 | 0 | esc | 0 | 0 | 0.055966 | 309.7669 | 0.055966 | 309.7669 | 0.055966 | 309.7669
[149 empty] | All EPR in 2020WLDFRElectric Reliability | WLDFR | HFTD - Distribution - Tier 3 - 5QU CoRE ¦ 2QU LoRE | Red Flag Warning - Catastrophic Fires | 2024 | Electric Reliability | 233.2301 | 612.5567 | 2024 | Control | 0.1325 | 3 | 0 | esc | 0 | 0 | 0 | 0 | 0.15274 | 35.623 | 0.15274 | 35.623
[149 empty] | All EPR in 2020WLDFRFinancial | WLDFR | HFTD - Distribution - Tier 3 - 5QU CoRE ¦ 2QU LoRE | Red Flag Warning - Catastrophic Fires | 2024 | Financial | 8896.516 | 612.5567 | 2024 | Control | 0.053 | 3 | 0 | esc | 0 | 0 | 0 | 0 | 0.055966 | 497.9043 | 0.055966 | 497.9043
[149 empty] | All EPR in 2020WLDFRSafety | WLDFR | HFTD - Distribution - Tier 3 - 5QU CoRE ¦ 2QU LoRE | Red Flag Warning - Catastrophic Fires | 2024 | Safety | 5534.8915 | 612.5567 | 2024 | Control | 0.053 | 3 | 0 | esc | 0 | 0 | 0 | 0 | 0.055966 | 309.7669 | 0.055966 | 309.7669
[149 empty] | All EPR in 2020WLDFRElectric Reliability | WLDFR | HFTD - Distribution - Tier 3 - 5QU CoRE ¦ 2QU LoRE | Red Flag Warning - Catastrophic Fires | 2025 | Electric Reliability | 233.2301 | 612.5567 | 2025 | Control | 0.1325 | 3 | 0 | esc | 0 | 0 | 0 | 0 | 0 | 0 | 0.15274 | 35.623
[149 empty] | All EPR in 2020WLDFRFinancial | WLDFR | HFTD - Distribution - Tier 3 - 5QU CoRE ¦ 2QU LoRE | Red Flag Warning - Catastrophic Fires | 2025 | Financial | 8896.516 | 612.5567 | 2025 | Control | 0.053 | 3 | 0 | esc | 0 | 0 | 0 | 0 | 0 | 0 | 0.055966 | 497.9043
[149 empty] | All EPR in 2020WLDFRSafety | WLDFR | HFTD - Distribution - Tier 3 - 5QU CoRE ¦ 2QU LoRE | Red Flag Warning - Catastrophic Fires | 2025 | Safety | 5534.8915 | 612.5567 | 2025 | Control | 0.053 | 3 | 0 | esc | 0 | 0 | 0 | 0 | 0 | 0 | 0.055966 | 309.7669
[149 empty] | All EPR in 2020WLDFRElectric Reliability | WLDFR | HFTD - Distribution - Tier 3 - 5QU CoRE ¦ 2QU LoRE | Red Flag Warning - Destructive Fires | 2021 | Electric Reliability | 222.2294 | 612.5567 | 2021 | Control | 0.1325 | 3 | 0 | esc | 0.15274 | 33.9428 | 0.15274 | 33.9428 | 0 | 0 | 0 | 0
[149 empty] | All EPR in 2020WLDFRFinancial | WLDFR | HFTD - Distribution - Tier 3 - 5QU CoRE ¦ 2QU LoRE | Red Flag Warning - Destructive Fires | 2021 | Financial | 8585.7228 | 612.5567 | 2021 | Control | 0.053 | 3 | 0 | esc | 0.055966 | 480.5104 | 0.055966 | 480.5104 | 0 | 0 | 0 | 0
[149 empty] | All EPR in 2020WLDFRElectric Reliability | WLDFR | HFTD - Distribution - Tier 3 - 5QU CoRE ¦ 2QU LoRE | Red Flag Warning - Destructive Fires | 2022 | Electric Reliability | 222.2294 | 612.5567 | 2022 | Control | 0.1325 | 3 | 0 | esc | 0.15274 | 33.9428 | 0.15274 | 33.9428 | 0.15274 | 33.9428 | 0 | 0
[149 empty] | All EPR in 2020WLDFRFinancial | WLDFR | HFTD - Distribution - Tier 3 - 5QU CoRE ¦ 2QU LoRE | Red Flag Warning - Destructive Fires | 2022 | Financial | 8585.7228 | 612.5567 | 2022 | Control | 0.053 | 3 | 0 | esc | 0.055966 | 480.5104 | 0.055966 | 480.5104 | 0.055966 | 480.5104 | 0 | 0
[149 empty] | All EPR in 2020WLDFRElectric Reliability | WLDFR | HFTD - Distribution - Tier 3 - 5QU CoRE ¦ 2QU LoRE | Red Flag Warning - Destructive Fires | 2023 | Electric Reliability | 233.2301 | 612.5567 | 2023 | Control | 0.1325 | 3 | 0 | esc | 0 | 0 | 0.15274 | 35.623 | 0.15274 | 35.623 | 0.15274 | 35.623
[149 empty] | All EPR in 2020WLDFRFinancial | WLDFR | HFTD - Distribution - Tier 3 - 5QU CoRE ¦ 2QU LoRE | Red Flag Warning - Destructive Fires | 2023 | Financial | 8896.516 | 612.5567 | 2023 | Control | 0.053 | 3 | 0 | esc | 0 | 0 | 0.055966 | 497.9043 | 0.055966 | 497.9043 | 0.055966 | 497.9043
[149 empty] | All EPR in 2020WLDFRElectric Reliability | WLDFR | HFTD - Distribution - Tier 3 - 5QU CoRE ¦ 2QU LoRE | Red Flag Warning - Destructive Fires | 2024 | Electric Reliability | 233.2301 | 612.5567 | 2024 | Control | 0.1325 | 3 | 0 | esc | 0 | 0 | 0 | 0 | 0.15274 | 35.623 | 0.15274 | 35.623
[149 empty] | All EPR in 2020WLDFRFinancial | WLDFR | HFTD - Distribution - Tier 3 - 5QU CoRE ¦ 2QU LoRE | Red Flag Warning - Destructive Fires | 2024 | Financial | 8896.516 | 612.5567 | 2024 | Control | 0.053 | 3 | 0 | esc | 0 | 0 | 0 | 0 | 0.055966 | 497.9043 | 0.055966 | 497.9043
[149 empty] | All EPR in 2020WLDFRElectric Reliability | WLDFR | HFTD - Distribution - Tier 3 - 5QU CoRE ¦ 2QU LoRE | Red Flag Warning - Destructive Fires | 2025 | Electric Reliability | 233.2301 | 612.5567 | 2025 | Control | 0.1325 | 3 | 0 | esc | 0 | 0 | 0 | 0 | 0 | 0 | 0.15274 | 35.623
[149 empty] | All EPR in 2020WLDFRFinancial | WLDFR | HFTD - Distribution - Tier 3 - 5QU CoRE ¦ 2QU LoRE | Red Flag Warning - Destructive Fires | 2025 | Financial | 8896.516 | 612.5567 | 2025 | Control | 0.053 | 3 | 0 | esc | 0 | 0 | 0 | 0 | 0 | 0 | 0.055966 | 497.9043
[149 empty] | All EPR in 2020WLDFRElectric Reliability | WLDFR | HFTD - Distribution - Tier 3 - 5QU CoRE ¦ 2QU LoRE | Red Flag Warning - Large Fires | 2021 | Electric Reliability | 0.69642 | 612.5567 | 2021 | Control | 0.1325 | 3 | 0 | esc | 0.15274 | 0.10637 | 0.15274 | 0.10637 | 0 | 0 | 0 | 0
[149 empty] | All EPR in 2020WLDFRFinancial | WLDFR | HFTD - Distribution - Tier 3 - 5QU CoRE ¦ 2QU LoRE | Red Flag Warning - Large Fires | 2021 | Financial | 2.942 | 612.5567 | 2021 | Control | 0.053 | 3 | 0 | esc | 0.055966 | 0.16465 | 0.055966 | 0.16465 | 0 | 0 | 0 | 0
[149 empty] | All EPR in 2020WLDFRSafety | WLDFR | HFTD - Distribution - Tier 3 - 5QU CoRE ¦ 2QU LoRE | Red Flag Warning - Large Fires | 2021 | Safety | 1.6022 | 612.5567 | 2021 | Control | 0.053 | 3 | 0 | esc | 0.055966 | 0.089668 | 0.055966 | 0.089668 | 0 | 0 | 0 | 0
[149 empty] | All EPR in 2020WLDFRElectric Reliability | WLDFR | HFTD - Distribution - Tier 3 - 5QU CoRE ¦ 2QU LoRE | Red Flag Warning - Large Fires | 2022 | Electric Reliability | 0.69642 | 612.5567 | 2022 | Control | 0.1325 | 3 | 0 | esc | 0.15274 | 0.10637 | 0.15274 | 0.10637 | 0.15274 | 0.10637 | 0 | 0
[149 empty] | All EPR in 2020WLDFRFinancial | WLDFR | HFTD - Distribution - Tier 3 - 5QU CoRE ¦ 2QU LoRE | Red Flag Warning - Large Fires | 2022 | Financial | 2.942 | 612.5567 | 2022 | Control | 0.053 | 3 | 0 | esc | 0.055966 | 0.16465 | 0.055966 | 0.16465 | 0.055966 | 0.16465 | 0 | 0
[149 empty] | All EPR in 2020WLDFRSafety | WLDFR | HFTD - Distribution - Tier 3 - 5QU CoRE ¦ 2QU LoRE | Red Flag Warning - Large Fires | 2022 | Safety | 1.6022 | 612.5567 | 2022 | Control | 0.053 | 3 | 0 | esc | 0.055966 | 0.089668 | 0.055966 | 0.089668 | 0.055966 | 0.089668 | 0 | 0
[149 empty] | All EPR in 2020WLDFRElectric Reliability | WLDFR | HFTD - Distribution - Tier 3 - 5QU CoRE ¦ 2QU LoRE | Red Flag Warning - Large Fires | 2023 | Electric Reliability | 0.71896 | 612.5567 | 2023 | Control | 0.1325 | 3 | 0 | esc | 0 | 0 | 0.15274 | 0.10981 | 0.15274 | 0.10981 | 0.15274 | 0.10981
[149 empty] | All EPR in 2020WLDFRFinancial | WLDFR | HFTD - Distribution - Tier 3 - 5QU CoRE ¦ 2QU LoRE | Red Flag Warning - Large Fires | 2023 | Financial | 3.0715 | 612.5567 | 2023 | Control | 0.053 | 3 | 0 | esc | 0 | 0 | 0.055966 | 0.1719 | 0.055966 | 0.1719 | 0.055966 | 0.1719
[149 empty] | All EPR in 2020WLDFRSafety | WLDFR | HFTD - Distribution - Tier 3 - 5QU CoRE ¦ 2QU LoRE | Red Flag Warning - Large Fires | 2023 | Safety | 1.6846 | 612.5567 | 2023 | Control | 0.053 | 3 | 0 | esc | 0 | 0 | 0.055966 | 0.094279 | 0.055966 | 0.094279 | 0.055966 | 0.094279
[149 empty] | All EPR in 2020WLDFRElectric Reliability | WLDFR | HFTD - Distribution - Tier 3 - 5QU CoRE ¦ 2QU LoRE | Red Flag Warning - Large Fires | 2024 | Electric Reliability | 0.71896 | 612.5567 | 2024 | Control | 0.1325 | 3 | 0 | esc | 0 | 0 | 0 | 0 | 0.15274 | 0.10981 | 0.15274 | 0.10981
[149 empty] | All EPR in 2020WLDFRFinancial | WLDFR | HFTD - Distribution - Tier 3 - 5QU CoRE ¦ 2QU LoRE | Red Flag Warning - Large Fires | 2024 | Financial | 3.0715 | 612.5567 | 2024 | Control | 0.053 | 3 | 0 | esc | 0 | 0 | 0 | 0 | 0.055966 | 0.1719 | 0.055966 | 0.1719
[149 empty] | All EPR in 2020WLDFRSafety | WLDFR | HFTD - Distribution - Tier 3 - 5QU CoRE ¦ 2QU LoRE | Red Flag Warning - Large Fires | 2024 | Safety | 1.6846 | 612.5567 | 2024 | Control | 0.053 | 3 | 0 | esc | 0 | 0 | 0 | 0 | 0.055966 | 0.094279 | 0.055966 | 0.094279
[149 empty] | All EPR in 2020WLDFRElectric Reliability | WLDFR | HFTD - Distribution - Tier 3 - 5QU CoRE ¦ 2QU LoRE | Red Flag Warning - Large Fires | 2025 | Electric Reliability | 0.71896 | 612.5567 | 2025 | Control | 0.1325 | 3 | 0 | esc | 0 | 0 | 0 | 0 | 0 | 0 | 0.15274 | 0.10981
[149 empty] | All EPR in 2020WLDFRFinancial | WLDFR | HFTD - Distribution - Tier 3 - 5QU CoRE ¦ 2QU LoRE | Red Flag Warning - Large Fires | 2025 | Financial | 3.0715 | 612.5567 | 2025 | Control | 0.053 | 3 | 0 | esc | 0 | 0 | 0 | 0 | 0 | 0 | 0.055966 | 0.1719
[149 empty] | All EPR in 2020WLDFRSafety | WLDFR | HFTD - Distribution - Tier 3 - 5QU CoRE ¦ 2QU LoRE | Red Flag Warning - Large Fires | 2025 | Safety | 1.6846 | 612.5567 | 2025 | Control | 0.053 | 3 | 0 | esc | 0 | 0 | 0 | 0 | 0 | 0 | 0.055966 | 0.094279
[149 empty] | All EPR in 2020WLDFRElectric Reliability | WLDFR | HFTD - Distribution - Tier 3 - 5QU CoRE ¦ 2QU LoRE | Red Flag Warning - Small Fires | 2021 | Electric Reliability | 0.036425 | 612.5567 | 2021 | Control | 0.1325 | 3 | 0 | esc | 0.15274 | 0.0055635 | 0.15274 | 0.0055635 | 0 | 0 | 0 | 0
[149 empty] | All EPR in 2020WLDFRFinancial | WLDFR | HFTD - Distribution - Tier 3 - 5QU CoRE ¦ 2QU LoRE | Red Flag Warning - Small Fires | 2021 | Financial | 0.0015809 | 612.5567 | 2021 | Control | 0.053 | 3 | 0 | esc | 0.055966 | 8.8475e-05 | 0.055966 | 8.8475e-05 | 0 | 0 | 0 | 0
[149 empty] | All EPR in 2020WLDFRSafety | WLDFR | HFTD - Distribution - Tier 3 - 5QU CoRE ¦ 2QU LoRE | Red Flag Warning - Small Fires | 2021 | Safety | 0.039895 | 612.5567 | 2021 | Control | 0.053 | 3 | 0 | esc | 0.055966 | 0.0022328 | 0.055966 | 0.0022328 | 0 | 0 | 0 | 0
[149 empty] | All EPR in 2020WLDFRElectric Reliability | WLDFR | HFTD - Distribution - Tier 3 - 5QU CoRE ¦ 2QU LoRE | Red Flag Warning - Small Fires | 2022 | Electric Reliability | 0.036425 | 612.5567 | 2022 | Control | 0.1325 | 3 | 0 | esc | 0.15274 | 0.0055635 | 0.15274 | 0.0055635 | 0.15274 | 0.0055635 | 0 | 0
[149 empty] | All EPR in 2020WLDFRFinancial | WLDFR | HFTD - Distribution - Tier 3 - 5QU CoRE ¦ 2QU LoRE | Red Flag Warning - Small Fires | 2022 | Financial | 0.0015809 | 612.5567 | 2022 | Control | 0.053 | 3 | 0 | esc | 0.055966 | 8.8475e-05 | 0.055966 | 8.8475e-05 | 0.055966 | 8.8475e-05 | 0 | 0
[149 empty] | All EPR in 2020WLDFRSafety | WLDFR | HFTD - Distribution - Tier 3 - 5QU CoRE ¦ 2QU LoRE | Red Flag Warning - Small Fires | 2022 | Safety | 0.039895 | 612.5567 | 2022 | Control | 0.053 | 3 | 0 | esc | 0.055966 | 0.0022328 | 0.055966 | 0.0022328 | 0.055966 | 0.0022328 | 0 | 0
[149 empty] | All EPR in 2020WLDFRElectric Reliability | WLDFR | HFTD - Distribution - Tier 3 - 5QU CoRE ¦ 2QU LoRE | Red Flag Warning - Small Fires | 2023 | Electric Reliability | 0.03759 | 612.5567 | 2023 | Control | 0.1325 | 3 | 0 | esc | 0 | 0 | 0.15274 | 0.0057414 | 0.15274 | 0.0057414 | 0.15274 | 0.0057414
[149 empty] | All EPR in 2020WLDFRFinancial | WLDFR | HFTD - Distribution - Tier 3 - 5QU CoRE ¦ 2QU LoRE | Red Flag Warning - Small Fires | 2023 | Financial | 0.0016314 | 612.5567 | 2023 | Control | 0.053 | 3 | 0 | esc | 0 | 0 | 0.055966 | 9.1305e-05 | 0.055966 | 9.1305e-05 | 0.055966 | 9.1305e-05
[149 empty] | All EPR in 2020WLDFRSafety | WLDFR | HFTD - Distribution - Tier 3 - 5QU CoRE ¦ 2QU LoRE | Red Flag Warning - Small Fires | 2023 | Safety | 0.041187 | 612.5567 | 2023 | Control | 0.053 | 3 | 0 | esc | 0 | 0 | 0.055966 | 0.0023051 | 0.055966 | 0.0023051 | 0.055966 | 0.0023051
[149 empty] | All EPR in 2020WLDFRElectric Reliability | WLDFR | HFTD - Distribution - Tier 3 - 5QU CoRE ¦ 2QU LoRE | Red Flag Warning - Small Fires | 2024 | Electric Reliability | 0.03759 | 612.5567 | 2024 | Control | 0.1325 | 3 | 0 | esc | 0 | 0 | 0 | 0 | 0.15274 | 0.0057414 | 0.15274 | 0.0057414
[149 empty] | All EPR in 2020WLDFRFinancial | WLDFR | HFTD - Distribution - Tier 3 - 5QU CoRE ¦ 2QU LoRE | Red Flag Warning - Small Fires | 2024 | Financial | 0.0016314 | 612.5567 | 2024 | Control | 0.053 | 3 | 0 | esc | 0 | 0 | 0 | 0 | 0.055966 | 9.1305e-05 | 0.055966 | 9.1305e-05
[149 empty] | All EPR in 2020WLDFRSafety | WLDFR | HFTD - Distribution - Tier 3 - 5QU CoRE ¦ 2QU LoRE | Red Flag Warning - Small Fires | 2024 | Safety | 0.041187 | 612.5567 | 2024 | Control | 0.053 | 3 | 0 | esc | 0 | 0 | 0 | 0 | 0.055966 | 0.0023051 | 0.055966 | 0.0023051
[149 empty] | All EPR in 2020WLDFRElectric Reliability | WLDFR | HFTD - Distribution - Tier 3 - 5QU CoRE ¦ 2QU LoRE | Red Flag Warning - Small Fires | 2025 | Electric Reliability | 0.03759 | 612.5567 | 2025 | Control | 0.1325 | 3 | 0 | esc | 0 | 0 | 0 | 0 | 0 | 0 | 0.15274 | 0.0057414
[149 empty] | All EPR in 2020WLDFRFinancial | WLDFR | HFTD - Distribution - Tier 3 - 5QU CoRE ¦ 2QU LoRE | Red Flag Warning - Small Fires | 2025 | Financial | 0.0016314 | 612.5567 | 2025 | Control | 0.053 | 3 | 0 | esc | 0 | 0 | 0 | 0 | 0 | 0 | 0.055966 | 9.1305e-05
[149 empty] | All EPR in 2020WLDFRSafety | WLDFR | HFTD - Distribution - Tier 3 - 5QU CoRE ¦ 2QU LoRE | Red Flag Warning - Small Fires | 2025 | Safety | 0.041187 | 612.5567 | 2025 | Control | 0.053 | 3 | 0 | esc | 0 | 0 | 0 | 0 | 0 | 0 | 0.055966 | 0.0023051
[149 empty] | All EPR in 2020WLDFRElectric Reliability | WLDFR | HFTD - Distribution - Tier 3 - 5QU CoRE ¦ 2QU LoRE | Seismic - Non-Red Flag Warning - Catastrophic Fires | 2021 | Electric Reliability | 409.2237 | 612.5567 | 2021 | Control | 0.1325 | 3 | 0 | esc | 0.15274 | 62.5039 | 0.15274 | 62.5039 | 0 | 0 | 0 | 0
[149 empty] | All EPR in 2020WLDFRFinancial | WLDFR | HFTD - Distribution - Tier 3 - 5QU CoRE ¦ 2QU LoRE | Seismic - Non-Red Flag Warning - Catastrophic Fires | 2021 | Financial | 13469.0878 | 612.5567 | 2021 | Control | 0.053 | 3 | 0 | esc | 0.055966 | 753.8138 | 0.055966 | 753.8138 | 0 | 0 | 0 | 0
[149 empty] | All EPR in 2020WLDFRSafety | WLDFR | HFTD - Distribution - Tier 3 - 5QU CoRE ¦ 2QU LoRE | Seismic - Non-Red Flag Warning - Catastrophic Fires | 2021 | Safety | 7205.5313 | 612.5567 | 2021 | Control | 0.053 | 3 | 0 | esc | 0.055966 | 403.2663 | 0.055966 | 403.2663 | 0 | 0 | 0 | 0
[149 empty] | All EPR in 2020WLDFRElectric Reliability | WLDFR | HFTD - Distribution - Tier 3 - 5QU CoRE ¦ 2QU LoRE | Seismic - Non-Red Flag Warning - Catastrophic Fires | 2022 | Electric Reliability | 409.2237 | 612.5567 | 2022 | Control | 0.1325 | 3 | 0 | esc | 0.15274 | 62.5039 | 0.15274 | 62.5039 | 0.15274 | 62.5039 | 0 | 0
[149 empty] | All EPR in 2020WLDFRFinancial | WLDFR | HFTD - Distribution - Tier 3 - 5QU CoRE ¦ 2QU LoRE | Seismic - Non-Red Flag Warning - Catastrophic Fires | 2022 | Financial | 13469.0878 | 612.5567 | 2022 | Control | 0.053 | 3 | 0 | esc | 0.055966 | 753.8138 | 0.055966 | 753.8138 | 0.055966 | 753.8138 | 0 | 0
[149 empty] | All EPR in 2020WLDFRSafety | WLDFR | HFTD - Distribution - Tier 3 - 5QU CoRE ¦ 2QU LoRE | Seismic - Non-Red Flag Warning - Catastrophic Fires | 2022 | Safety | 7205.5313 | 612.5567 | 2022 | Control | 0.053 | 3 | 0 | esc | 0.055966 | 403.2663 | 0.055966 | 403.2663 | 0.055966 | 403.2663 | 0 | 0
[149 empty] | All EPR in 2020WLDFRElectric Reliability | WLDFR | HFTD - Distribution - Tier 3 - 5QU CoRE ¦ 2QU LoRE | Seismic - Non-Red Flag Warning - Catastrophic Fires | 2023 | Electric Reliability | 428.6023 | 612.5567 | 2023 | Control | 0.1325 | 3 | 0 | esc | 0 | 0 | 0.15274 | 65.4638 | 0.15274 | 65.4638 | 0.15274 | 65.4638
[149 empty] | All EPR in 2020WLDFRFinancial | WLDFR | HFTD - Distribution - Tier 3 - 5QU CoRE ¦ 2QU LoRE | Seismic - Non-Red Flag Warning - Catastrophic Fires | 2023 | Financial | 13939.561 | 612.5567 | 2023 | Control | 0.053 | 3 | 0 | esc | 0 | 0 | 0.055966 | 780.1444 | 0.055966 | 780.1444 | 0.055966 | 780.1444
[149 empty] | All EPR in 2020WLDFRSafety | WLDFR | HFTD - Distribution - Tier 3 - 5QU CoRE ¦ 2QU LoRE | Seismic - Non-Red Flag Warning - Catastrophic Fires | 2023 | Safety | 7467.8148 | 612.5567 | 2023 | Control | 0.053 | 3 | 0 | esc | 0 | 0 | 0.055966 | 417.9453 | 0.055966 | 417.9453 | 0.055966 | 417.9453
[149 empty] | All EPR in 2020WLDFRElectric Reliability | WLDFR | HFTD - Distribution - Tier 3 - 5QU CoRE ¦ 2QU LoRE | Seismic - Non-Red Flag Warning - Catastrophic Fires | 2024 | Electric Reliability | 428.6023 | 612.5567 | 2024 | Control | 0.1325 | 3 | 0 | esc | 0 | 0 | 0 | 0 | 0.15274 | 65.4638 | 0.15274 | 65.4638
[149 empty] | All EPR in 2020WLDFRFinancial | WLDFR | HFTD - Distribution - Tier 3 - 5QU CoRE ¦ 2QU LoRE | Seismic - Non-Red Flag Warning - Catastrophic Fires | 2024 | Financial | 13939.561 | 612.5567 | 2024 | Control | 0.053 | 3 | 0 | esc | 0 | 0 | 0 | 0 | 0.055966 | 780.1444 | 0.055966 | 780.1444
[149 empty] | All EPR in 2020WLDFRSafety | WLDFR | HFTD - Distribution - Tier 3 - 5QU CoRE ¦ 2QU LoRE | Seismic - Non-Red Flag Warning - Catastrophic Fires | 2024 | Safety | 7467.8148 | 612.5567 | 2024 | Control | 0.053 | 3 | 0 | esc | 0 | 0 | 0 | 0 | 0.055966 | 417.9453 | 0.055966 | 417.9453
[149 empty] | All EPR in 2020WLDFRElectric Reliability | WLDFR | HFTD - Distribution - Tier 3 - 5QU CoRE ¦ 2QU LoRE | Seismic - Non-Red Flag Warning - Catastrophic Fires | 2025 | Electric Reliability | 428.6023 | 612.5567 | 2025 | Control | 0.1325 | 3 | 0 | esc | 0 | 0 | 0 | 0 | 0 | 0 | 0.15274 | 65.4638
[149 empty] | All EPR in 2020WLDFRFinancial | WLDFR | HFTD - Distribution - Tier 3 - 5QU CoRE ¦ 2QU LoRE | Seismic - Non-Red Flag Warning - Catastrophic Fires | 2025 | Financial | 13939.561 | 612.5567 | 2025 | Control | 0.053 | 3 | 0 | esc | 0 | 0 | 0 | 0 | 0 | 0 | 0.055966 | 780.1444
[149 empty] | All EPR in 2020WLDFRSafety | WLDFR | HFTD - Distribution - Tier 3 - 5QU CoRE ¦ 2QU LoRE | Seismic - Non-Red Flag Warning - Catastrophic Fires | 2025 | Safety | 7467.8148 | 612.5567 | 2025 | Control | 0.053 | 3 | 0 | esc | 0 | 0 | 0 | 0 | 0 | 0 | 0.055966 | 417.9453
[149 empty] | All EPR in 2020WLDFRElectric Reliability | WLDFR | HFTD - Distribution - Tier 3 - 5QU CoRE ¦ 2QU LoRE | Seismic - Red Flag Warning - Catastrophic Fires | 2021 | Electric Reliability | 409.2237 | 612.5567 | 2021 | Control | 0.1325 | 3 | 0 | esc | 0.15274 | 62.5039 | 0.15274 | 62.5039 | 0 | 0 | 0 | 0
[149 empty] | All EPR in 2020WLDFRFinancial | WLDFR | HFTD - Distribution - Tier 3 - 5QU CoRE ¦ 2QU LoRE | Seismic - Red Flag Warning - Catastrophic Fires | 2021 | Financial | 13469.0878 | 612.5567 | 2021 | Control | 0.053 | 3 | 0 | esc | 0.055966 | 753.8138 | 0.055966 | 753.8138 | 0 | 0 | 0 | 0
[149 empty] | All EPR in 2020WLDFRSafety | WLDFR | HFTD - Distribution - Tier 3 - 5QU CoRE ¦ 2QU LoRE | Seismic - Red Flag Warning - Catastrophic Fires | 2021 | Safety | 7205.5313 | 612.5567 | 2021 | Control | 0.053 | 3 | 0 | esc | 0.055966 | 403.2663 | 0.055966 | 403.2663 | 0 | 0 | 0 | 0
[149 empty] | All EPR in 2020WLDFRElectric Reliability | WLDFR | HFTD - Distribution - Tier 3 - 5QU CoRE ¦ 2QU LoRE | Seismic - Red Flag Warning - Catastrophic Fires | 2022 | Electric Reliability | 409.2237 | 612.5567 | 2022 | Control | 0.1325 | 3 | 0 | esc | 0.15274 | 62.5039 | 0.15274 | 62.5039 | 0.15274 | 62.5039 | 0 | 0
[149 empty] | All EPR in 2020WLDFRFinancial | WLDFR | HFTD - Distribution - Tier 3 - 5QU CoRE ¦ 2QU LoRE | Seismic - Red Flag Warning - Catastrophic Fires | 2022 | Financial | 13469.0878 | 612.5567 | 2022 | Control | 0.053 | 3 | 0 | esc | 0.055966 | 753.8138 | 0.055966 | 753.8138 | 0.055966 | 753.8138 | 0 | 0
[149 empty] | All EPR in 2020WLDFRSafety | WLDFR | HFTD - Distribution - Tier 3 - 5QU CoRE ¦ 2QU LoRE | Seismic - Red Flag Warning - Catastrophic Fires | 2022 | Safety | 7205.5313 | 612.5567 | 2022 | Control | 0.053 | 3 | 0 | esc | 0.055966 | 403.2663 | 0.055966 | 403.2663 | 0.055966 | 403.2663 | 0 | 0
[149 empty] | All EPR in 2020WLDFRElectric Reliability | WLDFR | HFTD - Distribution - Tier 3 - 5QU CoRE ¦ 2QU LoRE | Seismic - Red Flag Warning - Catastrophic Fires | 2023 | Electric Reliability | 428.6023 | 612.5567 | 2023 | Control | 0.1325 | 3 | 0 | esc | 0 | 0 | 0.15274 | 65.4638 | 0.15274 | 65.4638 | 0.15274 | 65.4638
[149 empty] | All EPR in 2020WLDFRFinancial | WLDFR | HFTD - Distribution - Tier 3 - 5QU CoRE ¦ 2QU LoRE | Seismic - Red Flag Warning - Catastrophic Fires | 2023 | Financial | 13939.561 | 612.5567 | 2023 | Control | 0.053 | 3 | 0 | esc | 0 | 0 | 0.055966 | 780.1444 | 0.055966 | 780.1444 | 0.055966 | 780.1444
[149 empty] | All EPR in 2020WLDFRSafety | WLDFR | HFTD - Distribution - Tier 3 - 5QU CoRE ¦ 2QU LoRE | Seismic - Red Flag Warning - Catastrophic Fires | 2023 | Safety | 7467.8148 | 612.5567 | 2023 | Control | 0.053 | 3 | 0 | esc | 0 | 0 | 0.055966 | 417.9453 | 0.055966 | 417.9453 | 0.055966 | 417.9453
[149 empty] | All EPR in 2020WLDFRElectric Reliability | WLDFR | HFTD - Distribution - Tier 3 - 5QU CoRE ¦ 2QU LoRE | Seismic - Red Flag Warning - Catastrophic Fires | 2024 | Electric Reliability | 428.6023 | 612.5567 | 2024 | Control | 0.1325 | 3 | 0 | esc | 0 | 0 | 0 | 0 | 0.15274 | 65.4638 | 0.15274 | 65.4638
[149 empty] | All EPR in 2020WLDFRFinancial | WLDFR | HFTD - Distribution - Tier 3 - 5QU CoRE ¦ 2QU LoRE | Seismic - Red Flag Warning - Catastrophic Fires | 2024 | Financial | 13939.561 | 612.5567 | 2024 | Control | 0.053 | 3 | 0 | esc | 0 | 0 | 0 | 0 | 0.055966 | 780.1444 | 0.055966 | 780.1444
[149 empty] | All EPR in 2020WLDFRSafety | WLDFR | HFTD - Distribution - Tier 3 - 5QU CoRE ¦ 2QU LoRE | Seismic - Red Flag Warning - Catastrophic Fires | 2024 | Safety | 7467.8148 | 612.5567 | 2024 | Control | 0.053 | 3 | 0 | esc | 0 | 0 | 0 | 0 | 0.055966 | 417.9453 | 0.055966 | 417.9453
[149 empty] | All EPR in 2020WLDFRElectric Reliability | WLDFR | HFTD - Distribution - Tier 3 - 5QU CoRE ¦ 2QU LoRE | Seismic - Red Flag Warning - Catastrophic Fires | 2025 | Electric Reliability | 428.6023 | 612.5567 | 2025 | Control | 0.1325 | 3 | 0 | esc | 0 | 0 | 0 | 0 | 0 | 0 | 0.15274 | 65.4638
[149 empty] | All EPR in 2020WLDFRFinancial | WLDFR | HFTD - Distribution - Tier 3 - 5QU CoRE ¦ 2QU LoRE | Seismic - Red Flag Warning - Catastrophic Fires | 2025 | Financial | 13939.561 | 612.5567 | 2025 | Control | 0.053 | 3 | 0 | esc | 0 | 0 | 0 | 0 | 0 | 0 | 0.055966 | 780.1444
[149 empty] | All EPR in 2020WLDFRSafety | WLDFR | HFTD - Distribution - Tier 3 - 5QU CoRE ¦ 2QU LoRE | Seismic - Red Flag Warning - Catastrophic Fires | 2025 | Safety | 7467.8148 | 612.5567 | 2025 | Control | 0.053 | 3 | 0 | esc | 0 | 0 | 0 | 0 | 0 | 0 | 0.055966 | 417.9453
[149 empty] | All EPR in 2020WLDFRElectric Reliability | WLDFR | HFTD - Distribution - Tier 3 - 5QU CoRE ¦ 3QU LoRE | Non-Red Flag Warning - Catastrophic Fires | 2021 | Electric Reliability | 222.2294 | 143.628 | 2021 | Control | 0.1325 | 3 | 0 | esc | 0.15274 | 33.9428 | 0.15274 | 33.9428 | 0 | 0 | 0 | 0
[149 empty] | All EPR in 2020WLDFRFinancial | WLDFR | HFTD - Distribution - Tier 3 - 5QU CoRE ¦ 3QU LoRE | Non-Red Flag Warning - Catastrophic Fires | 2021 | Financial | 8585.7228 | 143.628 | 2021 | Control | 0.053 | 3 | 0 | esc | 0.055966 | 480.5104 | 0.055966 | 480.5104 | 0 | 0 | 0 | 0
[149 empty] | All EPR in 2020WLDFRSafety | WLDFR | HFTD - Distribution - Tier 3 - 5QU CoRE ¦ 3QU LoRE | Non-Red Flag Warning - Catastrophic Fires | 2021 | Safety | 5338.1784 | 143.628 | 2021 | Control | 0.053 | 3 | 0 | esc | 0.055966 | 298.7576 | 0.055966 | 298.7576 | 0 | 0 | 0 | 0
[149 empty] | All EPR in 2020WLDFRElectric Reliability | WLDFR | HFTD - Distribution - Tier 3 - 5QU CoRE ¦ 3QU LoRE | Non-Red Flag Warning - Catastrophic Fires | 2022 | Electric Reliability | 222.2294 | 143.628 | 2022 | Control | 0.1325 | 3 | 0 | esc | 0.15274 | 33.9428 | 0.15274 | 33.9428 | 0.15274 | 33.9428 | 0 | 0
[149 empty] | All EPR in 2020WLDFRFinancial | WLDFR | HFTD - Distribution - Tier 3 - 5QU CoRE ¦ 3QU LoRE | Non-Red Flag Warning - Catastrophic Fires | 2022 | Financial | 8585.7228 | 143.628 | 2022 | Control | 0.053 | 3 | 0 | esc | 0.055966 | 480.5104 | 0.055966 | 480.5104 | 0.055966 | 480.5104 | 0 | 0
[149 empty] | All EPR in 2020WLDFRSafety | WLDFR | HFTD - Distribution - Tier 3 - 5QU CoRE ¦ 3QU LoRE | Non-Red Flag Warning - Catastrophic Fires | 2022 | Safety | 5338.1784 | 143.628 | 2022 | Control | 0.053 | 3 | 0 | esc | 0.055966 | 298.7576 | 0.055966 | 298.7576 | 0.055966 | 298.7576 | 0 | 0
[149 empty] | All EPR in 2020WLDFRElectric Reliability | WLDFR | HFTD - Distribution - Tier 3 - 5QU CoRE ¦ 3QU LoRE | Non-Red Flag Warning - Catastrophic Fires | 2023 | Electric Reliability | 233.2301 | 143.628 | 2023 | Control | 0.1325 | 3 | 0 | esc | 0 | 0 | 0.15274 | 35.623 | 0.15274 | 35.623 | 0.15274 | 35.623
[149 empty] | All EPR in 2020WLDFRFinancial | WLDFR | HFTD - Distribution - Tier 3 - 5QU CoRE ¦ 3QU LoRE | Non-Red Flag Warning - Catastrophic Fires | 2023 | Financial | 8896.516 | 143.628 | 2023 | Control | 0.053 | 3 | 0 | esc | 0 | 0 | 0.055966 | 497.9043 | 0.055966 | 497.9043 | 0.055966 | 497.9043
[149 empty] | All EPR in 2020WLDFRSafety | WLDFR | HFTD - Distribution - Tier 3 - 5QU CoRE ¦ 3QU LoRE | Non-Red Flag Warning - Catastrophic Fires | 2023 | Safety | 5534.8915 | 143.628 | 2023 | Control | 0.053 | 3 | 0 | esc | 0 | 0 | 0.055966 | 309.7669 | 0.055966 | 309.7669 | 0.055966 | 309.7669
[149 empty] | All EPR in 2020WLDFRElectric Reliability | WLDFR | HFTD - Distribution - Tier 3 - 5QU CoRE ¦ 3QU LoRE | Non-Red Flag Warning - Catastrophic Fires | 2024 | Electric Reliability | 233.2301 | 143.628 | 2024 | Control | 0.1325 | 3 | 0 | esc | 0 | 0 | 0 | 0 | 0.15274 | 35.623 | 0.15274 | 35.623
[149 empty] | All EPR in 2020WLDFRFinancial | WLDFR | HFTD - Distribution - Tier 3 - 5QU CoRE ¦ 3QU LoRE | Non-Red Flag Warning - Catastrophic Fires | 2024 | Financial | 8896.516 | 143.628 | 2024 | Control | 0.053 | 3 | 0 | esc | 0 | 0 | 0 | 0 | 0.055966 | 497.9043 | 0.055966 | 497.9043
[149 empty] | All EPR in 2020WLDFRSafety | WLDFR | HFTD - Distribution - Tier 3 - 5QU CoRE ¦ 3QU LoRE | Non-Red Flag Warning - Catastrophic Fires | 2024 | Safety | 5534.8915 | 143.628 | 2024 | Control | 0.053 | 3 | 0 | esc | 0 | 0 | 0 | 0 | 0.055966 | 309.7669 | 0.055966 | 309.7669
[149 empty] | All EPR in 2020WLDFRElectric Reliability | WLDFR | HFTD - Distribution - Tier 3 - 5QU CoRE ¦ 3QU LoRE | Non-Red Flag Warning - Catastrophic Fires | 2025 | Electric Reliability | 233.2301 | 143.628 | 2025 | Control | 0.1325 | 3 | 0 | esc | 0 | 0 | 0 | 0 | 0 | 0 | 0.15274 | 35.623
[149 empty] | All EPR in 2020WLDFRFinancial | WLDFR | HFTD - Distribution - Tier 3 - 5QU CoRE ¦ 3QU LoRE | Non-Red Flag Warning - Catastrophic Fires | 2025 | Financial | 8896.516 | 143.628 | 2025 | Control | 0.053 | 3 | 0 | esc | 0 | 0 | 0 | 0 | 0 | 0 | 0.055966 | 497.9043
[149 empty] | All EPR in 2020WLDFRSafety | WLDFR | HFTD - Distribution - Tier 3 - 5QU CoRE ¦ 3QU LoRE | Non-Red Flag Warning - Catastrophic Fires | 2025 | Safety | 5534.8915 | 143.628 | 2025 | Control | 0.053 | 3 | 0 | esc | 0 | 0 | 0 | 0 | 0 | 0 | 0.055966 | 309.7669
[149 empty] | All EPR in 2020WLDFRElectric Reliability | WLDFR | HFTD - Distribution - Tier 3 - 5QU CoRE ¦ 3QU LoRE | Non-Red Flag Warning - Destructive Fires | 2021 | Electric Reliability | 222.2294 | 143.628 | 2021 | Control | 0.1325 | 3 | 0 | esc | 0.15274 | 33.9428 | 0.15274 | 33.9428 | 0 | 0 | 0 | 0
[149 empty] | All EPR in 2020WLDFRFinancial | WLDFR | HFTD - Distribution - Tier 3 - 5QU CoRE ¦ 3QU LoRE | Non-Red Flag Warning - Destructive Fires | 2021 | Financial | 8585.7228 | 143.628 | 2021 | Control | 0.053 | 3 | 0 | esc | 0.055966 | 480.5104 | 0.055966 | 480.5104 | 0 | 0 | 0 | 0
[149 empty] | All EPR in 2020WLDFRElectric Reliability | WLDFR | HFTD - Distribution - Tier 3 - 5QU CoRE ¦ 3QU LoRE | Non-Red Flag Warning - Destructive Fires | 2022 | Electric Reliability | 222.2294 | 143.628 | 2022 | Control | 0.1325 | 3 | 0 | esc | 0.15274 | 33.9428 | 0.15274 | 33.9428 | 0.15274 | 33.9428 | 0 | 0
[149 empty] | All EPR in 2020WLDFRFinancial | WLDFR | HFTD - Distribution - Tier 3 - 5QU CoRE ¦ 3QU LoRE | Non-Red Flag Warning - Destructive Fires | 2022 | Financial | 8585.7228 | 143.628 | 2022 | Control | 0.053 | 3 | 0 | esc | 0.055966 | 480.5104 | 0.055966 | 480.5104 | 0.055966 | 480.5104 | 0 | 0
[149 empty] | All EPR in 2020WLDFRElectric Reliability | WLDFR | HFTD - Distribution - Tier 3 - 5QU CoRE ¦ 3QU LoRE | Non-Red Flag Warning - Destructive Fires | 2023 | Electric Reliability | 233.2301 | 143.628 | 2023 | Control | 0.1325 | 3 | 0 | esc | 0 | 0 | 0.15274 | 35.623 | 0.15274 | 35.623 | 0.15274 | 35.623
[149 empty] | All EPR in 2020WLDFRFinancial | WLDFR | HFTD - Distribution - Tier 3 - 5QU CoRE ¦ 3QU LoRE | Non-Red Flag Warning - Destructive Fires | 2023 | Financial | 8896.516 | 143.628 | 2023 | Control | 0.053 | 3 | 0 | esc | 0 | 0 | 0.055966 | 497.9043 | 0.055966 | 497.9043 | 0.055966 | 497.9043
[149 empty] | All EPR in 2020WLDFRElectric Reliability | WLDFR | HFTD - Distribution - Tier 3 - 5QU CoRE ¦ 3QU LoRE | Non-Red Flag Warning - Destructive Fires | 2024 | Electric Reliability | 233.2301 | 143.628 | 2024 | Control | 0.1325 | 3 | 0 | esc | 0 | 0 | 0 | 0 | 0.15274 | 35.623 | 0.15274 | 35.623
[149 empty] | All EPR in 2020WLDFRFinancial | WLDFR | HFTD - Distribution - Tier 3 - 5QU CoRE ¦ 3QU LoRE | Non-Red Flag Warning - Destructive Fires | 2024 | Financial | 8896.516 | 143.628 | 2024 | Control | 0.053 | 3 | 0 | esc | 0 | 0 | 0 | 0 | 0.055966 | 497.9043 | 0.055966 | 497.9043
[149 empty] | All EPR in 2020WLDFRElectric Reliability | WLDFR | HFTD - Distribution - Tier 3 - 5QU CoRE ¦ 3QU LoRE | Non-Red Flag Warning - Destructive Fires | 2025 | Electric Reliability | 233.2301 | 143.628 | 2025 | Control | 0.1325 | 3 | 0 | esc | 0 | 0 | 0 | 0 | 0 | 0 | 0.15274 | 35.623
[149 empty] | All EPR in 2020WLDFRFinancial | WLDFR | HFTD - Distribution - Tier 3 - 5QU CoRE ¦ 3QU LoRE | Non-Red Flag Warning - Destructive Fires | 2025 | Financial | 8896.516 | 143.628 | 2025 | Control | 0.053 | 3 | 0 | esc | 0 | 0 | 0 | 0 | 0 | 0 | 0.055966 | 497.9043
[149 empty] | All EPR in 2020WLDFRElectric Reliability | WLDFR | HFTD - Distribution - Tier 3 - 5QU CoRE ¦ 3QU LoRE | Non-Red Flag Warning - Large Fires | 2021 | Electric Reliability | 0.69642 | 143.628 | 2021 | Control | 0.1325 | 3 | 0 | esc | 0.15274 | 0.10637 | 0.15274 | 0.10637 | 0 | 0 | 0 | 0
[149 empty] | All EPR in 2020WLDFRFinancial | WLDFR | HFTD - Distribution - Tier 3 - 5QU CoRE ¦ 3QU LoRE | Non-Red Flag Warning - Large Fires | 2021 | Financial | 2.942 | 143.628 | 2021 | Control | 0.053 | 3 | 0 | esc | 0.055966 | 0.16465 | 0.055966 | 0.16465 | 0 | 0 | 0 | 0
[149 empty] | All EPR in 2020WLDFRSafety | WLDFR | HFTD - Distribution - Tier 3 - 5QU CoRE ¦ 3QU LoRE | Non-Red Flag Warning - Large Fires | 2021 | Safety | 1.6022 | 143.628 | 2021 | Control | 0.053 | 3 | 0 | esc | 0.055966 | 0.089668 | 0.055966 | 0.089668 | 0 | 0 | 0 | 0
[149 empty] | All EPR in 2020WLDFRElectric Reliability | WLDFR | HFTD - Distribution - Tier 3 - 5QU CoRE ¦ 3QU LoRE | Non-Red Flag Warning - Large Fires | 2022 | Electric Reliability | 0.69642 | 143.628 | 2022 | Control | 0.1325 | 3 | 0 | esc | 0.15274 | 0.10637 | 0.15274 | 0.10637 | 0.15274 | 0.10637 | 0 | 0
[149 empty] | All EPR in 2020WLDFRFinancial | WLDFR | HFTD - Distribution - Tier 3 - 5QU CoRE ¦ 3QU LoRE | Non-Red Flag Warning - Large Fires | 2022 | Financial | 2.942 | 143.628 | 2022 | Control | 0.053 | 3 | 0 | esc | 0.055966 | 0.16465 | 0.055966 | 0.16465 | 0.055966 | 0.16465 | 0 | 0
[149 empty] | All EPR in 2020WLDFRSafety | WLDFR | HFTD - Distribution - Tier 3 - 5QU CoRE ¦ 3QU LoRE | Non-Red Flag Warning - Large Fires | 2022 | Safety | 1.6022 | 143.628 | 2022 | Control | 0.053 | 3 | 0 | esc | 0.055966 | 0.089668 | 0.055966 | 0.089668 | 0.055966 | 0.089668 | 0 | 0
[149 empty] | All EPR in 2020WLDFRElectric Reliability | WLDFR | HFTD - Distribution - Tier 3 - 5QU CoRE ¦ 3QU LoRE | Non-Red Flag Warning - Large Fires | 2023 | Electric Reliability | 0.71896 | 143.628 | 2023 | Control | 0.1325 | 3 | 0 | esc | 0 | 0 | 0.15274 | 0.10981 | 0.15274 | 0.10981 | 0.15274 | 0.10981
[149 empty] | All EPR in 2020WLDFRFinancial | WLDFR | HFTD - Distribution - Tier 3 - 5QU CoRE ¦ 3QU LoRE | Non-Red Flag Warning - Large Fires | 2023 | Financial | 3.0715 | 143.628 | 2023 | Control | 0.053 | 3 | 0 | esc | 0 | 0 | 0.055966 | 0.1719 | 0.055966 | 0.1719 | 0.055966 | 0.1719
[149 empty] | All EPR in 2020WLDFRSafety | WLDFR | HFTD - Distribution - Tier 3 - 5QU CoRE ¦ 3QU LoRE | Non-Red Flag Warning - Large Fires | 2023 | Safety | 1.6846 | 143.628 | 2023 | Control | 0.053 | 3 | 0 | esc | 0 | 0 | 0.055966 | 0.094279 | 0.055966 | 0.094279 | 0.055966 | 0.094279
[149 empty] | All EPR in 2020WLDFRElectric Reliability | WLDFR | HFTD - Distribution - Tier 3 - 5QU CoRE ¦ 3QU LoRE | Non-Red Flag Warning - Large Fires | 2024 | Electric Reliability | 0.71896 | 143.628 | 2024 | Control | 0.1325 | 3 | 0 | esc | 0 | 0 | 0 | 0 | 0.15274 | 0.10981 | 0.15274 | 0.10981
[149 empty] | All EPR in 2020WLDFRFinancial | WLDFR | HFTD - Distribution - Tier 3 - 5QU CoRE ¦ 3QU LoRE | Non-Red Flag Warning - Large Fires | 2024 | Financial | 3.0715 | 143.628 | 2024 | Control | 0.053 | 3 | 0 | esc | 0 | 0 | 0 | 0 | 0.055966 | 0.1719 | 0.055966 | 0.1719
[149 empty] | All EPR in 2020WLDFRSafety | WLDFR | HFTD - Distribution - Tier 3 - 5QU CoRE ¦ 3QU LoRE | Non-Red Flag Warning - Large Fires | 2024 | Safety | 1.6846 | 143.628 | 2024 | Control | 0.053 | 3 | 0 | esc | 0 | 0 | 0 | 0 | 0.055966 | 0.094279 | 0.055966 | 0.094279
[149 empty] | All EPR in 2020WLDFRElectric Reliability | WLDFR | HFTD - Distribution - Tier 3 - 5QU CoRE ¦ 3QU LoRE | Non-Red Flag Warning - Large Fires | 2025 | Electric Reliability | 0.71896 | 143.628 | 2025 | Control | 0.1325 | 3 | 0 | esc | 0 | 0 | 0 | 0 | 0 | 0 | 0.15274 | 0.10981
[149 empty] | All EPR in 2020WLDFRFinancial | WLDFR | HFTD - Distribution - Tier 3 - 5QU CoRE ¦ 3QU LoRE | Non-Red Flag Warning - Large Fires | 2025 | Financial | 3.0715 | 143.628 | 2025 | Control | 0.053 | 3 | 0 | esc | 0 | 0 | 0 | 0 | 0 | 0 | 0.055966 | 0.1719
[149 empty] | All EPR in 2020WLDFRSafety | WLDFR | HFTD - Distribution - Tier 3 - 5QU CoRE ¦ 3QU LoRE | Non-Red Flag Warning - Large Fires | 2025 | Safety | 1.6846 | 143.628 | 2025 | Control | 0.053 | 3 | 0 | esc | 0 | 0 | 0 | 0 | 0 | 0 | 0.055966 | 0.094279
[149 empty] | All EPR in 2020WLDFRElectric Reliability | WLDFR | HFTD - Distribution - Tier 3 - 5QU CoRE ¦ 3QU LoRE | Non-Red Flag Warning - Small Fires | 2021 | Electric Reliability | 0.036425 | 143.628 | 2021 | Control | 0.1325 | 3 | 0 | esc | 0.15274 | 0.0055635 | 0.15274 | 0.0055635 | 0 | 0 | 0 | 0
[149 empty] | All EPR in 2020WLDFRFinancial | WLDFR | HFTD - Distribution - Tier 3 - 5QU CoRE ¦ 3QU LoRE | Non-Red Flag Warning - Small Fires | 2021 | Financial | 0.0015809 | 143.628 | 2021 | Control | 0.053 | 3 | 0 | esc | 0.055966 | 8.8475e-05 | 0.055966 | 8.8475e-05 | 0 | 0 | 0 | 0
[149 empty] | All EPR in 2020WLDFRSafety | WLDFR | HFTD - Distribution - Tier 3 - 5QU CoRE ¦ 3QU LoRE | Non-Red Flag Warning - Small Fires | 2021 | Safety | 0.039895 | 143.628 | 2021 | Control | 0.053 | 3 | 0 | esc | 0.055966 | 0.0022328 | 0.055966 | 0.0022328 | 0 | 0 | 0 | 0
[149 empty] | All EPR in 2020WLDFRElectric Reliability | WLDFR | HFTD - Distribution - Tier 3 - 5QU CoRE ¦ 3QU LoRE | Non-Red Flag Warning - Small Fires | 2022 | Electric Reliability | 0.036425 | 143.628 | 2022 | Control | 0.1325 | 3 | 0 | esc | 0.15274 | 0.0055635 | 0.15274 | 0.0055635 | 0.15274 | 0.0055635 | 0 | 0
[149 empty] | All EPR in 2020WLDFRFinancial | WLDFR | HFTD - Distribution - Tier 3 - 5QU CoRE ¦ 3QU LoRE | Non-Red Flag Warning - Small Fires | 2022 | Financial | 0.0015809 | 143.628 | 2022 | Control | 0.053 | 3 | 0 | esc | 0.055966 | 8.8475e-05 | 0.055966 | 8.8475e-05 | 0.055966 | 8.8475e-05 | 0 | 0
[149 empty] | All EPR in 2020WLDFRSafety | WLDFR | HFTD - Distribution - Tier 3 - 5QU CoRE ¦ 3QU LoRE | Non-Red Flag Warning - Small Fires | 2022 | Safety | 0.039895 | 143.628 | 2022 | Control | 0.053 | 3 | 0 | esc | 0.055966 | 0.0022328 | 0.055966 | 0.0022328 | 0.055966 | 0.0022328 | 0 | 0
[149 empty] | All EPR in 2020WLDFRElectric Reliability | WLDFR | HFTD - Distribution - Tier 3 - 5QU CoRE ¦ 3QU LoRE | Non-Red Flag Warning - Small Fires | 2023 | Electric Reliability | 0.03759 | 143.628 | 2023 | Control | 0.1325 | 3 | 0 | esc | 0 | 0 | 0.15274 | 0.0057414 | 0.15274 | 0.0057414 | 0.15274 | 0.0057414
[149 empty] | All EPR in 2020WLDFRFinancial | WLDFR | HFTD - Distribution - Tier 3 - 5QU CoRE ¦ 3QU LoRE | Non-Red Flag Warning - Small Fires | 2023 | Financial | 0.0016314 | 143.628 | 2023 | Control | 0.053 | 3 | 0 | esc | 0 | 0 | 0.055966 | 9.1305e-05 | 0.055966 | 9.1305e-05 | 0.055966 | 9.1305e-05
[149 empty] | All EPR in 2020WLDFRSafety | WLDFR | HFTD - Distribution - Tier 3 - 5QU CoRE ¦ 3QU LoRE | Non-Red Flag Warning - Small Fires | 2023 | Safety | 0.041187 | 143.628 | 2023 | Control | 0.053 | 3 | 0 | esc | 0 | 0 | 0.055966 | 0.0023051 | 0.055966 | 0.0023051 | 0.055966 | 0.0023051
[149 empty] | All EPR in 2020WLDFRElectric Reliability | WLDFR | HFTD - Distribution - Tier 3 - 5QU CoRE ¦ 3QU LoRE | Non-Red Flag Warning - Small Fires | 2024 | Electric Reliability | 0.03759 | 143.628 | 2024 | Control | 0.1325 | 3 | 0 | esc | 0 | 0 | 0 | 0 | 0.15274 | 0.0057414 | 0.15274 | 0.0057414
[149 empty] | All EPR in 2020WLDFRFinancial | WLDFR | HFTD - Distribution - Tier 3 - 5QU CoRE ¦ 3QU LoRE | Non-Red Flag Warning - Small Fires | 2024 | Financial | 0.0016314 | 143.628 | 2024 | Control | 0.053 | 3 | 0 | esc | 0 | 0 | 0 | 0 | 0.055966 | 9.1305e-05 | 0.055966 | 9.1305e-05
[149 empty] | All EPR in 2020WLDFRSafety | WLDFR | HFTD - Distribution - Tier 3 - 5QU CoRE ¦ 3QU LoRE | Non-Red Flag Warning - Small Fires | 2024 | Safety | 0.041187 | 143.628 | 2024 | Control | 0.053 | 3 | 0 | esc | 0 | 0 | 0 | 0 | 0.055966 | 0.0023051 | 0.055966 | 0.0023051
[149 empty] | All EPR in 2020WLDFRElectric Reliability | WLDFR | HFTD - Distribution - Tier 3 - 5QU CoRE ¦ 3QU LoRE | Non-Red Flag Warning - Small Fires | 2025 | Electric Reliability | 0.03759 | 143.628 | 2025 | Control | 0.1325 | 3 | 0 | esc | 0 | 0 | 0 | 0 | 0 | 0 | 0.15274 | 0.0057414
[149 empty] | All EPR in 2020WLDFRFinancial | WLDFR | HFTD - Distribution - Tier 3 - 5QU CoRE ¦ 3QU LoRE | Non-Red Flag Warning - Small Fires | 2025 | Financial | 0.0016314 | 143.628 | 2025 | Control | 0.053 | 3 | 0 | esc | 0 | 0 | 0 | 0 | 0 | 0 | 0.055966 | 9.1305e-05
[149 empty] | All EPR in 2020WLDFRSafety | WLDFR | HFTD - Distribution - Tier 3 - 5QU CoRE ¦ 3QU LoRE | Non-Red Flag Warning - Small Fires | 2025 | Safety | 0.041187 | 143.628 | 2025 | Control | 0.053 | 3 | 0 | esc | 0 | 0 | 0 | 0 | 0 | 0 | 0.055966 | 0.0023051
[149 empty] | All EPR in 2020WLDFRElectric Reliability | WLDFR | HFTD - Distribution - Tier 3 - 5QU CoRE ¦ 3QU LoRE | Red Flag Warning - Catastrophic Fires | 2021 | Electric Reliability | 222.2294 | 143.628 | 2021 | Control | 0.1325 | 3 | 0 | esc | 0.15274 | 33.9428 | 0.15274 | 33.9428 | 0 | 0 | 0 | 0
[149 empty] | All EPR in 2020WLDFRFinancial | WLDFR | HFTD - Distribution - Tier 3 - 5QU CoRE ¦ 3QU LoRE | Red Flag Warning - Catastrophic Fires | 2021 | Financial | 8585.7228 | 143.628 | 2021 | Control | 0.053 | 3 | 0 | esc | 0.055966 | 480.5104 | 0.055966 | 480.5104 | 0 | 0 | 0 | 0
[149 empty] | All EPR in 2020WLDFRSafety | WLDFR | HFTD - Distribution - Tier 3 - 5QU CoRE ¦ 3QU LoRE | Red Flag Warning - Catastrophic Fires | 2021 | Safety | 5338.1784 | 143.628 | 2021 | Control | 0.053 | 3 | 0 | esc | 0.055966 | 298.7576 | 0.055966 | 298.7576 | 0 | 0 | 0 | 0
[149 empty] | All EPR in 2020WLDFRElectric Reliability | WLDFR | HFTD - Distribution - Tier 3 - 5QU CoRE ¦ 3QU LoRE | Red Flag Warning - Catastrophic Fires | 2022 | Electric Reliability | 222.2294 | 143.628 | 2022 | Control | 0.1325 | 3 | 0 | esc | 0.15274 | 33.9428 | 0.15274 | 33.9428 | 0.15274 | 33.9428 | 0 | 0
[149 empty] | All EPR in 2020WLDFRFinancial | WLDFR | HFTD - Distribution - Tier 3 - 5QU CoRE ¦ 3QU LoRE | Red Flag Warning - Catastrophic Fires | 2022 | Financial | 8585.7228 | 143.628 | 2022 | Control | 0.053 | 3 | 0 | esc | 0.055966 | 480.5104 | 0.055966 | 480.5104 | 0.055966 | 480.5104 | 0 | 0
[149 empty] | All EPR in 2020WLDFRSafety | WLDFR | HFTD - Distribution - Tier 3 - 5QU CoRE ¦ 3QU LoRE | Red Flag Warning - Catastrophic Fires | 2022 | Safety | 5338.1784 | 143.628 | 2022 | Control | 0.053 | 3 | 0 | esc | 0.055966 | 298.7576 | 0.055966 | 298.7576 | 0.055966 | 298.7576 | 0 | 0
[149 empty] | All EPR in 2020WLDFRElectric Reliability | WLDFR | HFTD - Distribution - Tier 3 - 5QU CoRE ¦ 3QU LoRE | Red Flag Warning - Catastrophic Fires | 2023 | Electric Reliability | 233.2301 | 143.628 | 2023 | Control | 0.1325 | 3 | 0 | esc | 0 | 0 | 0.15274 | 35.623 | 0.15274 | 35.623 | 0.15274 | 35.623
[149 empty] | All EPR in 2020WLDFRFinancial | WLDFR | HFTD - Distribution - Tier 3 - 5QU CoRE ¦ 3QU LoRE | Red Flag Warning - Catastrophic Fires | 2023 | Financial | 8896.516 | 143.628 | 2023 | Control | 0.053 | 3 | 0 | esc | 0 | 0 | 0.055966 | 497.9043 | 0.055966 | 497.9043 | 0.055966 | 497.9043
[149 empty] | All EPR in 2020WLDFRSafety | WLDFR | HFTD - Distribution - Tier 3 - 5QU CoRE ¦ 3QU LoRE | Red Flag Warning - Catastrophic Fires | 2023 | Safety | 5534.8915 | 143.628 | 2023 | Control | 0.053 | 3 | 0 | esc | 0 | 0 | 0.055966 | 309.7669 | 0.055966 | 309.7669 | 0.055966 | 309.7669
[149 empty] | All EPR in 2020WLDFRElectric Reliability | WLDFR | HFTD - Distribution - Tier 3 - 5QU CoRE ¦ 3QU LoRE | Red Flag Warning - Catastrophic Fires | 2024 | Electric Reliability | 233.2301 | 143.628 | 2024 | Control | 0.1325 | 3 | 0 | esc | 0 | 0 | 0 | 0 | 0.15274 | 35.623 | 0.15274 | 35.623
[149 empty] | All EPR in 2020WLDFRFinancial | WLDFR | HFTD - Distribution - Tier 3 - 5QU CoRE ¦ 3QU LoRE | Red Flag Warning - Catastrophic Fires | 2024 | Financial | 8896.516 | 143.628 | 2024 | Control | 0.053 | 3 | 0 | esc | 0 | 0 | 0 | 0 | 0.055966 | 497.9043 | 0.055966 | 497.9043
[149 empty] | All EPR in 2020WLDFRSafety | WLDFR | HFTD - Distribution - Tier 3 - 5QU CoRE ¦ 3QU LoRE | Red Flag Warning - Catastrophic Fires | 2024 | Safety | 5534.8915 | 143.628 | 2024 | Control | 0.053 | 3 | 0 | esc | 0 | 0 | 0 | 0 | 0.055966 | 309.7669 | 0.055966 | 309.7669
[149 empty] | All EPR in 2020WLDFRElectric Reliability | WLDFR | HFTD - Distribution - Tier 3 - 5QU CoRE ¦ 3QU LoRE | Red Flag Warning - Catastrophic Fires | 2025 | Electric Reliability | 233.2301 | 143.628 | 2025 | Control | 0.1325 | 3 | 0 | esc | 0 | 0 | 0 | 0 | 0 | 0 | 0.15274 | 35.623
[149 empty] | All EPR in 2020WLDFRFinancial | WLDFR | HFTD - Distribution - Tier 3 - 5QU CoRE ¦ 3QU LoRE | Red Flag Warning - Catastrophic Fires | 2025 | Financial | 8896.516 | 143.628 | 2025 | Control | 0.053 | 3 | 0 | esc | 0 | 0 | 0 | 0 | 0 | 0 | 0.055966 | 497.9043
[149 empty] | All EPR in 2020WLDFRSafety | WLDFR | HFTD - Distribution - Tier 3 - 5QU CoRE ¦ 3QU LoRE | Red Flag Warning - Catastrophic Fires | 2025 | Safety | 5534.8915 | 143.628 | 2025 | Control | 0.053 | 3 | 0 | esc | 0 | 0 | 0 | 0 | 0 | 0 | 0.055966 | 309.7669
[149 empty] | All EPR in 2020WLDFRElectric Reliability | WLDFR | HFTD - Distribution - Tier 3 - 5QU CoRE ¦ 3QU LoRE | Red Flag Warning - Destructive Fires | 2021 | Electric Reliability | 222.2294 | 143.628 | 2021 | Control | 0.1325 | 3 | 0 | esc | 0.15274 | 33.9428 | 0.15274 | 33.9428 | 0 | 0 | 0 | 0
[149 empty] | All EPR in 2020WLDFRFinancial | WLDFR | HFTD - Distribution - Tier 3 - 5QU CoRE ¦ 3QU LoRE | Red Flag Warning - Destructive Fires | 2021 | Financial | 8585.7228 | 143.628 | 2021 | Control | 0.053 | 3 | 0 | esc | 0.055966 | 480.5104 | 0.055966 | 480.5104 | 0 | 0 | 0 | 0
[149 empty] | All EPR in 2020WLDFRElectric Reliability | WLDFR | HFTD - Distribution - Tier 3 - 5QU CoRE ¦ 3QU LoRE | Red Flag Warning - Destructive Fires | 2022 | Electric Reliability | 222.2294 | 143.628 | 2022 | Control | 0.1325 | 3 | 0 | esc | 0.15274 | 33.9428 | 0.15274 | 33.9428 | 0.15274 | 33.9428 | 0 | 0
[149 empty] | All EPR in 2020WLDFRFinancial | WLDFR | HFTD - Distribution - Tier 3 - 5QU CoRE ¦ 3QU LoRE | Red Flag Warning - Destructive Fires | 2022 | Financial | 8585.7228 | 143.628 | 2022 | Control | 0.053 | 3 | 0 | esc | 0.055966 | 480.5104 | 0.055966 | 480.5104 | 0.055966 | 480.5104 | 0 | 0
[149 empty] | All EPR in 2020WLDFRElectric Reliability | WLDFR | HFTD - Distribution - Tier 3 - 5QU CoRE ¦ 3QU LoRE | Red Flag Warning - Destructive Fires | 2023 | Electric Reliability | 233.2301 | 143.628 | 2023 | Control | 0.1325 | 3 | 0 | esc | 0 | 0 | 0.15274 | 35.623 | 0.15274 | 35.623 | 0.15274 | 35.623
[149 empty] | All EPR in 2020WLDFRFinancial | WLDFR | HFTD - Distribution - Tier 3 - 5QU CoRE ¦ 3QU LoRE | Red Flag Warning - Destructive Fires | 2023 | Financial | 8896.516 | 143.628 | 2023 | Control | 0.053 | 3 | 0 | esc | 0 | 0 | 0.055966 | 497.9043 | 0.055966 | 497.9043 | 0.055966 | 497.9043
[149 empty] | All EPR in 2020WLDFRElectric Reliability | WLDFR | HFTD - Distribution - Tier 3 - 5QU CoRE ¦ 3QU LoRE | Red Flag Warning - Destructive Fires | 2024 | Electric Reliability | 233.2301 | 143.628 | 2024 | Control | 0.1325 | 3 | 0 | esc | 0 | 0 | 0 | 0 | 0.15274 | 35.623 | 0.15274 | 35.623
[149 empty] | All EPR in 2020WLDFRFinancial | WLDFR | HFTD - Distribution - Tier 3 - 5QU CoRE ¦ 3QU LoRE | Red Flag Warning - Destructive Fires | 2024 | Financial | 8896.516 | 143.628 | 2024 | Control | 0.053 | 3 | 0 | esc | 0 | 0 | 0 | 0 | 0.055966 | 497.9043 | 0.055966 | 497.9043
[149 empty] | All EPR in 2020WLDFRElectric Reliability | WLDFR | HFTD - Distribution - Tier 3 - 5QU CoRE ¦ 3QU LoRE | Red Flag Warning - Destructive Fires | 2025 | Electric Reliability | 233.2301 | 143.628 | 2025 | Control | 0.1325 | 3 | 0 | esc | 0 | 0 | 0 | 0 | 0 | 0 | 0.15274 | 35.623
[149 empty] | All EPR in 2020WLDFRFinancial | WLDFR | HFTD - Distribution - Tier 3 - 5QU CoRE ¦ 3QU LoRE | Red Flag Warning - Destructive Fires | 2025 | Financial | 8896.516 | 143.628 | 2025 | Control | 0.053 | 3 | 0 | esc | 0 | 0 | 0 | 0 | 0 | 0 | 0.055966 | 497.9043
[149 empty] | All EPR in 2020WLDFRElectric Reliability | WLDFR | HFTD - Distribution - Tier 3 - 5QU CoRE ¦ 3QU LoRE | Red Flag Warning - Large Fires | 2021 | Electric Reliability | 0.69642 | 143.628 | 2021 | Control | 0.1325 | 3 | 0 | esc | 0.15274 | 0.10637 | 0.15274 | 0.10637 | 0 | 0 | 0 | 0
[149 empty] | All EPR in 2020WLDFRFinancial | WLDFR | HFTD - Distribution - Tier 3 - 5QU CoRE ¦ 3QU LoRE | Red Flag Warning - Large Fires | 2021 | Financial | 2.942 | 143.628 | 2021 | Control | 0.053 | 3 | 0 | esc | 0.055966 | 0.16465 | 0.055966 | 0.16465 | 0 | 0 | 0 | 0
[149 empty] | All EPR in 2020WLDFRSafety | WLDFR | HFTD - Distribution - Tier 3 - 5QU CoRE ¦ 3QU LoRE | Red Flag Warning - Large Fires | 2021 | Safety | 1.6022 | 143.628 | 2021 | Control | 0.053 | 3 | 0 | esc | 0.055966 | 0.089668 | 0.055966 | 0.089668 | 0 | 0 | 0 | 0
[149 empty] | All EPR in 2020WLDFRElectric Reliability | WLDFR | HFTD - Distribution - Tier 3 - 5QU CoRE ¦ 3QU LoRE | Red Flag Warning - Large Fires | 2022 | Electric Reliability | 0.69642 | 143.628 | 2022 | Control | 0.1325 | 3 | 0 | esc | 0.15274 | 0.10637 | 0.15274 | 0.10637 | 0.15274 | 0.10637 | 0 | 0
[149 empty] | All EPR in 2020WLDFRFinancial | WLDFR | HFTD - Distribution - Tier 3 - 5QU CoRE ¦ 3QU LoRE | Red Flag Warning - Large Fires | 2022 | Financial | 2.942 | 143.628 | 2022 | Control | 0.053 | 3 | 0 | esc | 0.055966 | 0.16465 | 0.055966 | 0.16465 | 0.055966 | 0.16465 | 0 | 0
[149 empty] | All EPR in 2020WLDFRSafety | WLDFR | HFTD - Distribution - Tier 3 - 5QU CoRE ¦ 3QU LoRE | Red Flag Warning - Large Fires | 2022 | Safety | 1.6022 | 143.628 | 2022 | Control | 0.053 | 3 | 0 | esc | 0.055966 | 0.089668 | 0.055966 | 0.089668 | 0.055966 | 0.089668 | 0 | 0
[149 empty] | All EPR in 2020WLDFRElectric Reliability | WLDFR | HFTD - Distribution - Tier 3 - 5QU CoRE ¦ 3QU LoRE | Red Flag Warning - Large Fires | 2023 | Electric Reliability | 0.71896 | 143.628 | 2023 | Control | 0.1325 | 3 | 0 | esc | 0 | 0 | 0.15274 | 0.10981 | 0.15274 | 0.10981 | 0.15274 | 0.10981
[149 empty] | All EPR in 2020WLDFRFinancial | WLDFR | HFTD - Distribution - Tier 3 - 5QU CoRE ¦ 3QU LoRE | Red Flag Warning - Large Fires | 2023 | Financial | 3.0715 | 143.628 | 2023 | Control | 0.053 | 3 | 0 | esc | 0 | 0 | 0.055966 | 0.1719 | 0.055966 | 0.1719 | 0.055966 | 0.1719
[149 empty] | All EPR in 2020WLDFRSafety | WLDFR | HFTD - Distribution - Tier 3 - 5QU CoRE ¦ 3QU LoRE | Red Flag Warning - Large Fires | 2023 | Safety | 1.6846 | 143.628 | 2023 | Control | 0.053 | 3 | 0 | esc | 0 | 0 | 0.055966 | 0.094279 | 0.055966 | 0.094279 | 0.055966 | 0.094279
[149 empty] | All EPR in 2020WLDFRElectric Reliability | WLDFR | HFTD - Distribution - Tier 3 - 5QU CoRE ¦ 3QU LoRE | Red Flag Warning - Large Fires | 2024 | Electric Reliability | 0.71896 | 143.628 | 2024 | Control | 0.1325 | 3 | 0 | esc | 0 | 0 | 0 | 0 | 0.15274 | 0.10981 | 0.15274 | 0.10981
[149 empty] | All EPR in 2020WLDFRFinancial | WLDFR | HFTD - Distribution - Tier 3 - 5QU CoRE ¦ 3QU LoRE | Red Flag Warning - Large Fires | 2024 | Financial | 3.0715 | 143.628 | 2024 | Control | 0.053 | 3 | 0 | esc | 0 | 0 | 0 | 0 | 0.055966 | 0.1719 | 0.055966 | 0.1719
[149 empty] | All EPR in 2020WLDFRSafety | WLDFR | HFTD - Distribution - Tier 3 - 5QU CoRE ¦ 3QU LoRE | Red Flag Warning - Large Fires | 2024 | Safety | 1.6846 | 143.628 | 2024 | Control | 0.053 | 3 | 0 | esc | 0 | 0 | 0 | 0 | 0.055966 | 0.094279 | 0.055966 | 0.094279
[149 empty] | All EPR in 2020WLDFRElectric Reliability | WLDFR | HFTD - Distribution - Tier 3 - 5QU CoRE ¦ 3QU LoRE | Red Flag Warning - Large Fires | 2025 | Electric Reliability | 0.71896 | 143.628 | 2025 | Control | 0.1325 | 3 | 0 | esc | 0 | 0 | 0 | 0 | 0 | 0 | 0.15274 | 0.10981
[149 empty] | All EPR in 2020WLDFRFinancial | WLDFR | HFTD - Distribution - Tier 3 - 5QU CoRE ¦ 3QU LoRE | Red Flag Warning - Large Fires | 2025 | Financial | 3.0715 | 143.628 | 2025 | Control | 0.053 | 3 | 0 | esc | 0 | 0 | 0 | 0 | 0 | 0 | 0.055966 | 0.1719
[149 empty] | All EPR in 2020WLDFRSafety | WLDFR | HFTD - Distribution - Tier 3 - 5QU CoRE ¦ 3QU LoRE | Red Flag Warning - Large Fires | 2025 | Safety | 1.6846 | 143.628 | 2025 | Control | 0.053 | 3 | 0 | esc | 0 | 0 | 0 | 0 | 0 | 0 | 0.055966 | 0.094279
[149 empty] | All EPR in 2020WLDFRElectric Reliability | WLDFR | HFTD - Distribution - Tier 3 - 5QU CoRE ¦ 3QU LoRE | Red Flag Warning - Small Fires | 2021 | Electric Reliability | 0.036425 | 143.628 | 2021 | Control | 0.1325 | 3 | 0 | esc | 0.15274 | 0.0055635 | 0.15274 | 0.0055635 | 0 | 0 | 0 | 0
[149 empty] | All EPR in 2020WLDFRFinancial | WLDFR | HFTD - Distribution - Tier 3 - 5QU CoRE ¦ 3QU LoRE | Red Flag Warning - Small Fires | 2021 | Financial | 0.0015809 | 143.628 | 2021 | Control | 0.053 | 3 | 0 | esc | 0.055966 | 8.8475e-05 | 0.055966 | 8.8475e-05 | 0 | 0 | 0 | 0
[149 empty] | All EPR in 2020WLDFRSafety | WLDFR | HFTD - Distribution - Tier 3 - 5QU CoRE ¦ 3QU LoRE | Red Flag Warning - Small Fires | 2021 | Safety | 0.039895 | 143.628 | 2021 | Control | 0.053 | 3 | 0 | esc | 0.055966 | 0.0022328 | 0.055966 | 0.0022328 | 0 | 0 | 0 | 0
[149 empty] | All EPR in 2020WLDFRElectric Reliability | WLDFR | HFTD - Distribution - Tier 3 - 5QU CoRE ¦ 3QU LoRE | Red Flag Warning - Small Fires | 2022 | Electric Reliability | 0.036425 | 143.628 | 2022 | Control | 0.1325 | 3 | 0 | esc | 0.15274 | 0.0055635 | 0.15274 | 0.0055635 | 0.15274 | 0.0055635 | 0 | 0
[149 empty] | All EPR in 2020WLDFRFinancial | WLDFR | HFTD - Distribution - Tier 3 - 5QU CoRE ¦ 3QU LoRE | Red Flag Warning - Small Fires | 2022 | Financial | 0.0015809 | 143.628 | 2022 | Control | 0.053 | 3 | 0 | esc | 0.055966 | 8.8475e-05 | 0.055966 | 8.8475e-05 | 0.055966 | 8.8475e-05 | 0 | 0
[149 empty] | All EPR in 2020WLDFRSafety | WLDFR | HFTD - Distribution - Tier 3 - 5QU CoRE ¦ 3QU LoRE | Red Flag Warning - Small Fires | 2022 | Safety | 0.039895 | 143.628 | 2022 | Control | 0.053 | 3 | 0 | esc | 0.055966 | 0.0022328 | 0.055966 | 0.0022328 | 0.055966 | 0.0022328 | 0 | 0
[149 empty] | All EPR in 2020WLDFRElectric Reliability | WLDFR | HFTD - Distribution - Tier 3 - 5QU CoRE ¦ 3QU LoRE | Red Flag Warning - Small Fires | 2023 | Electric Reliability | 0.03759 | 143.628 | 2023 | Control | 0.1325 | 3 | 0 | esc | 0 | 0 | 0.15274 | 0.0057414 | 0.15274 | 0.0057414 | 0.15274 | 0.0057414
[149 empty] | All EPR in 2020WLDFRFinancial | WLDFR | HFTD - Distribution - Tier 3 - 5QU CoRE ¦ 3QU LoRE | Red Flag Warning - Small Fires | 2023 | Financial | 0.0016314 | 143.628 | 2023 | Control | 0.053 | 3 | 0 | esc | 0 | 0 | 0.055966 | 9.1305e-05 | 0.055966 | 9.1305e-05 | 0.055966 | 9.1305e-05
[149 empty] | All EPR in 2020WLDFRSafety | WLDFR | HFTD - Distribution - Tier 3 - 5QU CoRE ¦ 3QU LoRE | Red Flag Warning - Small Fires | 2023 | Safety | 0.041187 | 143.628 | 2023 | Control | 0.053 | 3 | 0 | esc | 0 | 0 | 0.055966 | 0.0023051 | 0.055966 | 0.0023051 | 0.055966 | 0.0023051
[149 empty] | All EPR in 2020WLDFRElectric Reliability | WLDFR | HFTD - Distribution - Tier 3 - 5QU CoRE ¦ 3QU LoRE | Red Flag Warning - Small Fires | 2024 | Electric Reliability | 0.03759 | 143.628 | 2024 | Control | 0.1325 | 3 | 0 | esc | 0 | 0 | 0 | 0 | 0.15274 | 0.0057414 | 0.15274 | 0.0057414
[149 empty] | All EPR in 2020WLDFRFinancial | WLDFR | HFTD - Distribution - Tier 3 - 5QU CoRE ¦ 3QU LoRE | Red Flag Warning - Small Fires | 2024 | Financial | 0.0016314 | 143.628 | 2024 | Control | 0.053 | 3 | 0 | esc | 0 | 0 | 0 | 0 | 0.055966 | 9.1305e-05 | 0.055966 | 9.1305e-05
[149 empty] | All EPR in 2020WLDFRSafety | WLDFR | HFTD - Distribution - Tier 3 - 5QU CoRE ¦ 3QU LoRE | Red Flag Warning - Small Fires | 2024 | Safety | 0.041187 | 143.628 | 2024 | Control | 0.053 | 3 | 0 | esc | 0 | 0 | 0 | 0 | 0.055966 | 0.0023051 | 0.055966 | 0.0023051
[149 empty] | All EPR in 2020WLDFRElectric Reliability | WLDFR | HFTD - Distribution - Tier 3 - 5QU CoRE ¦ 3QU LoRE | Red Flag Warning - Small Fires | 2025 | Electric Reliability | 0.03759 | 143.628 | 2025 | Control | 0.1325 | 3 | 0 | esc | 0 | 0 | 0 | 0 | 0 | 0 | 0.15274 | 0.0057414
[149 empty] | All EPR in 2020WLDFRFinancial | WLDFR | HFTD - Distribution - Tier 3 - 5QU CoRE ¦ 3QU LoRE | Red Flag Warning - Small Fires | 2025 | Financial | 0.0016314 | 143.628 | 2025 | Control | 0.053 | 3 | 0 | esc | 0 | 0 | 0 | 0 | 0 | 0 | 0.055966 | 9.1305e-05
[149 empty] | All EPR in 2020WLDFRSafety | WLDFR | HFTD - Distribution - Tier 3 - 5QU CoRE ¦ 3QU LoRE | Red Flag Warning - Small Fires | 2025 | Safety | 0.041187 | 143.628 | 2025 | Control | 0.053 | 3 | 0 | esc | 0 | 0 | 0 | 0 | 0 | 0 | 0.055966 | 0.0023051
[149 empty] | All EPR in 2020WLDFRElectric Reliability | WLDFR | HFTD - Distribution - Tier 3 - 5QU CoRE ¦ 3QU LoRE | Seismic - Non-Red Flag Warning - Catastrophic Fires | 2021 | Electric Reliability | 409.2237 | 143.628 | 2021 | Control | 0.1325 | 3 | 0 | esc | 0.15274 | 62.5039 | 0.15274 | 62.5039 | 0 | 0 | 0 | 0
[149 empty] | All EPR in 2020WLDFRFinancial | WLDFR | HFTD - Distribution - Tier 3 - 5QU CoRE ¦ 3QU LoRE | Seismic - Non-Red Flag Warning - Catastrophic Fires | 2021 | Financial | 13469.0878 | 143.628 | 2021 | Control | 0.053 | 3 | 0 | esc | 0.055966 | 753.8138 | 0.055966 | 753.8138 | 0 | 0 | 0 | 0
[149 empty] | All EPR in 2020WLDFRSafety | WLDFR | HFTD - Distribution - Tier 3 - 5QU CoRE ¦ 3QU LoRE | Seismic - Non-Red Flag Warning - Catastrophic Fires | 2021 | Safety | 7205.5313 | 143.628 | 2021 | Control | 0.053 | 3 | 0 | esc | 0.055966 | 403.2663 | 0.055966 | 403.2663 | 0 | 0 | 0 | 0
[149 empty] | All EPR in 2020WLDFRElectric Reliability | WLDFR | HFTD - Distribution - Tier 3 - 5QU CoRE ¦ 3QU LoRE | Seismic - Non-Red Flag Warning - Catastrophic Fires | 2022 | Electric Reliability | 409.2237 | 143.628 | 2022 | Control | 0.1325 | 3 | 0 | esc | 0.15274 | 62.5039 | 0.15274 | 62.5039 | 0.15274 | 62.5039 | 0 | 0
[149 empty] | All EPR in 2020WLDFRFinancial | WLDFR | HFTD - Distribution - Tier 3 - 5QU CoRE ¦ 3QU LoRE | Seismic - Non-Red Flag Warning - Catastrophic Fires | 2022 | Financial | 13469.0878 | 143.628 | 2022 | Control | 0.053 | 3 | 0 | esc | 0.055966 | 753.8138 | 0.055966 | 753.8138 | 0.055966 | 753.8138 | 0 | 0
[149 empty] | All EPR in 2020WLDFRSafety | WLDFR | HFTD - Distribution - Tier 3 - 5QU CoRE ¦ 3QU LoRE | Seismic - Non-Red Flag Warning - Catastrophic Fires | 2022 | Safety | 7205.5313 | 143.628 | 2022 | Control | 0.053 | 3 | 0 | esc | 0.055966 | 403.2663 | 0.055966 | 403.2663 | 0.055966 | 403.2663 | 0 | 0
[149 empty] | All EPR in 2020WLDFRElectric Reliability | WLDFR | HFTD - Distribution - Tier 3 - 5QU CoRE ¦ 3QU LoRE | Seismic - Non-Red Flag Warning - Catastrophic Fires | 2023 | Electric Reliability | 428.6023 | 143.628 | 2023 | Control | 0.1325 | 3 | 0 | esc | 0 | 0 | 0.15274 | 65.4638 | 0.15274 | 65.4638 | 0.15274 | 65.4638
[149 empty] | All EPR in 2020WLDFRFinancial | WLDFR | HFTD - Distribution - Tier 3 - 5QU CoRE ¦ 3QU LoRE | Seismic - Non-Red Flag Warning - Catastrophic Fires | 2023 | Financial | 13939.561 | 143.628 | 2023 | Control | 0.053 | 3 | 0 | esc | 0 | 0 | 0.055966 | 780.1444 | 0.055966 | 780.1444 | 0.055966 | 780.1444
[149 empty] | All EPR in 2020WLDFRSafety | WLDFR | HFTD - Distribution - Tier 3 - 5QU CoRE ¦ 3QU LoRE | Seismic - Non-Red Flag Warning - Catastrophic Fires | 2023 | Safety | 7467.8148 | 143.628 | 2023 | Control | 0.053 | 3 | 0 | esc | 0 | 0 | 0.055966 | 417.9453 | 0.055966 | 417.9453 | 0.055966 | 417.9453
[149 empty] | All EPR in 2020WLDFRElectric Reliability | WLDFR | HFTD - Distribution - Tier 3 - 5QU CoRE ¦ 3QU LoRE | Seismic - Non-Red Flag Warning - Catastrophic Fires | 2024 | Electric Reliability | 428.6023 | 143.628 | 2024 | Control | 0.1325 | 3 | 0 | esc | 0 | 0 | 0 | 0 | 0.15274 | 65.4638 | 0.15274 | 65.4638
[149 empty] | All EPR in 2020WLDFRFinancial | WLDFR | HFTD - Distribution - Tier 3 - 5QU CoRE ¦ 3QU LoRE | Seismic - Non-Red Flag Warning - Catastrophic Fires | 2024 | Financial | 13939.561 | 143.628 | 2024 | Control | 0.053 | 3 | 0 | esc | 0 | 0 | 0 | 0 | 0.055966 | 780.1444 | 0.055966 | 780.1444
[149 empty] | All EPR in 2020WLDFRSafety | WLDFR | HFTD - Distribution - Tier 3 - 5QU CoRE ¦ 3QU LoRE | Seismic - Non-Red Flag Warning - Catastrophic Fires | 2024 | Safety | 7467.8148 | 143.628 | 2024 | Control | 0.053 | 3 | 0 | esc | 0 | 0 | 0 | 0 | 0.055966 | 417.9453 | 0.055966 | 417.9453
[149 empty] | All EPR in 2020WLDFRElectric Reliability | WLDFR | HFTD - Distribution - Tier 3 - 5QU CoRE ¦ 3QU LoRE | Seismic - Non-Red Flag Warning - Catastrophic Fires | 2025 | Electric Reliability | 428.6023 | 143.628 | 2025 | Control | 0.1325 | 3 | 0 | esc | 0 | 0 | 0 | 0 | 0 | 0 | 0.15274 | 65.4638
[149 empty] | All EPR in 2020WLDFRFinancial | WLDFR | HFTD - Distribution - Tier 3 - 5QU CoRE ¦ 3QU LoRE | Seismic - Non-Red Flag Warning - Catastrophic Fires | 2025 | Financial | 13939.561 | 143.628 | 2025 | Control | 0.053 | 3 | 0 | esc | 0 | 0 | 0 | 0 | 0 | 0 | 0.055966 | 780.1444
[149 empty] | All EPR in 2020WLDFRSafety | WLDFR | HFTD - Distribution - Tier 3 - 5QU CoRE ¦ 3QU LoRE | Seismic - Non-Red Flag Warning - Catastrophic Fires | 2025 | Safety | 7467.8148 | 143.628 | 2025 | Control | 0.053 | 3 | 0 | esc | 0 | 0 | 0 | 0 | 0 | 0 | 0.055966 | 417.9453
[149 empty] | All EPR in 2020WLDFRElectric Reliability | WLDFR | HFTD - Distribution - Tier 3 - 5QU CoRE ¦ 3QU LoRE | Seismic - Red Flag Warning - Catastrophic Fires | 2021 | Electric Reliability | 409.2237 | 143.628 | 2021 | Control | 0.1325 | 3 | 0 | esc | 0.15274 | 62.5039 | 0.15274 | 62.5039 | 0 | 0 | 0 | 0
[149 empty] | All EPR in 2020WLDFRFinancial | WLDFR | HFTD - Distribution - Tier 3 - 5QU CoRE ¦ 3QU LoRE | Seismic - Red Flag Warning - Catastrophic Fires | 2021 | Financial | 13469.0878 | 143.628 | 2021 | Control | 0.053 | 3 | 0 | esc | 0.055966 | 753.8138 | 0.055966 | 753.8138 | 0 | 0 | 0 | 0
[149 empty] | All EPR in 2020WLDFRSafety | WLDFR | HFTD - Distribution - Tier 3 - 5QU CoRE ¦ 3QU LoRE | Seismic - Red Flag Warning - Catastrophic Fires | 2021 | Safety | 7205.5313 | 143.628 | 2021 | Control | 0.053 | 3 | 0 | esc | 0.055966 | 403.2663 | 0.055966 | 403.2663 | 0 | 0 | 0 | 0
[149 empty] | All EPR in 2020WLDFRElectric Reliability | WLDFR | HFTD - Distribution - Tier 3 - 5QU CoRE ¦ 3QU LoRE | Seismic - Red Flag Warning - Catastrophic Fires | 2022 | Electric Reliability | 409.2237 | 143.628 | 2022 | Control | 0.1325 | 3 | 0 | esc | 0.15274 | 62.5039 | 0.15274 | 62.5039 | 0.15274 | 62.5039 | 0 | 0
[149 empty] | All EPR in 2020WLDFRFinancial | WLDFR | HFTD - Distribution - Tier 3 - 5QU CoRE ¦ 3QU LoRE | Seismic - Red Flag Warning - Catastrophic Fires | 2022 | Financial | 13469.0878 | 143.628 | 2022 | Control | 0.053 | 3 | 0 | esc | 0.055966 | 753.8138 | 0.055966 | 753.8138 | 0.055966 | 753.8138 | 0 | 0
[149 empty] | All EPR in 2020WLDFRSafety | WLDFR | HFTD - Distribution - Tier 3 - 5QU CoRE ¦ 3QU LoRE | Seismic - Red Flag Warning - Catastrophic Fires | 2022 | Safety | 7205.5313 | 143.628 | 2022 | Control | 0.053 | 3 | 0 | esc | 0.055966 | 403.2663 | 0.055966 | 403.2663 | 0.055966 | 403.2663 | 0 | 0
[149 empty] | All EPR in 2020WLDFRElectric Reliability | WLDFR | HFTD - Distribution - Tier 3 - 5QU CoRE ¦ 3QU LoRE | Seismic - Red Flag Warning - Catastrophic Fires | 2023 | Electric Reliability | 428.6023 | 143.628 | 2023 | Control | 0.1325 | 3 | 0 | esc | 0 | 0 | 0.15274 | 65.4638 | 0.15274 | 65.4638 | 0.15274 | 65.4638
[149 empty] | All EPR in 2020WLDFRFinancial | WLDFR | HFTD - Distribution - Tier 3 - 5QU CoRE ¦ 3QU LoRE | Seismic - Red Flag Warning - Catastrophic Fires | 2023 | Financial | 13939.561 | 143.628 | 2023 | Control | 0.053 | 3 | 0 | esc | 0 | 0 | 0.055966 | 780.1444 | 0.055966 | 780.1444 | 0.055966 | 780.1444
[149 empty] | All EPR in 2020WLDFRSafety | WLDFR | HFTD - Distribution - Tier 3 - 5QU CoRE ¦ 3QU LoRE | Seismic - Red Flag Warning - Catastrophic Fires | 2023 | Safety | 7467.8148 | 143.628 | 2023 | Control | 0.053 | 3 | 0 | esc | 0 | 0 | 0.055966 | 417.9453 | 0.055966 | 417.9453 | 0.055966 | 417.9453
[149 empty] | All EPR in 2020WLDFRElectric Reliability | WLDFR | HFTD - Distribution - Tier 3 - 5QU CoRE ¦ 3QU LoRE | Seismic - Red Flag Warning - Catastrophic Fires | 2024 | Electric Reliability | 428.6023 | 143.628 | 2024 | Control | 0.1325 | 3 | 0 | esc | 0 | 0 | 0 | 0 | 0.15274 | 65.4638 | 0.15274 | 65.4638
[149 empty] | All EPR in 2020WLDFRFinancial | WLDFR | HFTD - Distribution - Tier 3 - 5QU CoRE ¦ 3QU LoRE | Seismic - Red Flag Warning - Catastrophic Fires | 2024 | Financial | 13939.561 | 143.628 | 2024 | Control | 0.053 | 3 | 0 | esc | 0 | 0 | 0 | 0 | 0.055966 | 780.1444 | 0.055966 | 780.1444
[149 empty] | All EPR in 2020WLDFRSafety | WLDFR | HFTD - Distribution - Tier 3 - 5QU CoRE ¦ 3QU LoRE | Seismic - Red Flag Warning - Catastrophic Fires | 2024 | Safety | 7467.8148 | 143.628 | 2024 | Control | 0.053 | 3 | 0 | esc | 0 | 0 | 0 | 0 | 0.055966 | 417.9453 | 0.055966 | 417.9453
[149 empty] | All EPR in 2020WLDFRElectric Reliability | WLDFR | HFTD - Distribution - Tier 3 - 5QU CoRE ¦ 3QU LoRE | Seismic - Red Flag Warning - Catastrophic Fires | 2025 | Electric Reliability | 428.6023 | 143.628 | 2025 | Control | 0.1325 | 3 | 0 | esc | 0 | 0 | 0 | 0 | 0 | 0 | 0.15274 | 65.4638
[149 empty] | All EPR in 2020WLDFRFinancial | WLDFR | HFTD - Distribution - Tier 3 - 5QU CoRE ¦ 3QU LoRE | Seismic - Red Flag Warning - Catastrophic Fires | 2025 | Financial | 13939.561 | 143.628 | 2025 | Control | 0.053 | 3 | 0 | esc | 0 | 0 | 0 | 0 | 0 | 0 | 0.055966 | 780.1444
[149 empty] | All EPR in 2020WLDFRSafety | WLDFR | HFTD - Distribution - Tier 3 - 5QU CoRE ¦ 3QU LoRE | Seismic - Red Flag Warning - Catastrophic Fires | 2025 | Safety | 7467.8148 | 143.628 | 2025 | Control | 0.053 | 3 | 0 | esc | 0 | 0 | 0 | 0 | 0 | 0 | 0.055966 | 417.9453
[149 empty] | All EPR in 2020WLDFRElectric Reliability | WLDFR | HFTD - Distribution - Tier 3 - 5QU CoRE ¦ 4QU LoRE | Non-Red Flag Warning - Catastrophic Fires | 2021 | Electric Reliability | 222.2294 | 84.7422 | 2021 | Control | 0.1325 | 3 | 0 | esc | 0.15274 | 33.9428 | 0.15274 | 33.9428 | 0 | 0 | 0 | 0
[149 empty] | All EPR in 2020WLDFRFinancial | WLDFR | HFTD - Distribution - Tier 3 - 5QU CoRE ¦ 4QU LoRE | Non-Red Flag Warning - Catastrophic Fires | 2021 | Financial | 8585.7228 | 84.7422 | 2021 | Control | 0.053 | 3 | 0 | esc | 0.055966 | 480.5104 | 0.055966 | 480.5104 | 0 | 0 | 0 | 0
[149 empty] | All EPR in 2020WLDFRSafety | WLDFR | HFTD - Distribution - Tier 3 - 5QU CoRE ¦ 4QU LoRE | Non-Red Flag Warning - Catastrophic Fires | 2021 | Safety | 5338.1784 | 84.7422 | 2021 | Control | 0.053 | 3 | 0 | esc | 0.055966 | 298.7576 | 0.055966 | 298.7576 | 0 | 0 | 0 | 0
[149 empty] | All EPR in 2020WLDFRElectric Reliability | WLDFR | HFTD - Distribution - Tier 3 - 5QU CoRE ¦ 4QU LoRE | Non-Red Flag Warning - Catastrophic Fires | 2022 | Electric Reliability | 222.2294 | 84.7422 | 2022 | Control | 0.1325 | 3 | 0 | esc | 0.15274 | 33.9428 | 0.15274 | 33.9428 | 0.15274 | 33.9428 | 0 | 0
[149 empty] | All EPR in 2020WLDFRFinancial | WLDFR | HFTD - Distribution - Tier 3 - 5QU CoRE ¦ 4QU LoRE | Non-Red Flag Warning - Catastrophic Fires | 2022 | Financial | 8585.7228 | 84.7422 | 2022 | Control | 0.053 | 3 | 0 | esc | 0.055966 | 480.5104 | 0.055966 | 480.5104 | 0.055966 | 480.5104 | 0 | 0
[149 empty] | All EPR in 2020WLDFRSafety | WLDFR | HFTD - Distribution - Tier 3 - 5QU CoRE ¦ 4QU LoRE | Non-Red Flag Warning - Catastrophic Fires | 2022 | Safety | 5338.1784 | 84.7422 | 2022 | Control | 0.053 | 3 | 0 | esc | 0.055966 | 298.7576 | 0.055966 | 298.7576 | 0.055966 | 298.7576 | 0 | 0
[149 empty] | All EPR in 2020WLDFRElectric Reliability | WLDFR | HFTD - Distribution - Tier 3 - 5QU CoRE ¦ 4QU LoRE | Non-Red Flag Warning - Catastrophic Fires | 2023 | Electric Reliability | 233.2301 | 84.7422 | 2023 | Control | 0.1325 | 3 | 0 | esc | 0 | 0 | 0.15274 | 35.623 | 0.15274 | 35.623 | 0.15274 | 35.623
[149 empty] | All EPR in 2020WLDFRFinancial | WLDFR | HFTD - Distribution - Tier 3 - 5QU CoRE ¦ 4QU LoRE | Non-Red Flag Warning - Catastrophic Fires | 2023 | Financial | 8896.516 | 84.7422 | 2023 | Control | 0.053 | 3 | 0 | esc | 0 | 0 | 0.055966 | 497.9043 | 0.055966 | 497.9043 | 0.055966 | 497.9043
[149 empty] | All EPR in 2020WLDFRSafety | WLDFR | HFTD - Distribution - Tier 3 - 5QU CoRE ¦ 4QU LoRE | Non-Red Flag Warning - Catastrophic Fires | 2023 | Safety | 5534.8915 | 84.7422 | 2023 | Control | 0.053 | 3 | 0 | esc | 0 | 0 | 0.055966 | 309.7669 | 0.055966 | 309.7669 | 0.055966 | 309.7669
[149 empty] | All EPR in 2020WLDFRElectric Reliability | WLDFR | HFTD - Distribution - Tier 3 - 5QU CoRE ¦ 4QU LoRE | Non-Red Flag Warning - Catastrophic Fires | 2024 | Electric Reliability | 233.2301 | 84.7422 | 2024 | Control | 0.1325 | 3 | 0 | esc | 0 | 0 | 0 | 0 | 0.15274 | 35.623 | 0.15274 | 35.623
[149 empty] | All EPR in 2020WLDFRFinancial | WLDFR | HFTD - Distribution - Tier 3 - 5QU CoRE ¦ 4QU LoRE | Non-Red Flag Warning - Catastrophic Fires | 2024 | Financial | 8896.516 | 84.7422 | 2024 | Control | 0.053 | 3 | 0 | esc | 0 | 0 | 0 | 0 | 0.055966 | 497.9043 | 0.055966 | 497.9043
[149 empty] | All EPR in 2020WLDFRSafety | WLDFR | HFTD - Distribution - Tier 3 - 5QU CoRE ¦ 4QU LoRE | Non-Red Flag Warning - Catastrophic Fires | 2024 | Safety | 5534.8915 | 84.7422 | 2024 | Control | 0.053 | 3 | 0 | esc | 0 | 0 | 0 | 0 | 0.055966 | 309.7669 | 0.055966 | 309.7669
[149 empty] | All EPR in 2020WLDFRElectric Reliability | WLDFR | HFTD - Distribution - Tier 3 - 5QU CoRE ¦ 4QU LoRE | Non-Red Flag Warning - Catastrophic Fires | 2025 | Electric Reliability | 233.2301 | 84.7422 | 2025 | Control | 0.1325 | 3 | 0 | esc | 0 | 0 | 0 | 0 | 0 | 0 | 0.15274 | 35.623
[149 empty] | All EPR in 2020WLDFRFinancial | WLDFR | HFTD - Distribution - Tier 3 - 5QU CoRE ¦ 4QU LoRE | Non-Red Flag Warning - Catastrophic Fires | 2025 | Financial | 8896.516 | 84.7422 | 2025 | Control | 0.053 | 3 | 0 | esc | 0 | 0 | 0 | 0 | 0 | 0 | 0.055966 | 497.9043
[149 empty] | All EPR in 2020WLDFRSafety | WLDFR | HFTD - Distribution - Tier 3 - 5QU CoRE ¦ 4QU LoRE | Non-Red Flag Warning - Catastrophic Fires | 2025 | Safety | 5534.8915 | 84.7422 | 2025 | Control | 0.053 | 3 | 0 | esc | 0 | 0 | 0 | 0 | 0 | 0 | 0.055966 | 309.7669
[149 empty] | All EPR in 2020WLDFRElectric Reliability | WLDFR | HFTD - Distribution - Tier 3 - 5QU CoRE ¦ 4QU LoRE | Non-Red Flag Warning - Destructive Fires | 2021 | Electric Reliability | 222.2294 | 84.7422 | 2021 | Control | 0.1325 | 3 | 0 | esc | 0.15274 | 33.9428 | 0.15274 | 33.9428 | 0 | 0 | 0 | 0
[149 empty] | All EPR in 2020WLDFRFinancial | WLDFR | HFTD - Distribution - Tier 3 - 5QU CoRE ¦ 4QU LoRE | Non-Red Flag Warning - Destructive Fires | 2021 | Financial | 8585.7228 | 84.7422 | 2021 | Control | 0.053 | 3 | 0 | esc | 0.055966 | 480.5104 | 0.055966 | 480.5104 | 0 | 0 | 0 | 0
[149 empty] | All EPR in 2020WLDFRElectric Reliability | WLDFR | HFTD - Distribution - Tier 3 - 5QU CoRE ¦ 4QU LoRE | Non-Red Flag Warning - Destructive Fires | 2022 | Electric Reliability | 222.2294 | 84.7422 | 2022 | Control | 0.1325 | 3 | 0 | esc | 0.15274 | 33.9428 | 0.15274 | 33.9428 | 0.15274 | 33.9428 | 0 | 0
[149 empty] | All EPR in 2020WLDFRFinancial | WLDFR | HFTD - Distribution - Tier 3 - 5QU CoRE ¦ 4QU LoRE | Non-Red Flag Warning - Destructive Fires | 2022 | Financial | 8585.7228 | 84.7422 | 2022 | Control | 0.053 | 3 | 0 | esc | 0.055966 | 480.5104 | 0.055966 | 480.5104 | 0.055966 | 480.5104 | 0 | 0
[149 empty] | All EPR in 2020WLDFRElectric Reliability | WLDFR | HFTD - Distribution - Tier 3 - 5QU CoRE ¦ 4QU LoRE | Non-Red Flag Warning - Destructive Fires | 2023 | Electric Reliability | 233.2301 | 84.7422 | 2023 | Control | 0.1325 | 3 | 0 | esc | 0 | 0 | 0.15274 | 35.623 | 0.15274 | 35.623 | 0.15274 | 35.623
[149 empty] | All EPR in 2020WLDFRFinancial | WLDFR | HFTD - Distribution - Tier 3 - 5QU CoRE ¦ 4QU LoRE | Non-Red Flag Warning - Destructive Fires | 2023 | Financial | 8896.516 | 84.7422 | 2023 | Control | 0.053 | 3 | 0 | esc | 0 | 0 | 0.055966 | 497.9043 | 0.055966 | 497.9043 | 0.055966 | 497.9043
[149 empty] | All EPR in 2020WLDFRElectric Reliability | WLDFR | HFTD - Distribution - Tier 3 - 5QU CoRE ¦ 4QU LoRE | Non-Red Flag Warning - Destructive Fires | 2024 | Electric Reliability | 233.2301 | 84.7422 | 2024 | Control | 0.1325 | 3 | 0 | esc | 0 | 0 | 0 | 0 | 0.15274 | 35.623 | 0.15274 | 35.623
[149 empty] | All EPR in 2020WLDFRFinancial | WLDFR | HFTD - Distribution - Tier 3 - 5QU CoRE ¦ 4QU LoRE | Non-Red Flag Warning - Destructive Fires | 2024 | Financial | 8896.516 | 84.7422 | 2024 | Control | 0.053 | 3 | 0 | esc | 0 | 0 | 0 | 0 | 0.055966 | 497.9043 | 0.055966 | 497.9043
[149 empty] | All EPR in 2020WLDFRElectric Reliability | WLDFR | HFTD - Distribution - Tier 3 - 5QU CoRE ¦ 4QU LoRE | Non-Red Flag Warning - Destructive Fires | 2025 | Electric Reliability | 233.2301 | 84.7422 | 2025 | Control | 0.1325 | 3 | 0 | esc | 0 | 0 | 0 | 0 | 0 | 0 | 0.15274 | 35.623
[149 empty] | All EPR in 2020WLDFRFinancial | WLDFR | HFTD - Distribution - Tier 3 - 5QU CoRE ¦ 4QU LoRE | Non-Red Flag Warning - Destructive Fires | 2025 | Financial | 8896.516 | 84.7422 | 2025 | Control | 0.053 | 3 | 0 | esc | 0 | 0 | 0 | 0 | 0 | 0 | 0.055966 | 497.9043
[149 empty] | All EPR in 2020WLDFRElectric Reliability | WLDFR | HFTD - Distribution - Tier 3 - 5QU CoRE ¦ 4QU LoRE | Non-Red Flag Warning - Large Fires | 2021 | Electric Reliability | 0.69642 | 84.7422 | 2021 | Control | 0.1325 | 3 | 0 | esc | 0.15274 | 0.10637 | 0.15274 | 0.10637 | 0 | 0 | 0 | 0
[149 empty] | All EPR in 2020WLDFRFinancial | WLDFR | HFTD - Distribution - Tier 3 - 5QU CoRE ¦ 4QU LoRE | Non-Red Flag Warning - Large Fires | 2021 | Financial | 2.942 | 84.7422 | 2021 | Control | 0.053 | 3 | 0 | esc | 0.055966 | 0.16465 | 0.055966 | 0.16465 | 0 | 0 | 0 | 0
[149 empty] | All EPR in 2020WLDFRSafety | WLDFR | HFTD - Distribution - Tier 3 - 5QU CoRE ¦ 4QU LoRE | Non-Red Flag Warning - Large Fires | 2021 | Safety | 1.6022 | 84.7422 | 2021 | Control | 0.053 | 3 | 0 | esc | 0.055966 | 0.089668 | 0.055966 | 0.089668 | 0 | 0 | 0 | 0
[149 empty] | All EPR in 2020WLDFRElectric Reliability | WLDFR | HFTD - Distribution - Tier 3 - 5QU CoRE ¦ 4QU LoRE | Non-Red Flag Warning - Large Fires | 2022 | Electric Reliability | 0.69642 | 84.7422 | 2022 | Control | 0.1325 | 3 | 0 | esc | 0.15274 | 0.10637 | 0.15274 | 0.10637 | 0.15274 | 0.10637 | 0 | 0
[149 empty] | All EPR in 2020WLDFRFinancial | WLDFR | HFTD - Distribution - Tier 3 - 5QU CoRE ¦ 4QU LoRE | Non-Red Flag Warning - Large Fires | 2022 | Financial | 2.942 | 84.7422 | 2022 | Control | 0.053 | 3 | 0 | esc | 0.055966 | 0.16465 | 0.055966 | 0.16465 | 0.055966 | 0.16465 | 0 | 0
[149 empty] | All EPR in 2020WLDFRSafety | WLDFR | HFTD - Distribution - Tier 3 - 5QU CoRE ¦ 4QU LoRE | Non-Red Flag Warning - Large Fires | 2022 | Safety | 1.6022 | 84.7422 | 2022 | Control | 0.053 | 3 | 0 | esc | 0.055966 | 0.089668 | 0.055966 | 0.089668 | 0.055966 | 0.089668 | 0 | 0
[149 empty] | All EPR in 2020WLDFRElectric Reliability | WLDFR | HFTD - Distribution - Tier 3 - 5QU CoRE ¦ 4QU LoRE | Non-Red Flag Warning - Large Fires | 2023 | Electric Reliability | 0.71896 | 84.7422 | 2023 | Control | 0.1325 | 3 | 0 | esc | 0 | 0 | 0.15274 | 0.10981 | 0.15274 | 0.10981 | 0.15274 | 0.10981
[149 empty] | All EPR in 2020WLDFRFinancial | WLDFR | HFTD - Distribution - Tier 3 - 5QU CoRE ¦ 4QU LoRE | Non-Red Flag Warning - Large Fires | 2023 | Financial | 3.0715 | 84.7422 | 2023 | Control | 0.053 | 3 | 0 | esc | 0 | 0 | 0.055966 | 0.1719 | 0.055966 | 0.1719 | 0.055966 | 0.1719
[149 empty] | All EPR in 2020WLDFRSafety | WLDFR | HFTD - Distribution - Tier 3 - 5QU CoRE ¦ 4QU LoRE | Non-Red Flag Warning - Large Fires | 2023 | Safety | 1.6846 | 84.7422 | 2023 | Control | 0.053 | 3 | 0 | esc | 0 | 0 | 0.055966 | 0.094279 | 0.055966 | 0.094279 | 0.055966 | 0.094279
[149 empty] | All EPR in 2020WLDFRElectric Reliability | WLDFR | HFTD - Distribution - Tier 3 - 5QU CoRE ¦ 4QU LoRE | Non-Red Flag Warning - Large Fires | 2024 | Electric Reliability | 0.71896 | 84.7422 | 2024 | Control | 0.1325 | 3 | 0 | esc | 0 | 0 | 0 | 0 | 0.15274 | 0.10981 | 0.15274 | 0.10981
[149 empty] | All EPR in 2020WLDFRFinancial | WLDFR | HFTD - Distribution - Tier 3 - 5QU CoRE ¦ 4QU LoRE | Non-Red Flag Warning - Large Fires | 2024 | Financial | 3.0715 | 84.7422 | 2024 | Control | 0.053 | 3 | 0 | esc | 0 | 0 | 0 | 0 | 0.055966 | 0.1719 | 0.055966 | 0.1719
[149 empty] | All EPR in 2020WLDFRSafety | WLDFR | HFTD - Distribution - Tier 3 - 5QU CoRE ¦ 4QU LoRE | Non-Red Flag Warning - Large Fires | 2024 | Safety | 1.6846 | 84.7422 | 2024 | Control | 0.053 | 3 | 0 | esc | 0 | 0 | 0 | 0 | 0.055966 | 0.094279 | 0.055966 | 0.094279
[149 empty] | All EPR in 2020WLDFRElectric Reliability | WLDFR | HFTD - Distribution - Tier 3 - 5QU CoRE ¦ 4QU LoRE | Non-Red Flag Warning - Large Fires | 2025 | Electric Reliability | 0.71896 | 84.7422 | 2025 | Control | 0.1325 | 3 | 0 | esc | 0 | 0 | 0 | 0 | 0 | 0 | 0.15274 | 0.10981
[149 empty] | All EPR in 2020WLDFRFinancial | WLDFR | HFTD - Distribution - Tier 3 - 5QU CoRE ¦ 4QU LoRE | Non-Red Flag Warning - Large Fires | 2025 | Financial | 3.0715 | 84.7422 | 2025 | Control | 0.053 | 3 | 0 | esc | 0 | 0 | 0 | 0 | 0 | 0 | 0.055966 | 0.1719
[149 empty] | All EPR in 2020WLDFRSafety | WLDFR | HFTD - Distribution - Tier 3 - 5QU CoRE ¦ 4QU LoRE | Non-Red Flag Warning - Large Fires | 2025 | Safety | 1.6846 | 84.7422 | 2025 | Control | 0.053 | 3 | 0 | esc | 0 | 0 | 0 | 0 | 0 | 0 | 0.055966 | 0.094279
[149 empty] | All EPR in 2020WLDFRElectric Reliability | WLDFR | HFTD - Distribution - Tier 3 - 5QU CoRE ¦ 4QU LoRE | Non-Red Flag Warning - Small Fires | 2021 | Electric Reliability | 0.036425 | 84.7422 | 2021 | Control | 0.1325 | 3 | 0 | esc | 0.15274 | 0.0055635 | 0.15274 | 0.0055635 | 0 | 0 | 0 | 0
[149 empty] | All EPR in 2020WLDFRFinancial | WLDFR | HFTD - Distribution - Tier 3 - 5QU CoRE ¦ 4QU LoRE | Non-Red Flag Warning - Small Fires | 2021 | Financial | 0.0015809 | 84.7422 | 2021 | Control | 0.053 | 3 | 0 | esc | 0.055966 | 8.8475e-05 | 0.055966 | 8.8475e-05 | 0 | 0 | 0 | 0
[149 empty] | All EPR in 2020WLDFRSafety | WLDFR | HFTD - Distribution - Tier 3 - 5QU CoRE ¦ 4QU LoRE | Non-Red Flag Warning - Small Fires | 2021 | Safety | 0.039895 | 84.7422 | 2021 | Control | 0.053 | 3 | 0 | esc | 0.055966 | 0.0022328 | 0.055966 | 0.0022328 | 0 | 0 | 0 | 0
[149 empty] | All EPR in 2020WLDFRElectric Reliability | WLDFR | HFTD - Distribution - Tier 3 - 5QU CoRE ¦ 4QU LoRE | Non-Red Flag Warning - Small Fires | 2022 | Electric Reliability | 0.036425 | 84.7422 | 2022 | Control | 0.1325 | 3 | 0 | esc | 0.15274 | 0.0055635 | 0.15274 | 0.0055635 | 0.15274 | 0.0055635 | 0 | 0
[149 empty] | All EPR in 2020WLDFRFinancial | WLDFR | HFTD - Distribution - Tier 3 - 5QU CoRE ¦ 4QU LoRE | Non-Red Flag Warning - Small Fires | 2022 | Financial | 0.0015809 | 84.7422 | 2022 | Control | 0.053 | 3 | 0 | esc | 0.055966 | 8.8475e-05 | 0.055966 | 8.8475e-05 | 0.055966 | 8.8475e-05 | 0 | 0
[149 empty] | All EPR in 2020WLDFRSafety | WLDFR | HFTD - Distribution - Tier 3 - 5QU CoRE ¦ 4QU LoRE | Non-Red Flag Warning - Small Fires | 2022 | Safety | 0.039895 | 84.7422 | 2022 | Control | 0.053 | 3 | 0 | esc | 0.055966 | 0.0022328 | 0.055966 | 0.0022328 | 0.055966 | 0.0022328 | 0 | 0
[149 empty] | All EPR in 2020WLDFRElectric Reliability | WLDFR | HFTD - Distribution - Tier 3 - 5QU CoRE ¦ 4QU LoRE | Non-Red Flag Warning - Small Fires | 2023 | Electric Reliability | 0.03759 | 84.7422 | 2023 | Control | 0.1325 | 3 | 0 | esc | 0 | 0 | 0.15274 | 0.0057414 | 0.15274 | 0.0057414 | 0.15274 | 0.0057414
[149 empty] | All EPR in 2020WLDFRFinancial | WLDFR | HFTD - Distribution - Tier 3 - 5QU CoRE ¦ 4QU LoRE | Non-Red Flag Warning - Small Fires | 2023 | Financial | 0.0016314 | 84.7422 | 2023 | Control | 0.053 | 3 | 0 | esc | 0 | 0 | 0.055966 | 9.1305e-05 | 0.055966 | 9.1305e-05 | 0.055966 | 9.1305e-05
[149 empty] | All EPR in 2020WLDFRSafety | WLDFR | HFTD - Distribution - Tier 3 - 5QU CoRE ¦ 4QU LoRE | Non-Red Flag Warning - Small Fires | 2023 | Safety | 0.041187 | 84.7422 | 2023 | Control | 0.053 | 3 | 0 | esc | 0 | 0 | 0.055966 | 0.0023051 | 0.055966 | 0.0023051 | 0.055966 | 0.0023051
[149 empty] | All EPR in 2020WLDFRElectric Reliability | WLDFR | HFTD - Distribution - Tier 3 - 5QU CoRE ¦ 4QU LoRE | Non-Red Flag Warning - Small Fires | 2024 | Electric Reliability | 0.03759 | 84.7422 | 2024 | Control | 0.1325 | 3 | 0 | esc | 0 | 0 | 0 | 0 | 0.15274 | 0.0057414 | 0.15274 | 0.0057414
[149 empty] | All EPR in 2020WLDFRFinancial | WLDFR | HFTD - Distribution - Tier 3 - 5QU CoRE ¦ 4QU LoRE | Non-Red Flag Warning - Small Fires | 2024 | Financial | 0.0016314 | 84.7422 | 2024 | Control | 0.053 | 3 | 0 | esc | 0 | 0 | 0 | 0 | 0.055966 | 9.1305e-05 | 0.055966 | 9.1305e-05
[149 empty] | All EPR in 2020WLDFRSafety | WLDFR | HFTD - Distribution - Tier 3 - 5QU CoRE ¦ 4QU LoRE | Non-Red Flag Warning - Small Fires | 2024 | Safety | 0.041187 | 84.7422 | 2024 | Control | 0.053 | 3 | 0 | esc | 0 | 0 | 0 | 0 | 0.055966 | 0.0023051 | 0.055966 | 0.0023051
[149 empty] | All EPR in 2020WLDFRElectric Reliability | WLDFR | HFTD - Distribution - Tier 3 - 5QU CoRE ¦ 4QU LoRE | Non-Red Flag Warning - Small Fires | 2025 | Electric Reliability | 0.03759 | 84.7422 | 2025 | Control | 0.1325 | 3 | 0 | esc | 0 | 0 | 0 | 0 | 0 | 0 | 0.15274 | 0.0057414
[149 empty] | All EPR in 2020WLDFRFinancial | WLDFR | HFTD - Distribution - Tier 3 - 5QU CoRE ¦ 4QU LoRE | Non-Red Flag Warning - Small Fires | 2025 | Financial | 0.0016314 | 84.7422 | 2025 | Control | 0.053 | 3 | 0 | esc | 0 | 0 | 0 | 0 | 0 | 0 | 0.055966 | 9.1305e-05
[149 empty] | All EPR in 2020WLDFRSafety | WLDFR | HFTD - Distribution - Tier 3 - 5QU CoRE ¦ 4QU LoRE | Non-Red Flag Warning - Small Fires | 2025 | Safety | 0.041187 | 84.7422 | 2025 | Control | 0.053 | 3 | 0 | esc | 0 | 0 | 0 | 0 | 0 | 0 | 0.055966 | 0.0023051
[149 empty] | All EPR in 2020WLDFRElectric Reliability | WLDFR | HFTD - Distribution - Tier 3 - 5QU CoRE ¦ 4QU LoRE | Red Flag Warning - Catastrophic Fires | 2021 | Electric Reliability | 222.2294 | 84.7422 | 2021 | Control | 0.1325 | 3 | 0 | esc | 0.15274 | 33.9428 | 0.15274 | 33.9428 | 0 | 0 | 0 | 0
[149 empty] | All EPR in 2020WLDFRFinancial | WLDFR | HFTD - Distribution - Tier 3 - 5QU CoRE ¦ 4QU LoRE | Red Flag Warning - Catastrophic Fires | 2021 | Financial | 8585.7228 | 84.7422 | 2021 | Control | 0.053 | 3 | 0 | esc | 0.055966 | 480.5104 | 0.055966 | 480.5104 | 0 | 0 | 0 | 0
[149 empty] | All EPR in 2020WLDFRSafety | WLDFR | HFTD - Distribution - Tier 3 - 5QU CoRE ¦ 4QU LoRE | Red Flag Warning - Catastrophic Fires | 2021 | Safety | 5338.1784 | 84.7422 | 2021 | Control | 0.053 | 3 | 0 | esc | 0.055966 | 298.7576 | 0.055966 | 298.7576 | 0 | 0 | 0 | 0
[149 empty] | All EPR in 2020WLDFRElectric Reliability | WLDFR | HFTD - Distribution - Tier 3 - 5QU CoRE ¦ 4QU LoRE | Red Flag Warning - Catastrophic Fires | 2022 | Electric Reliability | 222.2294 | 84.7422 | 2022 | Control | 0.1325 | 3 | 0 | esc | 0.15274 | 33.9428 | 0.15274 | 33.9428 | 0.15274 | 33.9428 | 0 | 0
[149 empty] | All EPR in 2020WLDFRFinancial | WLDFR | HFTD - Distribution - Tier 3 - 5QU CoRE ¦ 4QU LoRE | Red Flag Warning - Catastrophic Fires | 2022 | Financial | 8585.7228 | 84.7422 | 2022 | Control | 0.053 | 3 | 0 | esc | 0.055966 | 480.5104 | 0.055966 | 480.5104 | 0.055966 | 480.5104 | 0 | 0
[149 empty] | All EPR in 2020WLDFRSafety | WLDFR | HFTD - Distribution - Tier 3 - 5QU CoRE ¦ 4QU LoRE | Red Flag Warning - Catastrophic Fires | 2022 | Safety | 5338.1784 | 84.7422 | 2022 | Control | 0.053 | 3 | 0 | esc | 0.055966 | 298.7576 | 0.055966 | 298.7576 | 0.055966 | 298.7576 | 0 | 0
[149 empty] | All EPR in 2020WLDFRElectric Reliability | WLDFR | HFTD - Distribution - Tier 3 - 5QU CoRE ¦ 4QU LoRE | Red Flag Warning - Catastrophic Fires | 2023 | Electric Reliability | 233.2301 | 84.7422 | 2023 | Control | 0.1325 | 3 | 0 | esc | 0 | 0 | 0.15274 | 35.623 | 0.15274 | 35.623 | 0.15274 | 35.623
[149 empty] | All EPR in 2020WLDFRFinancial | WLDFR | HFTD - Distribution - Tier 3 - 5QU CoRE ¦ 4QU LoRE | Red Flag Warning - Catastrophic Fires | 2023 | Financial | 8896.516 | 84.7422 | 2023 | Control | 0.053 | 3 | 0 | esc | 0 | 0 | 0.055966 | 497.9043 | 0.055966 | 497.9043 | 0.055966 | 497.9043
[149 empty] | All EPR in 2020WLDFRSafety | WLDFR | HFTD - Distribution - Tier 3 - 5QU CoRE ¦ 4QU LoRE | Red Flag Warning - Catastrophic Fires | 2023 | Safety | 5534.8915 | 84.7422 | 2023 | Control | 0.053 | 3 | 0 | esc | 0 | 0 | 0.055966 | 309.7669 | 0.055966 | 309.7669 | 0.055966 | 309.7669
[149 empty] | All EPR in 2020WLDFRElectric Reliability | WLDFR | HFTD - Distribution - Tier 3 - 5QU CoRE ¦ 4QU LoRE | Red Flag Warning - Catastrophic Fires | 2024 | Electric Reliability | 233.2301 | 84.7422 | 2024 | Control | 0.1325 | 3 | 0 | esc | 0 | 0 | 0 | 0 | 0.15274 | 35.623 | 0.15274 | 35.623
[149 empty] | All EPR in 2020WLDFRFinancial | WLDFR | HFTD - Distribution - Tier 3 - 5QU CoRE ¦ 4QU LoRE | Red Flag Warning - Catastrophic Fires | 2024 | Financial | 8896.516 | 84.7422 | 2024 | Control | 0.053 | 3 | 0 | esc | 0 | 0 | 0 | 0 | 0.055966 | 497.9043 | 0.055966 | 497.9043
[149 empty] | All EPR in 2020WLDFRSafety | WLDFR | HFTD - Distribution - Tier 3 - 5QU CoRE ¦ 4QU LoRE | Red Flag Warning - Catastrophic Fires | 2024 | Safety | 5534.8915 | 84.7422 | 2024 | Control | 0.053 | 3 | 0 | esc | 0 | 0 | 0 | 0 | 0.055966 | 309.7669 | 0.055966 | 309.7669
[149 empty] | All EPR in 2020WLDFRElectric Reliability | WLDFR | HFTD - Distribution - Tier 3 - 5QU CoRE ¦ 4QU LoRE | Red Flag Warning - Catastrophic Fires | 2025 | Electric Reliability | 233.2301 | 84.7422 | 2025 | Control | 0.1325 | 3 | 0 | esc | 0 | 0 | 0 | 0 | 0 | 0 | 0.15274 | 35.623
[149 empty] | All EPR in 2020WLDFRFinancial | WLDFR | HFTD - Distribution - Tier 3 - 5QU CoRE ¦ 4QU LoRE | Red Flag Warning - Catastrophic Fires | 2025 | Financial | 8896.516 | 84.7422 | 2025 | Control | 0.053 | 3 | 0 | esc | 0 | 0 | 0 | 0 | 0 | 0 | 0.055966 | 497.9043
[149 empty] | All EPR in 2020WLDFRSafety | WLDFR | HFTD - Distribution - Tier 3 - 5QU CoRE ¦ 4QU LoRE | Red Flag Warning - Catastrophic Fires | 2025 | Safety | 5534.8915 | 84.7422 | 2025 | Control | 0.053 | 3 | 0 | esc | 0 | 0 | 0 | 0 | 0 | 0 | 0.055966 | 309.7669
[149 empty] | All EPR in 2020WLDFRElectric Reliability | WLDFR | HFTD - Distribution - Tier 3 - 5QU CoRE ¦ 4QU LoRE | Red Flag Warning - Destructive Fires | 2021 | Electric Reliability | 222.2294 | 84.7422 | 2021 | Control | 0.1325 | 3 | 0 | esc | 0.15274 | 33.9428 | 0.15274 | 33.9428 | 0 | 0 | 0 | 0
[149 empty] | All EPR in 2020WLDFRFinancial | WLDFR | HFTD - Distribution - Tier 3 - 5QU CoRE ¦ 4QU LoRE | Red Flag Warning - Destructive Fires | 2021 | Financial | 8585.7228 | 84.7422 | 2021 | Control | 0.053 | 3 | 0 | esc | 0.055966 | 480.5104 | 0.055966 | 480.5104 | 0 | 0 | 0 | 0
[149 empty] | All EPR in 2020WLDFRElectric Reliability | WLDFR | HFTD - Distribution - Tier 3 - 5QU CoRE ¦ 4QU LoRE | Red Flag Warning - Destructive Fires | 2022 | Electric Reliability | 222.2294 | 84.7422 | 2022 | Control | 0.1325 | 3 | 0 | esc | 0.15274 | 33.9428 | 0.15274 | 33.9428 | 0.15274 | 33.9428 | 0 | 0
[149 empty] | All EPR in 2020WLDFRFinancial | WLDFR | HFTD - Distribution - Tier 3 - 5QU CoRE ¦ 4QU LoRE | Red Flag Warning - Destructive Fires | 2022 | Financial | 8585.7228 | 84.7422 | 2022 | Control | 0.053 | 3 | 0 | esc | 0.055966 | 480.5104 | 0.055966 | 480.5104 | 0.055966 | 480.5104 | 0 | 0
[149 empty] | All EPR in 2020WLDFRElectric Reliability | WLDFR | HFTD - Distribution - Tier 3 - 5QU CoRE ¦ 4QU LoRE | Red Flag Warning - Destructive Fires | 2023 | Electric Reliability | 233.2301 | 84.7422 | 2023 | Control | 0.1325 | 3 | 0 | esc | 0 | 0 | 0.15274 | 35.623 | 0.15274 | 35.623 | 0.15274 | 35.623
[149 empty] | All EPR in 2020WLDFRFinancial | WLDFR | HFTD - Distribution - Tier 3 - 5QU CoRE ¦ 4QU LoRE | Red Flag Warning - Destructive Fires | 2023 | Financial | 8896.516 | 84.7422 | 2023 | Control | 0.053 | 3 | 0 | esc | 0 | 0 | 0.055966 | 497.9043 | 0.055966 | 497.9043 | 0.055966 | 497.9043
[149 empty] | All EPR in 2020WLDFRElectric Reliability | WLDFR | HFTD - Distribution - Tier 3 - 5QU CoRE ¦ 4QU LoRE | Red Flag Warning - Destructive Fires | 2024 | Electric Reliability | 233.2301 | 84.7422 | 2024 | Control | 0.1325 | 3 | 0 | esc | 0 | 0 | 0 | 0 | 0.15274 | 35.623 | 0.15274 | 35.623
[149 empty] | All EPR in 2020WLDFRFinancial | WLDFR | HFTD - Distribution - Tier 3 - 5QU CoRE ¦ 4QU LoRE | Red Flag Warning - Destructive Fires | 2024 | Financial | 8896.516 | 84.7422 | 2024 | Control | 0.053 | 3 | 0 | esc | 0 | 0 | 0 | 0 | 0.055966 | 497.9043 | 0.055966 | 497.9043
[149 empty] | All EPR in 2020WLDFRElectric Reliability | WLDFR | HFTD - Distribution - Tier 3 - 5QU CoRE ¦ 4QU LoRE | Red Flag Warning - Destructive Fires | 2025 | Electric Reliability | 233.2301 | 84.7422 | 2025 | Control | 0.1325 | 3 | 0 | esc | 0 | 0 | 0 | 0 | 0 | 0 | 0.15274 | 35.623
[149 empty] | All EPR in 2020WLDFRFinancial | WLDFR | HFTD - Distribution - Tier 3 - 5QU CoRE ¦ 4QU LoRE | Red Flag Warning - Destructive Fires | 2025 | Financial | 8896.516 | 84.7422 | 2025 | Control | 0.053 | 3 | 0 | esc | 0 | 0 | 0 | 0 | 0 | 0 | 0.055966 | 497.9043
[149 empty] | All EPR in 2020WLDFRElectric Reliability | WLDFR | HFTD - Distribution - Tier 3 - 5QU CoRE ¦ 4QU LoRE | Red Flag Warning - Large Fires | 2021 | Electric Reliability | 0.69642 | 84.7422 | 2021 | Control | 0.1325 | 3 | 0 | esc | 0.15274 | 0.10637 | 0.15274 | 0.10637 | 0 | 0 | 0 | 0
[149 empty] | All EPR in 2020WLDFRFinancial | WLDFR | HFTD - Distribution - Tier 3 - 5QU CoRE ¦ 4QU LoRE | Red Flag Warning - Large Fires | 2021 | Financial | 2.942 | 84.7422 | 2021 | Control | 0.053 | 3 | 0 | esc | 0.055966 | 0.16465 | 0.055966 | 0.16465 | 0 | 0 | 0 | 0
[149 empty] | All EPR in 2020WLDFRSafety | WLDFR | HFTD - Distribution - Tier 3 - 5QU CoRE ¦ 4QU LoRE | Red Flag Warning - Large Fires | 2021 | Safety | 1.6022 | 84.7422 | 2021 | Control | 0.053 | 3 | 0 | esc | 0.055966 | 0.089668 | 0.055966 | 0.089668 | 0 | 0 | 0 | 0
[149 empty] | All EPR in 2020WLDFRElectric Reliability | WLDFR | HFTD - Distribution - Tier 3 - 5QU CoRE ¦ 4QU LoRE | Red Flag Warning - Large Fires | 2022 | Electric Reliability | 0.69642 | 84.7422 | 2022 | Control | 0.1325 | 3 | 0 | esc | 0.15274 | 0.10637 | 0.15274 | 0.10637 | 0.15274 | 0.10637 | 0 | 0
[149 empty] | All EPR in 2020WLDFRFinancial | WLDFR | HFTD - Distribution - Tier 3 - 5QU CoRE ¦ 4QU LoRE | Red Flag Warning - Large Fires | 2022 | Financial | 2.942 | 84.7422 | 2022 | Control | 0.053 | 3 | 0 | esc | 0.055966 | 0.16465 | 0.055966 | 0.16465 | 0.055966 | 0.16465 | 0 | 0
[149 empty] | All EPR in 2020WLDFRSafety | WLDFR | HFTD - Distribution - Tier 3 - 5QU CoRE ¦ 4QU LoRE | Red Flag Warning - Large Fires | 2022 | Safety | 1.6022 | 84.7422 | 2022 | Control | 0.053 | 3 | 0 | esc | 0.055966 | 0.089668 | 0.055966 | 0.089668 | 0.055966 | 0.089668 | 0 | 0
[149 empty] | All EPR in 2020WLDFRElectric Reliability | WLDFR | HFTD - Distribution - Tier 3 - 5QU CoRE ¦ 4QU LoRE | Red Flag Warning - Large Fires | 2023 | Electric Reliability | 0.71896 | 84.7422 | 2023 | Control | 0.1325 | 3 | 0 | esc | 0 | 0 | 0.15274 | 0.10981 | 0.15274 | 0.10981 | 0.15274 | 0.10981
[149 empty] | All EPR in 2020WLDFRFinancial | WLDFR | HFTD - Distribution - Tier 3 - 5QU CoRE ¦ 4QU LoRE | Red Flag Warning - Large Fires | 2023 | Financial | 3.0715 | 84.7422 | 2023 | Control | 0.053 | 3 | 0 | esc | 0 | 0 | 0.055966 | 0.1719 | 0.055966 | 0.1719 | 0.055966 | 0.1719
[149 empty] | All EPR in 2020WLDFRSafety | WLDFR | HFTD - Distribution - Tier 3 - 5QU CoRE ¦ 4QU LoRE | Red Flag Warning - Large Fires | 2023 | Safety | 1.6846 | 84.7422 | 2023 | Control | 0.053 | 3 | 0 | esc | 0 | 0 | 0.055966 | 0.094279 | 0.055966 | 0.094279 | 0.055966 | 0.094279
[149 empty] | All EPR in 2020WLDFRElectric Reliability | WLDFR | HFTD - Distribution - Tier 3 - 5QU CoRE ¦ 4QU LoRE | Red Flag Warning - Large Fires | 2024 | Electric Reliability | 0.71896 | 84.7422 | 2024 | Control | 0.1325 | 3 | 0 | esc | 0 | 0 | 0 | 0 | 0.15274 | 0.10981 | 0.15274 | 0.10981
[149 empty] | All EPR in 2020WLDFRFinancial | WLDFR | HFTD - Distribution - Tier 3 - 5QU CoRE ¦ 4QU LoRE | Red Flag Warning - Large Fires | 2024 | Financial | 3.0715 | 84.7422 | 2024 | Control | 0.053 | 3 | 0 | esc | 0 | 0 | 0 | 0 | 0.055966 | 0.1719 | 0.055966 | 0.1719
[149 empty] | All EPR in 2020WLDFRSafety | WLDFR | HFTD - Distribution - Tier 3 - 5QU CoRE ¦ 4QU LoRE | Red Flag Warning - Large Fires | 2024 | Safety | 1.6846 | 84.7422 | 2024 | Control | 0.053 | 3 | 0 | esc | 0 | 0 | 0 | 0 | 0.055966 | 0.094279 | 0.055966 | 0.094279
[149 empty] | All EPR in 2020WLDFRElectric Reliability | WLDFR | HFTD - Distribution - Tier 3 - 5QU CoRE ¦ 4QU LoRE | Red Flag Warning - Large Fires | 2025 | Electric Reliability | 0.71896 | 84.7422 | 2025 | Control | 0.1325 | 3 | 0 | esc | 0 | 0 | 0 | 0 | 0 | 0 | 0.15274 | 0.10981
[149 empty] | All EPR in 2020WLDFRFinancial | WLDFR | HFTD - Distribution - Tier 3 - 5QU CoRE ¦ 4QU LoRE | Red Flag Warning - Large Fires | 2025 | Financial | 3.0715 | 84.7422 | 2025 | Control | 0.053 | 3 | 0 | esc | 0 | 0 | 0 | 0 | 0 | 0 | 0.055966 | 0.1719
[149 empty] | All EPR in 2020WLDFRSafety | WLDFR | HFTD - Distribution - Tier 3 - 5QU CoRE ¦ 4QU LoRE | Red Flag Warning - Large Fires | 2025 | Safety | 1.6846 | 84.7422 | 2025 | Control | 0.053 | 3 | 0 | esc | 0 | 0 | 0 | 0 | 0 | 0 | 0.055966 | 0.094279
[149 empty] | All EPR in 2020WLDFRElectric Reliability | WLDFR | HFTD - Distribution - Tier 3 - 5QU CoRE ¦ 4QU LoRE | Red Flag Warning - Small Fires | 2021 | Electric Reliability | 0.036425 | 84.7422 | 2021 | Control | 0.1325 | 3 | 0 | esc | 0.15274 | 0.0055635 | 0.15274 | 0.0055635 | 0 | 0 | 0 | 0
[149 empty] | All EPR in 2020WLDFRFinancial | WLDFR | HFTD - Distribution - Tier 3 - 5QU CoRE ¦ 4QU LoRE | Red Flag Warning - Small Fires | 2021 | Financial | 0.0015809 | 84.7422 | 2021 | Control | 0.053 | 3 | 0 | esc | 0.055966 | 8.8475e-05 | 0.055966 | 8.8475e-05 | 0 | 0 | 0 | 0
[149 empty] | All EPR in 2020WLDFRSafety | WLDFR | HFTD - Distribution - Tier 3 - 5QU CoRE ¦ 4QU LoRE | Red Flag Warning - Small Fires | 2021 | Safety | 0.039895 | 84.7422 | 2021 | Control | 0.053 | 3 | 0 | esc | 0.055966 | 0.0022328 | 0.055966 | 0.0022328 | 0 | 0 | 0 | 0
[149 empty] | All EPR in 2020WLDFRElectric Reliability | WLDFR | HFTD - Distribution - Tier 3 - 5QU CoRE ¦ 4QU LoRE | Red Flag Warning - Small Fires | 2022 | Electric Reliability | 0.036425 | 84.7422 | 2022 | Control | 0.1325 | 3 | 0 | esc | 0.15274 | 0.0055635 | 0.15274 | 0.0055635 | 0.15274 | 0.0055635 | 0 | 0
[149 empty] | All EPR in 2020WLDFRFinancial | WLDFR | HFTD - Distribution - Tier 3 - 5QU CoRE ¦ 4QU LoRE | Red Flag Warning - Small Fires | 2022 | Financial | 0.0015809 | 84.7422 | 2022 | Control | 0.053 | 3 | 0 | esc | 0.055966 | 8.8475e-05 | 0.055966 | 8.8475e-05 | 0.055966 | 8.8475e-05 | 0 | 0
[149 empty] | All EPR in 2020WLDFRSafety | WLDFR | HFTD - Distribution - Tier 3 - 5QU CoRE ¦ 4QU LoRE | Red Flag Warning - Small Fires | 2022 | Safety | 0.039895 | 84.7422 | 2022 | Control | 0.053 | 3 | 0 | esc | 0.055966 | 0.0022328 | 0.055966 | 0.0022328 | 0.055966 | 0.0022328 | 0 | 0
[149 empty] | All EPR in 2020WLDFRElectric Reliability | WLDFR | HFTD - Distribution - Tier 3 - 5QU CoRE ¦ 4QU LoRE | Red Flag Warning - Small Fires | 2023 | Electric Reliability | 0.03759 | 84.7422 | 2023 | Control | 0.1325 | 3 | 0 | esc | 0 | 0 | 0.15274 | 0.0057414 | 0.15274 | 0.0057414 | 0.15274 | 0.0057414
[149 empty] | All EPR in 2020WLDFRFinancial | WLDFR | HFTD - Distribution - Tier 3 - 5QU CoRE ¦ 4QU LoRE | Red Flag Warning - Small Fires | 2023 | Financial | 0.0016314 | 84.7422 | 2023 | Control | 0.053 | 3 | 0 | esc | 0 | 0 | 0.055966 | 9.1305e-05 | 0.055966 | 9.1305e-05 | 0.055966 | 9.1305e-05
[149 empty] | All EPR in 2020WLDFRSafety | WLDFR | HFTD - Distribution - Tier 3 - 5QU CoRE ¦ 4QU LoRE | Red Flag Warning - Small Fires | 2023 | Safety | 0.041187 | 84.7422 | 2023 | Control | 0.053 | 3 | 0 | esc | 0 | 0 | 0.055966 | 0.0023051 | 0.055966 | 0.0023051 | 0.055966 | 0.0023051
[149 empty] | All EPR in 2020WLDFRElectric Reliability | WLDFR | HFTD - Distribution - Tier 3 - 5QU CoRE ¦ 4QU LoRE | Red Flag Warning - Small Fires | 2024 | Electric Reliability | 0.03759 | 84.7422 | 2024 | Control | 0.1325 | 3 | 0 | esc | 0 | 0 | 0 | 0 | 0.15274 | 0.0057414 | 0.15274 | 0.0057414
[149 empty] | All EPR in 2020WLDFRFinancial | WLDFR | HFTD - Distribution - Tier 3 - 5QU CoRE ¦ 4QU LoRE | Red Flag Warning - Small Fires | 2024 | Financial | 0.0016314 | 84.7422 | 2024 | Control | 0.053 | 3 | 0 | esc | 0 | 0 | 0 | 0 | 0.055966 | 9.1305e-05 | 0.055966 | 9.1305e-05
[149 empty] | All EPR in 2020WLDFRSafety | WLDFR | HFTD - Distribution - Tier 3 - 5QU CoRE ¦ 4QU LoRE | Red Flag Warning - Small Fires | 2024 | Safety | 0.041187 | 84.7422 | 2024 | Control | 0.053 | 3 | 0 | esc | 0 | 0 | 0 | 0 | 0.055966 | 0.0023051 | 0.055966 | 0.0023051
[149 empty] | All EPR in 2020WLDFRElectric Reliability | WLDFR | HFTD - Distribution - Tier 3 - 5QU CoRE ¦ 4QU LoRE | Red Flag Warning - Small Fires | 2025 | Electric Reliability | 0.03759 | 84.7422 | 2025 | Control | 0.1325 | 3 | 0 | esc | 0 | 0 | 0 | 0 | 0 | 0 | 0.15274 | 0.0057414
[149 empty] | All EPR in 2020WLDFRFinancial | WLDFR | HFTD - Distribution - Tier 3 - 5QU CoRE ¦ 4QU LoRE | Red Flag Warning - Small Fires | 2025 | Financial | 0.0016314 | 84.7422 | 2025 | Control | 0.053 | 3 | 0 | esc | 0 | 0 | 0 | 0 | 0 | 0 | 0.055966 | 9.1305e-05
[149 empty] | All EPR in 2020WLDFRSafety | WLDFR | HFTD - Distribution - Tier 3 - 5QU CoRE ¦ 4QU LoRE | Red Flag Warning - Small Fires | 2025 | Safety | 0.041187 | 84.7422 | 2025 | Control | 0.053 | 3 | 0 | esc | 0 | 0 | 0 | 0 | 0 | 0 | 0.055966 | 0.0023051
[149 empty] | All EPR in 2020WLDFRElectric Reliability | WLDFR | HFTD - Distribution - Tier 3 - 5QU CoRE ¦ 4QU LoRE | Seismic - Non-Red Flag Warning - Catastrophic Fires | 2021 | Electric Reliability | 409.2237 | 84.7422 | 2021 | Control | 0.1325 | 3 | 0 | esc | 0.15274 | 62.5039 | 0.15274 | 62.5039 | 0 | 0 | 0 | 0
[149 empty] | All EPR in 2020WLDFRFinancial | WLDFR | HFTD - Distribution - Tier 3 - 5QU CoRE ¦ 4QU LoRE | Seismic - Non-Red Flag Warning - Catastrophic Fires | 2021 | Financial | 13469.0878 | 84.7422 | 2021 | Control | 0.053 | 3 | 0 | esc | 0.055966 | 753.8138 | 0.055966 | 753.8138 | 0 | 0 | 0 | 0
[149 empty] | All EPR in 2020WLDFRSafety | WLDFR | HFTD - Distribution - Tier 3 - 5QU CoRE ¦ 4QU LoRE | Seismic - Non-Red Flag Warning - Catastrophic Fires | 2021 | Safety | 7205.5313 | 84.7422 | 2021 | Control | 0.053 | 3 | 0 | esc | 0.055966 | 403.2663 | 0.055966 | 403.2663 | 0 | 0 | 0 | 0
[149 empty] | All EPR in 2020WLDFRElectric Reliability | WLDFR | HFTD - Distribution - Tier 3 - 5QU CoRE ¦ 4QU LoRE | Seismic - Non-Red Flag Warning - Catastrophic Fires | 2022 | Electric Reliability | 409.2237 | 84.7422 | 2022 | Control | 0.1325 | 3 | 0 | esc | 0.15274 | 62.5039 | 0.15274 | 62.5039 | 0.15274 | 62.5039 | 0 | 0
[149 empty] | All EPR in 2020WLDFRFinancial | WLDFR | HFTD - Distribution - Tier 3 - 5QU CoRE ¦ 4QU LoRE | Seismic - Non-Red Flag Warning - Catastrophic Fires | 2022 | Financial | 13469.0878 | 84.7422 | 2022 | Control | 0.053 | 3 | 0 | esc | 0.055966 | 753.8138 | 0.055966 | 753.8138 | 0.055966 | 753.8138 | 0 | 0
[149 empty] | All EPR in 2020WLDFRSafety | WLDFR | HFTD - Distribution - Tier 3 - 5QU CoRE ¦ 4QU LoRE | Seismic - Non-Red Flag Warning - Catastrophic Fires | 2022 | Safety | 7205.5313 | 84.7422 | 2022 | Control | 0.053 | 3 | 0 | esc | 0.055966 | 403.2663 | 0.055966 | 403.2663 | 0.055966 | 403.2663 | 0 | 0
[149 empty] | All EPR in 2020WLDFRElectric Reliability | WLDFR | HFTD - Distribution - Tier 3 - 5QU CoRE ¦ 4QU LoRE | Seismic - Non-Red Flag Warning - Catastrophic Fires | 2023 | Electric Reliability | 428.6023 | 84.7422 | 2023 | Control | 0.1325 | 3 | 0 | esc | 0 | 0 | 0.15274 | 65.4638 | 0.15274 | 65.4638 | 0.15274 | 65.4638
[149 empty] | All EPR in 2020WLDFRFinancial | WLDFR | HFTD - Distribution - Tier 3 - 5QU CoRE ¦ 4QU LoRE | Seismic - Non-Red Flag Warning - Catastrophic Fires | 2023 | Financial | 13939.561 | 84.7422 | 2023 | Control | 0.053 | 3 | 0 | esc | 0 | 0 | 0.055966 | 780.1444 | 0.055966 | 780.1444 | 0.055966 | 780.1444
[149 empty] | All EPR in 2020WLDFRSafety | WLDFR | HFTD - Distribution - Tier 3 - 5QU CoRE ¦ 4QU LoRE | Seismic - Non-Red Flag Warning - Catastrophic Fires | 2023 | Safety | 7467.8148 | 84.7422 | 2023 | Control | 0.053 | 3 | 0 | esc | 0 | 0 | 0.055966 | 417.9453 | 0.055966 | 417.9453 | 0.055966 | 417.9453
[149 empty] | All EPR in 2020WLDFRElectric Reliability | WLDFR | HFTD - Distribution - Tier 3 - 5QU CoRE ¦ 4QU LoRE | Seismic - Non-Red Flag Warning - Catastrophic Fires | 2024 | Electric Reliability | 428.6023 | 84.7422 | 2024 | Control | 0.1325 | 3 | 0 | esc | 0 | 0 | 0 | 0 | 0.15274 | 65.4638 | 0.15274 | 65.4638
[149 empty] | All EPR in 2020WLDFRFinancial | WLDFR | HFTD - Distribution - Tier 3 - 5QU CoRE ¦ 4QU LoRE | Seismic - Non-Red Flag Warning - Catastrophic Fires | 2024 | Financial | 13939.561 | 84.7422 | 2024 | Control | 0.053 | 3 | 0 | esc | 0 | 0 | 0 | 0 | 0.055966 | 780.1444 | 0.055966 | 780.1444
[149 empty] | All EPR in 2020WLDFRSafety | WLDFR | HFTD - Distribution - Tier 3 - 5QU CoRE ¦ 4QU LoRE | Seismic - Non-Red Flag Warning - Catastrophic Fires | 2024 | Safety | 7467.8148 | 84.7422 | 2024 | Control | 0.053 | 3 | 0 | esc | 0 | 0 | 0 | 0 | 0.055966 | 417.9453 | 0.055966 | 417.9453
[149 empty] | All EPR in 2020WLDFRElectric Reliability | WLDFR | HFTD - Distribution - Tier 3 - 5QU CoRE ¦ 4QU LoRE | Seismic - Non-Red Flag Warning - Catastrophic Fires | 2025 | Electric Reliability | 428.6023 | 84.7422 | 2025 | Control | 0.1325 | 3 | 0 | esc | 0 | 0 | 0 | 0 | 0 | 0 | 0.15274 | 65.4638
[149 empty] | All EPR in 2020WLDFRFinancial | WLDFR | HFTD - Distribution - Tier 3 - 5QU CoRE ¦ 4QU LoRE | Seismic - Non-Red Flag Warning - Catastrophic Fires | 2025 | Financial | 13939.561 | 84.7422 | 2025 | Control | 0.053 | 3 | 0 | esc | 0 | 0 | 0 | 0 | 0 | 0 | 0.055966 | 780.1444
[149 empty] | All EPR in 2020WLDFRSafety | WLDFR | HFTD - Distribution - Tier 3 - 5QU CoRE ¦ 4QU LoRE | Seismic - Non-Red Flag Warning - Catastrophic Fires | 2025 | Safety | 7467.8148 | 84.7422 | 2025 | Control | 0.053 | 3 | 0 | esc | 0 | 0 | 0 | 0 | 0 | 0 | 0.055966 | 417.9453
[149 empty] | All EPR in 2020WLDFRElectric Reliability | WLDFR | HFTD - Distribution - Tier 3 - 5QU CoRE ¦ 4QU LoRE | Seismic - Red Flag Warning - Catastrophic Fires | 2021 | Electric Reliability | 409.2237 | 84.7422 | 2021 | Control | 0.1325 | 3 | 0 | esc | 0.15274 | 62.5039 | 0.15274 | 62.5039 | 0 | 0 | 0 | 0
[149 empty] | All EPR in 2020WLDFRFinancial | WLDFR | HFTD - Distribution - Tier 3 - 5QU CoRE ¦ 4QU LoRE | Seismic - Red Flag Warning - Catastrophic Fires | 2021 | Financial | 13469.0878 | 84.7422 | 2021 | Control | 0.053 | 3 | 0 | esc | 0.055966 | 753.8138 | 0.055966 | 753.8138 | 0 | 0 | 0 | 0
[149 empty] | All EPR in 2020WLDFRSafety | WLDFR | HFTD - Distribution - Tier 3 - 5QU CoRE ¦ 4QU LoRE | Seismic - Red Flag Warning - Catastrophic Fires | 2021 | Safety | 7205.5313 | 84.7422 | 2021 | Control | 0.053 | 3 | 0 | esc | 0.055966 | 403.2663 | 0.055966 | 403.2663 | 0 | 0 | 0 | 0
[149 empty] | All EPR in 2020WLDFRElectric Reliability | WLDFR | HFTD - Distribution - Tier 3 - 5QU CoRE ¦ 4QU LoRE | Seismic - Red Flag Warning - Catastrophic Fires | 2022 | Electric Reliability | 409.2237 | 84.7422 | 2022 | Control | 0.1325 | 3 | 0 | esc | 0.15274 | 62.5039 | 0.15274 | 62.5039 | 0.15274 | 62.5039 | 0 | 0
[149 empty] | All EPR in 2020WLDFRFinancial | WLDFR | HFTD - Distribution - Tier 3 - 5QU CoRE ¦ 4QU LoRE | Seismic - Red Flag Warning - Catastrophic Fires | 2022 | Financial | 13469.0878 | 84.7422 | 2022 | Control | 0.053 | 3 | 0 | esc | 0.055966 | 753.8138 | 0.055966 | 753.8138 | 0.055966 | 753.8138 | 0 | 0
[149 empty] | All EPR in 2020WLDFRSafety | WLDFR | HFTD - Distribution - Tier 3 - 5QU CoRE ¦ 4QU LoRE | Seismic - Red Flag Warning - Catastrophic Fires | 2022 | Safety | 7205.5313 | 84.7422 | 2022 | Control | 0.053 | 3 | 0 | esc | 0.055966 | 403.2663 | 0.055966 | 403.2663 | 0.055966 | 403.2663 | 0 | 0
[149 empty] | All EPR in 2020WLDFRElectric Reliability | WLDFR | HFTD - Distribution - Tier 3 - 5QU CoRE ¦ 4QU LoRE | Seismic - Red Flag Warning - Catastrophic Fires | 2023 | Electric Reliability | 428.6023 | 84.7422 | 2023 | Control | 0.1325 | 3 | 0 | esc | 0 | 0 | 0.15274 | 65.4638 | 0.15274 | 65.4638 | 0.15274 | 65.4638
[149 empty] | All EPR in 2020WLDFRFinancial | WLDFR | HFTD - Distribution - Tier 3 - 5QU CoRE ¦ 4QU LoRE | Seismic - Red Flag Warning - Catastrophic Fires | 2023 | Financial | 13939.561 | 84.7422 | 2023 | Control | 0.053 | 3 | 0 | esc | 0 | 0 | 0.055966 | 780.1444 | 0.055966 | 780.1444 | 0.055966 | 780.1444
[149 empty] | All EPR in 2020WLDFRSafety | WLDFR | HFTD - Distribution - Tier 3 - 5QU CoRE ¦ 4QU LoRE | Seismic - Red Flag Warning - Catastrophic Fires | 2023 | Safety | 7467.8148 | 84.7422 | 2023 | Control | 0.053 | 3 | 0 | esc | 0 | 0 | 0.055966 | 417.9453 | 0.055966 | 417.9453 | 0.055966 | 417.9453
[149 empty] | All EPR in 2020WLDFRElectric Reliability | WLDFR | HFTD - Distribution - Tier 3 - 5QU CoRE ¦ 4QU LoRE | Seismic - Red Flag Warning - Catastrophic Fires | 2024 | Electric Reliability | 428.6023 | 84.7422 | 2024 | Control | 0.1325 | 3 | 0 | esc | 0 | 0 | 0 | 0 | 0.15274 | 65.4638 | 0.15274 | 65.4638
[149 empty] | All EPR in 2020WLDFRFinancial | WLDFR | HFTD - Distribution - Tier 3 - 5QU CoRE ¦ 4QU LoRE | Seismic - Red Flag Warning - Catastrophic Fires | 2024 | Financial | 13939.561 | 84.7422 | 2024 | Control | 0.053 | 3 | 0 | esc | 0 | 0 | 0 | 0 | 0.055966 | 780.1444 | 0.055966 | 780.1444
[149 empty] | All EPR in 2020WLDFRSafety | WLDFR | HFTD - Distribution - Tier 3 - 5QU CoRE ¦ 4QU LoRE | Seismic - Red Flag Warning - Catastrophic Fires | 2024 | Safety | 7467.8148 | 84.7422 | 2024 | Control | 0.053 | 3 | 0 | esc | 0 | 0 | 0 | 0 | 0.055966 | 417.9453 | 0.055966 | 417.9453
[149 empty] | All EPR in 2020WLDFRElectric Reliability | WLDFR | HFTD - Distribution - Tier 3 - 5QU CoRE ¦ 4QU LoRE | Seismic - Red Flag Warning - Catastrophic Fires | 2025 | Electric Reliability | 428.6023 | 84.7422 | 2025 | Control | 0.1325 | 3 | 0 | esc | 0 | 0 | 0 | 0 | 0 | 0 | 0.15274 | 65.4638
[149 empty] | All EPR in 2020WLDFRFinancial | WLDFR | HFTD - Distribution - Tier 3 - 5QU CoRE ¦ 4QU LoRE | Seismic - Red Flag Warning - Catastrophic Fires | 2025 | Financial | 13939.561 | 84.7422 | 2025 | Control | 0.053 | 3 | 0 | esc | 0 | 0 | 0 | 0 | 0 | 0 | 0.055966 | 780.1444
[149 empty] | All EPR in 2020WLDFRSafety | WLDFR | HFTD - Distribution - Tier 3 - 5QU CoRE ¦ 4QU LoRE | Seismic - Red Flag Warning - Catastrophic Fires | 2025 | Safety | 7467.8148 | 84.7422 | 2025 | Control | 0.053 | 3 | 0 | esc | 0 | 0 | 0 | 0 | 0 | 0 | 0.055966 | 417.9453
[149 empty] | All EPR in 2020WLDFRElectric Reliability | WLDFR | HFTD - Distribution - Tier 3 - 5QU CoRE ¦ 5QU LoRE | Non-Red Flag Warning - Catastrophic Fires | 2021 | Electric Reliability | 222.2294 | 79.7972 | 2021 | Control | 0.1325 | 3 | 0 | esc | 0.15274 | 33.9428 | 0.15274 | 33.9428 | 0 | 0 | 0 | 0
[149 empty] | All EPR in 2020WLDFRFinancial | WLDFR | HFTD - Distribution - Tier 3 - 5QU CoRE ¦ 5QU LoRE | Non-Red Flag Warning - Catastrophic Fires | 2021 | Financial | 8585.7228 | 79.7972 | 2021 | Control | 0.053 | 3 | 0 | esc | 0.055966 | 480.5104 | 0.055966 | 480.5104 | 0 | 0 | 0 | 0
[149 empty] | All EPR in 2020WLDFRSafety | WLDFR | HFTD - Distribution - Tier 3 - 5QU CoRE ¦ 5QU LoRE | Non-Red Flag Warning - Catastrophic Fires | 2021 | Safety | 5338.1784 | 79.7972 | 2021 | Control | 0.053 | 3 | 0 | esc | 0.055966 | 298.7576 | 0.055966 | 298.7576 | 0 | 0 | 0 | 0
[149 empty] | All EPR in 2020WLDFRElectric Reliability | WLDFR | HFTD - Distribution - Tier 3 - 5QU CoRE ¦ 5QU LoRE | Non-Red Flag Warning - Catastrophic Fires | 2022 | Electric Reliability | 222.2294 | 79.7972 | 2022 | Control | 0.1325 | 3 | 0 | esc | 0.15274 | 33.9428 | 0.15274 | 33.9428 | 0.15274 | 33.9428 | 0 | 0
[149 empty] | All EPR in 2020WLDFRFinancial | WLDFR | HFTD - Distribution - Tier 3 - 5QU CoRE ¦ 5QU LoRE | Non-Red Flag Warning - Catastrophic Fires | 2022 | Financial | 8585.7228 | 79.7972 | 2022 | Control | 0.053 | 3 | 0 | esc | 0.055966 | 480.5104 | 0.055966 | 480.5104 | 0.055966 | 480.5104 | 0 | 0
[149 empty] | All EPR in 2020WLDFRSafety | WLDFR | HFTD - Distribution - Tier 3 - 5QU CoRE ¦ 5QU LoRE | Non-Red Flag Warning - Catastrophic Fires | 2022 | Safety | 5338.1784 | 79.7972 | 2022 | Control | 0.053 | 3 | 0 | esc | 0.055966 | 298.7576 | 0.055966 | 298.7576 | 0.055966 | 298.7576 | 0 | 0
[149 empty] | All EPR in 2020WLDFRElectric Reliability | WLDFR | HFTD - Distribution - Tier 3 - 5QU CoRE ¦ 5QU LoRE | Non-Red Flag Warning - Catastrophic Fires | 2023 | Electric Reliability | 233.2301 | 79.7972 | 2023 | Control | 0.1325 | 3 | 0 | esc | 0 | 0 | 0.15274 | 35.623 | 0.15274 | 35.623 | 0.15274 | 35.623
[149 empty] | All EPR in 2020WLDFRFinancial | WLDFR | HFTD - Distribution - Tier 3 - 5QU CoRE ¦ 5QU LoRE | Non-Red Flag Warning - Catastrophic Fires | 2023 | Financial | 8896.516 | 79.7972 | 2023 | Control | 0.053 | 3 | 0 | esc | 0 | 0 | 0.055966 | 497.9043 | 0.055966 | 497.9043 | 0.055966 | 497.9043
[149 empty] | All EPR in 2020WLDFRSafety | WLDFR | HFTD - Distribution - Tier 3 - 5QU CoRE ¦ 5QU LoRE | Non-Red Flag Warning - Catastrophic Fires | 2023 | Safety | 5534.8915 | 79.7972 | 2023 | Control | 0.053 | 3 | 0 | esc | 0 | 0 | 0.055966 | 309.7669 | 0.055966 | 309.7669 | 0.055966 | 309.7669
[149 empty] | All EPR in 2020WLDFRElectric Reliability | WLDFR | HFTD - Distribution - Tier 3 - 5QU CoRE ¦ 5QU LoRE | Non-Red Flag Warning - Catastrophic Fires | 2024 | Electric Reliability | 233.2301 | 79.7972 | 2024 | Control | 0.1325 | 3 | 0 | esc | 0 | 0 | 0 | 0 | 0.15274 | 35.623 | 0.15274 | 35.623
[149 empty] | All EPR in 2020WLDFRFinancial | WLDFR | HFTD - Distribution - Tier 3 - 5QU CoRE ¦ 5QU LoRE | Non-Red Flag Warning - Catastrophic Fires | 2024 | Financial | 8896.516 | 79.7972 | 2024 | Control | 0.053 | 3 | 0 | esc | 0 | 0 | 0 | 0 | 0.055966 | 497.9043 | 0.055966 | 497.9043
[149 empty] | All EPR in 2020WLDFRSafety | WLDFR | HFTD - Distribution - Tier 3 - 5QU CoRE ¦ 5QU LoRE | Non-Red Flag Warning - Catastrophic Fires | 2024 | Safety | 5534.8915 | 79.7972 | 2024 | Control | 0.053 | 3 | 0 | esc | 0 | 0 | 0 | 0 | 0.055966 | 309.7669 | 0.055966 | 309.7669
[149 empty] | All EPR in 2020WLDFRElectric Reliability | WLDFR | HFTD - Distribution - Tier 3 - 5QU CoRE ¦ 5QU LoRE | Non-Red Flag Warning - Catastrophic Fires | 2025 | Electric Reliability | 233.2301 | 79.7972 | 2025 | Control | 0.1325 | 3 | 0 | esc | 0 | 0 | 0 | 0 | 0 | 0 | 0.15274 | 35.623
[149 empty] | All EPR in 2020WLDFRFinancial | WLDFR | HFTD - Distribution - Tier 3 - 5QU CoRE ¦ 5QU LoRE | Non-Red Flag Warning - Catastrophic Fires | 2025 | Financial | 8896.516 | 79.7972 | 2025 | Control | 0.053 | 3 | 0 | esc | 0 | 0 | 0 | 0 | 0 | 0 | 0.055966 | 497.9043
[149 empty] | All EPR in 2020WLDFRSafety | WLDFR | HFTD - Distribution - Tier 3 - 5QU CoRE ¦ 5QU LoRE | Non-Red Flag Warning - Catastrophic Fires | 2025 | Safety | 5534.8915 | 79.7972 | 2025 | Control | 0.053 | 3 | 0 | esc | 0 | 0 | 0 | 0 | 0 | 0 | 0.055966 | 309.7669
[149 empty] | All EPR in 2020WLDFRElectric Reliability | WLDFR | HFTD - Distribution - Tier 3 - 5QU CoRE ¦ 5QU LoRE | Non-Red Flag Warning - Destructive Fires | 2021 | Electric Reliability | 222.2294 | 79.7972 | 2021 | Control | 0.1325 | 3 | 0 | esc | 0.15274 | 33.9428 | 0.15274 | 33.9428 | 0 | 0 | 0 | 0
[149 empty] | All EPR in 2020WLDFRFinancial | WLDFR | HFTD - Distribution - Tier 3 - 5QU CoRE ¦ 5QU LoRE | Non-Red Flag Warning - Destructive Fires | 2021 | Financial | 8585.7228 | 79.7972 | 2021 | Control | 0.053 | 3 | 0 | esc | 0.055966 | 480.5104 | 0.055966 | 480.5104 | 0 | 0 | 0 | 0
[149 empty] | All EPR in 2020WLDFRElectric Reliability | WLDFR | HFTD - Distribution - Tier 3 - 5QU CoRE ¦ 5QU LoRE | Non-Red Flag Warning - Destructive Fires | 2022 | Electric Reliability | 222.2294 | 79.7972 | 2022 | Control | 0.1325 | 3 | 0 | esc | 0.15274 | 33.9428 | 0.15274 | 33.9428 | 0.15274 | 33.9428 | 0 | 0
[149 empty] | All EPR in 2020WLDFRFinancial | WLDFR | HFTD - Distribution - Tier 3 - 5QU CoRE ¦ 5QU LoRE | Non-Red Flag Warning - Destructive Fires | 2022 | Financial | 8585.7228 | 79.7972 | 2022 | Control | 0.053 | 3 | 0 | esc | 0.055966 | 480.5104 | 0.055966 | 480.5104 | 0.055966 | 480.5104 | 0 | 0
[149 empty] | All EPR in 2020WLDFRElectric Reliability | WLDFR | HFTD - Distribution - Tier 3 - 5QU CoRE ¦ 5QU LoRE | Non-Red Flag Warning - Destructive Fires | 2023 | Electric Reliability | 233.2301 | 79.7972 | 2023 | Control | 0.1325 | 3 | 0 | esc | 0 | 0 | 0.15274 | 35.623 | 0.15274 | 35.623 | 0.15274 | 35.623
[149 empty] | All EPR in 2020WLDFRFinancial | WLDFR | HFTD - Distribution - Tier 3 - 5QU CoRE ¦ 5QU LoRE | Non-Red Flag Warning - Destructive Fires | 2023 | Financial | 8896.516 | 79.7972 | 2023 | Control | 0.053 | 3 | 0 | esc | 0 | 0 | 0.055966 | 497.9043 | 0.055966 | 497.9043 | 0.055966 | 497.9043
[149 empty] | All EPR in 2020WLDFRElectric Reliability | WLDFR | HFTD - Distribution - Tier 3 - 5QU CoRE ¦ 5QU LoRE | Non-Red Flag Warning - Destructive Fires | 2024 | Electric Reliability | 233.2301 | 79.7972 | 2024 | Control | 0.1325 | 3 | 0 | esc | 0 | 0 | 0 | 0 | 0.15274 | 35.623 | 0.15274 | 35.623
[149 empty] | All EPR in 2020WLDFRFinancial | WLDFR | HFTD - Distribution - Tier 3 - 5QU CoRE ¦ 5QU LoRE | Non-Red Flag Warning - Destructive Fires | 2024 | Financial | 8896.516 | 79.7972 | 2024 | Control | 0.053 | 3 | 0 | esc | 0 | 0 | 0 | 0 | 0.055966 | 497.9043 | 0.055966 | 497.9043
[149 empty] | All EPR in 2020WLDFRElectric Reliability | WLDFR | HFTD - Distribution - Tier 3 - 5QU CoRE ¦ 5QU LoRE | Non-Red Flag Warning - Destructive Fires | 2025 | Electric Reliability | 233.2301 | 79.7972 | 2025 | Control | 0.1325 | 3 | 0 | esc | 0 | 0 | 0 | 0 | 0 | 0 | 0.15274 | 35.623
[149 empty] | All EPR in 2020WLDFRFinancial | WLDFR | HFTD - Distribution - Tier 3 - 5QU CoRE ¦ 5QU LoRE | Non-Red Flag Warning - Destructive Fires | 2025 | Financial | 8896.516 | 79.7972 | 2025 | Control | 0.053 | 3 | 0 | esc | 0 | 0 | 0 | 0 | 0 | 0 | 0.055966 | 497.9043
[149 empty] | All EPR in 2020WLDFRElectric Reliability | WLDFR | HFTD - Distribution - Tier 3 - 5QU CoRE ¦ 5QU LoRE | Non-Red Flag Warning - Large Fires | 2021 | Electric Reliability | 0.69642 | 79.7972 | 2021 | Control | 0.1325 | 3 | 0 | esc | 0.15274 | 0.10637 | 0.15274 | 0.10637 | 0 | 0 | 0 | 0
[149 empty] | All EPR in 2020WLDFRFinancial | WLDFR | HFTD - Distribution - Tier 3 - 5QU CoRE ¦ 5QU LoRE | Non-Red Flag Warning - Large Fires | 2021 | Financial | 2.942 | 79.7972 | 2021 | Control | 0.053 | 3 | 0 | esc | 0.055966 | 0.16465 | 0.055966 | 0.16465 | 0 | 0 | 0 | 0
[149 empty] | All EPR in 2020WLDFRSafety | WLDFR | HFTD - Distribution - Tier 3 - 5QU CoRE ¦ 5QU LoRE | Non-Red Flag Warning - Large Fires | 2021 | Safety | 1.6022 | 79.7972 | 2021 | Control | 0.053 | 3 | 0 | esc | 0.055966 | 0.089668 | 0.055966 | 0.089668 | 0 | 0 | 0 | 0
[149 empty] | All EPR in 2020WLDFRElectric Reliability | WLDFR | HFTD - Distribution - Tier 3 - 5QU CoRE ¦ 5QU LoRE | Non-Red Flag Warning - Large Fires | 2022 | Electric Reliability | 0.69642 | 79.7972 | 2022 | Control | 0.1325 | 3 | 0 | esc | 0.15274 | 0.10637 | 0.15274 | 0.10637 | 0.15274 | 0.10637 | 0 | 0
[149 empty] | All EPR in 2020WLDFRFinancial | WLDFR | HFTD - Distribution - Tier 3 - 5QU CoRE ¦ 5QU LoRE | Non-Red Flag Warning - Large Fires | 2022 | Financial | 2.942 | 79.7972 | 2022 | Control | 0.053 | 3 | 0 | esc | 0.055966 | 0.16465 | 0.055966 | 0.16465 | 0.055966 | 0.16465 | 0 | 0
[149 empty] | All EPR in 2020WLDFRSafety | WLDFR | HFTD - Distribution - Tier 3 - 5QU CoRE ¦ 5QU LoRE | Non-Red Flag Warning - Large Fires | 2022 | Safety | 1.6022 | 79.7972 | 2022 | Control | 0.053 | 3 | 0 | esc | 0.055966 | 0.089668 | 0.055966 | 0.089668 | 0.055966 | 0.089668 | 0 | 0
[149 empty] | All EPR in 2020WLDFRElectric Reliability | WLDFR | HFTD - Distribution - Tier 3 - 5QU CoRE ¦ 5QU LoRE | Non-Red Flag Warning - Large Fires | 2023 | Electric Reliability | 0.71896 | 79.7972 | 2023 | Control | 0.1325 | 3 | 0 | esc | 0 | 0 | 0.15274 | 0.10981 | 0.15274 | 0.10981 | 0.15274 | 0.10981
[149 empty] | All EPR in 2020WLDFRFinancial | WLDFR | HFTD - Distribution - Tier 3 - 5QU CoRE ¦ 5QU LoRE | Non-Red Flag Warning - Large Fires | 2023 | Financial | 3.0715 | 79.7972 | 2023 | Control | 0.053 | 3 | 0 | esc | 0 | 0 | 0.055966 | 0.1719 | 0.055966 | 0.1719 | 0.055966 | 0.1719
[149 empty] | All EPR in 2020WLDFRSafety | WLDFR | HFTD - Distribution - Tier 3 - 5QU CoRE ¦ 5QU LoRE | Non-Red Flag Warning - Large Fires | 2023 | Safety | 1.6846 | 79.7972 | 2023 | Control | 0.053 | 3 | 0 | esc | 0 | 0 | 0.055966 | 0.094279 | 0.055966 | 0.094279 | 0.055966 | 0.094279
[149 empty] | All EPR in 2020WLDFRElectric Reliability | WLDFR | HFTD - Distribution - Tier 3 - 5QU CoRE ¦ 5QU LoRE | Non-Red Flag Warning - Large Fires | 2024 | Electric Reliability | 0.71896 | 79.7972 | 2024 | Control | 0.1325 | 3 | 0 | esc | 0 | 0 | 0 | 0 | 0.15274 | 0.10981 | 0.15274 | 0.10981
[149 empty] | All EPR in 2020WLDFRFinancial | WLDFR | HFTD - Distribution - Tier 3 - 5QU CoRE ¦ 5QU LoRE | Non-Red Flag Warning - Large Fires | 2024 | Financial | 3.0715 | 79.7972 | 2024 | Control | 0.053 | 3 | 0 | esc | 0 | 0 | 0 | 0 | 0.055966 | 0.1719 | 0.055966 | 0.1719
[149 empty] | All EPR in 2020WLDFRSafety | WLDFR | HFTD - Distribution - Tier 3 - 5QU CoRE ¦ 5QU LoRE | Non-Red Flag Warning - Large Fires | 2024 | Safety | 1.6846 | 79.7972 | 2024 | Control | 0.053 | 3 | 0 | esc | 0 | 0 | 0 | 0 | 0.055966 | 0.094279 | 0.055966 | 0.094279
[149 empty] | All EPR in 2020WLDFRElectric Reliability | WLDFR | HFTD - Distribution - Tier 3 - 5QU CoRE ¦ 5QU LoRE | Non-Red Flag Warning - Large Fires | 2025 | Electric Reliability | 0.71896 | 79.7972 | 2025 | Control | 0.1325 | 3 | 0 | esc | 0 | 0 | 0 | 0 | 0 | 0 | 0.15274 | 0.10981
[149 empty] | All EPR in 2020WLDFRFinancial | WLDFR | HFTD - Distribution - Tier 3 - 5QU CoRE ¦ 5QU LoRE | Non-Red Flag Warning - Large Fires | 2025 | Financial | 3.0715 | 79.7972 | 2025 | Control | 0.053 | 3 | 0 | esc | 0 | 0 | 0 | 0 | 0 | 0 | 0.055966 | 0.1719
[149 empty] | All EPR in 2020WLDFRSafety | WLDFR | HFTD - Distribution - Tier 3 - 5QU CoRE ¦ 5QU LoRE | Non-Red Flag Warning - Large Fires | 2025 | Safety | 1.6846 | 79.7972 | 2025 | Control | 0.053 | 3 | 0 | esc | 0 | 0 | 0 | 0 | 0 | 0 | 0.055966 | 0.094279
[149 empty] | All EPR in 2020WLDFRElectric Reliability | WLDFR | HFTD - Distribution - Tier 3 - 5QU CoRE ¦ 5QU LoRE | Non-Red Flag Warning - Small Fires | 2021 | Electric Reliability | 0.036425 | 79.7972 | 2021 | Control | 0.1325 | 3 | 0 | esc | 0.15274 | 0.0055635 | 0.15274 | 0.0055635 | 0 | 0 | 0 | 0
[149 empty] | All EPR in 2020WLDFRFinancial | WLDFR | HFTD - Distribution - Tier 3 - 5QU CoRE ¦ 5QU LoRE | Non-Red Flag Warning - Small Fires | 2021 | Financial | 0.0015809 | 79.7972 | 2021 | Control | 0.053 | 3 | 0 | esc | 0.055966 | 8.8475e-05 | 0.055966 | 8.8475e-05 | 0 | 0 | 0 | 0
[149 empty] | All EPR in 2020WLDFRSafety | WLDFR | HFTD - Distribution - Tier 3 - 5QU CoRE ¦ 5QU LoRE | Non-Red Flag Warning - Small Fires | 2021 | Safety | 0.039895 | 79.7972 | 2021 | Control | 0.053 | 3 | 0 | esc | 0.055966 | 0.0022328 | 0.055966 | 0.0022328 | 0 | 0 | 0 | 0
[149 empty] | All EPR in 2020WLDFRElectric Reliability | WLDFR | HFTD - Distribution - Tier 3 - 5QU CoRE ¦ 5QU LoRE | Non-Red Flag Warning - Small Fires | 2022 | Electric Reliability | 0.036425 | 79.7972 | 2022 | Control | 0.1325 | 3 | 0 | esc | 0.15274 | 0.0055635 | 0.15274 | 0.0055635 | 0.15274 | 0.0055635 | 0 | 0
[149 empty] | All EPR in 2020WLDFRFinancial | WLDFR | HFTD - Distribution - Tier 3 - 5QU CoRE ¦ 5QU LoRE | Non-Red Flag Warning - Small Fires | 2022 | Financial | 0.0015809 | 79.7972 | 2022 | Control | 0.053 | 3 | 0 | esc | 0.055966 | 8.8475e-05 | 0.055966 | 8.8475e-05 | 0.055966 | 8.8475e-05 | 0 | 0
[149 empty] | All EPR in 2020WLDFRSafety | WLDFR | HFTD - Distribution - Tier 3 - 5QU CoRE ¦ 5QU LoRE | Non-Red Flag Warning - Small Fires | 2022 | Safety | 0.039895 | 79.7972 | 2022 | Control | 0.053 | 3 | 0 | esc | 0.055966 | 0.0022328 | 0.055966 | 0.0022328 | 0.055966 | 0.0022328 | 0 | 0
[149 empty] | All EPR in 2020WLDFRElectric Reliability | WLDFR | HFTD - Distribution - Tier 3 - 5QU CoRE ¦ 5QU LoRE | Non-Red Flag Warning - Small Fires | 2023 | Electric Reliability | 0.03759 | 79.7972 | 2023 | Control | 0.1325 | 3 | 0 | esc | 0 | 0 | 0.15274 | 0.0057414 | 0.15274 | 0.0057414 | 0.15274 | 0.0057414
[149 empty] | All EPR in 2020WLDFRFinancial | WLDFR | HFTD - Distribution - Tier 3 - 5QU CoRE ¦ 5QU LoRE | Non-Red Flag Warning - Small Fires | 2023 | Financial | 0.0016314 | 79.7972 | 2023 | Control | 0.053 | 3 | 0 | esc | 0 | 0 | 0.055966 | 9.1305e-05 | 0.055966 | 9.1305e-05 | 0.055966 | 9.1305e-05
[149 empty] | All EPR in 2020WLDFRSafety | WLDFR | HFTD - Distribution - Tier 3 - 5QU CoRE ¦ 5QU LoRE | Non-Red Flag Warning - Small Fires | 2023 | Safety | 0.041187 | 79.7972 | 2023 | Control | 0.053 | 3 | 0 | esc | 0 | 0 | 0.055966 | 0.0023051 | 0.055966 | 0.0023051 | 0.055966 | 0.0023051
[149 empty] | All EPR in 2020WLDFRElectric Reliability | WLDFR | HFTD - Distribution - Tier 3 - 5QU CoRE ¦ 5QU LoRE | Non-Red Flag Warning - Small Fires | 2024 | Electric Reliability | 0.03759 | 79.7972 | 2024 | Control | 0.1325 | 3 | 0 | esc | 0 | 0 | 0 | 0 | 0.15274 | 0.0057414 | 0.15274 | 0.0057414
[149 empty] | All EPR in 2020WLDFRFinancial | WLDFR | HFTD - Distribution - Tier 3 - 5QU CoRE ¦ 5QU LoRE | Non-Red Flag Warning - Small Fires | 2024 | Financial | 0.0016314 | 79.7972 | 2024 | Control | 0.053 | 3 | 0 | esc | 0 | 0 | 0 | 0 | 0.055966 | 9.1305e-05 | 0.055966 | 9.1305e-05
[149 empty] | All EPR in 2020WLDFRSafety | WLDFR | HFTD - Distribution - Tier 3 - 5QU CoRE ¦ 5QU LoRE | Non-Red Flag Warning - Small Fires | 2024 | Safety | 0.041187 | 79.7972 | 2024 | Control | 0.053 | 3 | 0 | esc | 0 | 0 | 0 | 0 | 0.055966 | 0.0023051 | 0.055966 | 0.0023051
[149 empty] | All EPR in 2020WLDFRElectric Reliability | WLDFR | HFTD - Distribution - Tier 3 - 5QU CoRE ¦ 5QU LoRE | Non-Red Flag Warning - Small Fires | 2025 | Electric Reliability | 0.03759 | 79.7972 | 2025 | Control | 0.1325 | 3 | 0 | esc | 0 | 0 | 0 | 0 | 0 | 0 | 0.15274 | 0.0057414
[149 empty] | All EPR in 2020WLDFRFinancial | WLDFR | HFTD - Distribution - Tier 3 - 5QU CoRE ¦ 5QU LoRE | Non-Red Flag Warning - Small Fires | 2025 | Financial | 0.0016314 | 79.7972 | 2025 | Control | 0.053 | 3 | 0 | esc | 0 | 0 | 0 | 0 | 0 | 0 | 0.055966 | 9.1305e-05
[149 empty] | All EPR in 2020WLDFRSafety | WLDFR | HFTD - Distribution - Tier 3 - 5QU CoRE ¦ 5QU LoRE | Non-Red Flag Warning - Small Fires | 2025 | Safety | 0.041187 | 79.7972 | 2025 | Control | 0.053 | 3 | 0 | esc | 0 | 0 | 0 | 0 | 0 | 0 | 0.055966 | 0.0023051
[149 empty] | All EPR in 2020WLDFRElectric Reliability | WLDFR | HFTD - Distribution - Tier 3 - 5QU CoRE ¦ 5QU LoRE | Red Flag Warning - Catastrophic Fires | 2021 | Electric Reliability | 222.2294 | 79.7972 | 2021 | Control | 0.1325 | 3 | 0 | esc | 0.15274 | 33.9428 | 0.15274 | 33.9428 | 0 | 0 | 0 | 0
[149 empty] | All EPR in 2020WLDFRFinancial | WLDFR | HFTD - Distribution - Tier 3 - 5QU CoRE ¦ 5QU LoRE | Red Flag Warning - Catastrophic Fires | 2021 | Financial | 8585.7228 | 79.7972 | 2021 | Control | 0.053 | 3 | 0 | esc | 0.055966 | 480.5104 | 0.055966 | 480.5104 | 0 | 0 | 0 | 0
[149 empty] | All EPR in 2020WLDFRSafety | WLDFR | HFTD - Distribution - Tier 3 - 5QU CoRE ¦ 5QU LoRE | Red Flag Warning - Catastrophic Fires | 2021 | Safety | 5338.1784 | 79.7972 | 2021 | Control | 0.053 | 3 | 0 | esc | 0.055966 | 298.7576 | 0.055966 | 298.7576 | 0 | 0 | 0 | 0
[149 empty] | All EPR in 2020WLDFRElectric Reliability | WLDFR | HFTD - Distribution - Tier 3 - 5QU CoRE ¦ 5QU LoRE | Red Flag Warning - Catastrophic Fires | 2022 | Electric Reliability | 222.2294 | 79.7972 | 2022 | Control | 0.1325 | 3 | 0 | esc | 0.15274 | 33.9428 | 0.15274 | 33.9428 | 0.15274 | 33.9428 | 0 | 0
[149 empty] | All EPR in 2020WLDFRFinancial | WLDFR | HFTD - Distribution - Tier 3 - 5QU CoRE ¦ 5QU LoRE | Red Flag Warning - Catastrophic Fires | 2022 | Financial | 8585.7228 | 79.7972 | 2022 | Control | 0.053 | 3 | 0 | esc | 0.055966 | 480.5104 | 0.055966 | 480.5104 | 0.055966 | 480.5104 | 0 | 0
[149 empty] | All EPR in 2020WLDFRSafety | WLDFR | HFTD - Distribution - Tier 3 - 5QU CoRE ¦ 5QU LoRE | Red Flag Warning - Catastrophic Fires | 2022 | Safety | 5338.1784 | 79.7972 | 2022 | Control | 0.053 | 3 | 0 | esc | 0.055966 | 298.7576 | 0.055966 | 298.7576 | 0.055966 | 298.7576 | 0 | 0
[149 empty] | All EPR in 2020WLDFRElectric Reliability | WLDFR | HFTD - Distribution - Tier 3 - 5QU CoRE ¦ 5QU LoRE | Red Flag Warning - Catastrophic Fires | 2023 | Electric Reliability | 233.2301 | 79.7972 | 2023 | Control | 0.1325 | 3 | 0 | esc | 0 | 0 | 0.15274 | 35.623 | 0.15274 | 35.623 | 0.15274 | 35.623
[149 empty] | All EPR in 2020WLDFRFinancial | WLDFR | HFTD - Distribution - Tier 3 - 5QU CoRE ¦ 5QU LoRE | Red Flag Warning - Catastrophic Fires | 2023 | Financial | 8896.516 | 79.7972 | 2023 | Control | 0.053 | 3 | 0 | esc | 0 | 0 | 0.055966 | 497.9043 | 0.055966 | 497.9043 | 0.055966 | 497.9043
[149 empty] | All EPR in 2020WLDFRSafety | WLDFR | HFTD - Distribution - Tier 3 - 5QU CoRE ¦ 5QU LoRE | Red Flag Warning - Catastrophic Fires | 2023 | Safety | 5534.8915 | 79.7972 | 2023 | Control | 0.053 | 3 | 0 | esc | 0 | 0 | 0.055966 | 309.7669 | 0.055966 | 309.7669 | 0.055966 | 309.7669
[149 empty] | All EPR in 2020WLDFRElectric Reliability | WLDFR | HFTD - Distribution - Tier 3 - 5QU CoRE ¦ 5QU LoRE | Red Flag Warning - Catastrophic Fires | 2024 | Electric Reliability | 233.2301 | 79.7972 | 2024 | Control | 0.1325 | 3 | 0 | esc | 0 | 0 | 0 | 0 | 0.15274 | 35.623 | 0.15274 | 35.623
[149 empty] | All EPR in 2020WLDFRFinancial | WLDFR | HFTD - Distribution - Tier 3 - 5QU CoRE ¦ 5QU LoRE | Red Flag Warning - Catastrophic Fires | 2024 | Financial | 8896.516 | 79.7972 | 2024 | Control | 0.053 | 3 | 0 | esc | 0 | 0 | 0 | 0 | 0.055966 | 497.9043 | 0.055966 | 497.9043
[149 empty] | All EPR in 2020WLDFRSafety | WLDFR | HFTD - Distribution - Tier 3 - 5QU CoRE ¦ 5QU LoRE | Red Flag Warning - Catastrophic Fires | 2024 | Safety | 5534.8915 | 79.7972 | 2024 | Control | 0.053 | 3 | 0 | esc | 0 | 0 | 0 | 0 | 0.055966 | 309.7669 | 0.055966 | 309.7669
[149 empty] | All EPR in 2020WLDFRElectric Reliability | WLDFR | HFTD - Distribution - Tier 3 - 5QU CoRE ¦ 5QU LoRE | Red Flag Warning - Catastrophic Fires | 2025 | Electric Reliability | 233.2301 | 79.7972 | 2025 | Control | 0.1325 | 3 | 0 | esc | 0 | 0 | 0 | 0 | 0 | 0 | 0.15274 | 35.623
[149 empty] | All EPR in 2020WLDFRFinancial | WLDFR | HFTD - Distribution - Tier 3 - 5QU CoRE ¦ 5QU LoRE | Red Flag Warning - Catastrophic Fires | 2025 | Financial | 8896.516 | 79.7972 | 2025 | Control | 0.053 | 3 | 0 | esc | 0 | 0 | 0 | 0 | 0 | 0 | 0.055966 | 497.9043
[149 empty] | All EPR in 2020WLDFRSafety | WLDFR | HFTD - Distribution - Tier 3 - 5QU CoRE ¦ 5QU LoRE | Red Flag Warning - Catastrophic Fires | 2025 | Safety | 5534.8915 | 79.7972 | 2025 | Control | 0.053 | 3 | 0 | esc | 0 | 0 | 0 | 0 | 0 | 0 | 0.055966 | 309.7669
[149 empty] | All EPR in 2020WLDFRElectric Reliability | WLDFR | HFTD - Distribution - Tier 3 - 5QU CoRE ¦ 5QU LoRE | Red Flag Warning - Destructive Fires | 2021 | Electric Reliability | 222.2294 | 79.7972 | 2021 | Control | 0.1325 | 3 | 0 | esc | 0.15274 | 33.9428 | 0.15274 | 33.9428 | 0 | 0 | 0 | 0
[149 empty] | All EPR in 2020WLDFRFinancial | WLDFR | HFTD - Distribution - Tier 3 - 5QU CoRE ¦ 5QU LoRE | Red Flag Warning - Destructive Fires | 2021 | Financial | 8585.7228 | 79.7972 | 2021 | Control | 0.053 | 3 | 0 | esc | 0.055966 | 480.5104 | 0.055966 | 480.5104 | 0 | 0 | 0 | 0
[149 empty] | All EPR in 2020WLDFRElectric Reliability | WLDFR | HFTD - Distribution - Tier 3 - 5QU CoRE ¦ 5QU LoRE | Red Flag Warning - Destructive Fires | 2022 | Electric Reliability | 222.2294 | 79.7972 | 2022 | Control | 0.1325 | 3 | 0 | esc | 0.15274 | 33.9428 | 0.15274 | 33.9428 | 0.15274 | 33.9428 | 0 | 0
[149 empty] | All EPR in 2020WLDFRFinancial | WLDFR | HFTD - Distribution - Tier 3 - 5QU CoRE ¦ 5QU LoRE | Red Flag Warning - Destructive Fires | 2022 | Financial | 8585.7228 | 79.7972 | 2022 | Control | 0.053 | 3 | 0 | esc | 0.055966 | 480.5104 | 0.055966 | 480.5104 | 0.055966 | 480.5104 | 0 | 0
[149 empty] | All EPR in 2020WLDFRElectric Reliability | WLDFR | HFTD - Distribution - Tier 3 - 5QU CoRE ¦ 5QU LoRE | Red Flag Warning - Destructive Fires | 2023 | Electric Reliability | 233.2301 | 79.7972 | 2023 | Control | 0.1325 | 3 | 0 | esc | 0 | 0 | 0.15274 | 35.623 | 0.15274 | 35.623 | 0.15274 | 35.623
[149 empty] | All EPR in 2020WLDFRFinancial | WLDFR | HFTD - Distribution - Tier 3 - 5QU CoRE ¦ 5QU LoRE | Red Flag Warning - Destructive Fires | 2023 | Financial | 8896.516 | 79.7972 | 2023 | Control | 0.053 | 3 | 0 | esc | 0 | 0 | 0.055966 | 497.9043 | 0.055966 | 497.9043 | 0.055966 | 497.9043
[149 empty] | All EPR in 2020WLDFRElectric Reliability | WLDFR | HFTD - Distribution - Tier 3 - 5QU CoRE ¦ 5QU LoRE | Red Flag Warning - Destructive Fires | 2024 | Electric Reliability | 233.2301 | 79.7972 | 2024 | Control | 0.1325 | 3 | 0 | esc | 0 | 0 | 0 | 0 | 0.15274 | 35.623 | 0.15274 | 35.623
[149 empty] | All EPR in 2020WLDFRFinancial | WLDFR | HFTD - Distribution - Tier 3 - 5QU CoRE ¦ 5QU LoRE | Red Flag Warning - Destructive Fires | 2024 | Financial | 8896.516 | 79.7972 | 2024 | Control | 0.053 | 3 | 0 | esc | 0 | 0 | 0 | 0 | 0.055966 | 497.9043 | 0.055966 | 497.9043
[149 empty] | All EPR in 2020WLDFRElectric Reliability | WLDFR | HFTD - Distribution - Tier 3 - 5QU CoRE ¦ 5QU LoRE | Red Flag Warning - Destructive Fires | 2025 | Electric Reliability | 233.2301 | 79.7972 | 2025 | Control | 0.1325 | 3 | 0 | esc | 0 | 0 | 0 | 0 | 0 | 0 | 0.15274 | 35.623
[149 empty] | All EPR in 2020WLDFRFinancial | WLDFR | HFTD - Distribution - Tier 3 - 5QU CoRE ¦ 5QU LoRE | Red Flag Warning - Destructive Fires | 2025 | Financial | 8896.516 | 79.7972 | 2025 | Control | 0.053 | 3 | 0 | esc | 0 | 0 | 0 | 0 | 0 | 0 | 0.055966 | 497.9043
[149 empty] | All EPR in 2020WLDFRElectric Reliability | WLDFR | HFTD - Distribution - Tier 3 - 5QU CoRE ¦ 5QU LoRE | Red Flag Warning - Large Fires | 2021 | Electric Reliability | 0.69642 | 79.7972 | 2021 | Control | 0.1325 | 3 | 0 | esc | 0.15274 | 0.10637 | 0.15274 | 0.10637 | 0 | 0 | 0 | 0
[149 empty] | All EPR in 2020WLDFRFinancial | WLDFR | HFTD - Distribution - Tier 3 - 5QU CoRE ¦ 5QU LoRE | Red Flag Warning - Large Fires | 2021 | Financial | 2.942 | 79.7972 | 2021 | Control | 0.053 | 3 | 0 | esc | 0.055966 | 0.16465 | 0.055966 | 0.16465 | 0 | 0 | 0 | 0
[149 empty] | All EPR in 2020WLDFRSafety | WLDFR | HFTD - Distribution - Tier 3 - 5QU CoRE ¦ 5QU LoRE | Red Flag Warning - Large Fires | 2021 | Safety | 1.6022 | 79.7972 | 2021 | Control | 0.053 | 3 | 0 | esc | 0.055966 | 0.089668 | 0.055966 | 0.089668 | 0 | 0 | 0 | 0
[149 empty] | All EPR in 2020WLDFRElectric Reliability | WLDFR | HFTD - Distribution - Tier 3 - 5QU CoRE ¦ 5QU LoRE | Red Flag Warning - Large Fires | 2022 | Electric Reliability | 0.69642 | 79.7972 | 2022 | Control | 0.1325 | 3 | 0 | esc | 0.15274 | 0.10637 | 0.15274 | 0.10637 | 0.15274 | 0.10637 | 0 | 0
[149 empty] | All EPR in 2020WLDFRFinancial | WLDFR | HFTD - Distribution - Tier 3 - 5QU CoRE ¦ 5QU LoRE | Red Flag Warning - Large Fires | 2022 | Financial | 2.942 | 79.7972 | 2022 | Control | 0.053 | 3 | 0 | esc | 0.055966 | 0.16465 | 0.055966 | 0.16465 | 0.055966 | 0.16465 | 0 | 0
[149 empty] | All EPR in 2020WLDFRSafety | WLDFR | HFTD - Distribution - Tier 3 - 5QU CoRE ¦ 5QU LoRE | Red Flag Warning - Large Fires | 2022 | Safety | 1.6022 | 79.7972 | 2022 | Control | 0.053 | 3 | 0 | esc | 0.055966 | 0.089668 | 0.055966 | 0.089668 | 0.055966 | 0.089668 | 0 | 0
[149 empty] | All EPR in 2020WLDFRElectric Reliability | WLDFR | HFTD - Distribution - Tier 3 - 5QU CoRE ¦ 5QU LoRE | Red Flag Warning - Large Fires | 2023 | Electric Reliability | 0.71896 | 79.7972 | 2023 | Control | 0.1325 | 3 | 0 | esc | 0 | 0 | 0.15274 | 0.10981 | 0.15274 | 0.10981 | 0.15274 | 0.10981
[149 empty] | All EPR in 2020WLDFRFinancial | WLDFR | HFTD - Distribution - Tier 3 - 5QU CoRE ¦ 5QU LoRE | Red Flag Warning - Large Fires | 2023 | Financial | 3.0715 | 79.7972 | 2023 | Control | 0.053 | 3 | 0 | esc | 0 | 0 | 0.055966 | 0.1719 | 0.055966 | 0.1719 | 0.055966 | 0.1719
[149 empty] | All EPR in 2020WLDFRSafety | WLDFR | HFTD - Distribution - Tier 3 - 5QU CoRE ¦ 5QU LoRE | Red Flag Warning - Large Fires | 2023 | Safety | 1.6846 | 79.7972 | 2023 | Control | 0.053 | 3 | 0 | esc | 0 | 0 | 0.055966 | 0.094279 | 0.055966 | 0.094279 | 0.055966 | 0.094279
[149 empty] | All EPR in 2020WLDFRElectric Reliability | WLDFR | HFTD - Distribution - Tier 3 - 5QU CoRE ¦ 5QU LoRE | Red Flag Warning - Large Fires | 2024 | Electric Reliability | 0.71896 | 79.7972 | 2024 | Control | 0.1325 | 3 | 0 | esc | 0 | 0 | 0 | 0 | 0.15274 | 0.10981 | 0.15274 | 0.10981
[149 empty] | All EPR in 2020WLDFRFinancial | WLDFR | HFTD - Distribution - Tier 3 - 5QU CoRE ¦ 5QU LoRE | Red Flag Warning - Large Fires | 2024 | Financial | 3.0715 | 79.7972 | 2024 | Control | 0.053 | 3 | 0 | esc | 0 | 0 | 0 | 0 | 0.055966 | 0.1719 | 0.055966 | 0.1719
[149 empty] | All EPR in 2020WLDFRSafety | WLDFR | HFTD - Distribution - Tier 3 - 5QU CoRE ¦ 5QU LoRE | Red Flag Warning - Large Fires | 2024 | Safety | 1.6846 | 79.7972 | 2024 | Control | 0.053 | 3 | 0 | esc | 0 | 0 | 0 | 0 | 0.055966 | 0.094279 | 0.055966 | 0.094279
[149 empty] | All EPR in 2020WLDFRElectric Reliability | WLDFR | HFTD - Distribution - Tier 3 - 5QU CoRE ¦ 5QU LoRE | Red Flag Warning - Large Fires | 2025 | Electric Reliability | 0.71896 | 79.7972 | 2025 | Control | 0.1325 | 3 | 0 | esc | 0 | 0 | 0 | 0 | 0 | 0 | 0.15274 | 0.10981
[149 empty] | All EPR in 2020WLDFRFinancial | WLDFR | HFTD - Distribution - Tier 3 - 5QU CoRE ¦ 5QU LoRE | Red Flag Warning - Large Fires | 2025 | Financial | 3.0715 | 79.7972 | 2025 | Control | 0.053 | 3 | 0 | esc | 0 | 0 | 0 | 0 | 0 | 0 | 0.055966 | 0.1719
[149 empty] | All EPR in 2020WLDFRSafety | WLDFR | HFTD - Distribution - Tier 3 - 5QU CoRE ¦ 5QU LoRE | Red Flag Warning - Large Fires | 2025 | Safety | 1.6846 | 79.7972 | 2025 | Control | 0.053 | 3 | 0 | esc | 0 | 0 | 0 | 0 | 0 | 0 | 0.055966 | 0.094279
[149 empty] | All EPR in 2020WLDFRElectric Reliability | WLDFR | HFTD - Distribution - Tier 3 - 5QU CoRE ¦ 5QU LoRE | Red Flag Warning - Small Fires | 2021 | Electric Reliability | 0.036425 | 79.7972 | 2021 | Control | 0.1325 | 3 | 0 | esc | 0.15274 | 0.0055635 | 0.15274 | 0.0055635 | 0 | 0 | 0 | 0
[149 empty] | All EPR in 2020WLDFRFinancial | WLDFR | HFTD - Distribution - Tier 3 - 5QU CoRE ¦ 5QU LoRE | Red Flag Warning - Small Fires | 2021 | Financial | 0.0015809 | 79.7972 | 2021 | Control | 0.053 | 3 | 0 | esc | 0.055966 | 8.8475e-05 | 0.055966 | 8.8475e-05 | 0 | 0 | 0 | 0
[149 empty] | All EPR in 2020WLDFRSafety | WLDFR | HFTD - Distribution - Tier 3 - 5QU CoRE ¦ 5QU LoRE | Red Flag Warning - Small Fires | 2021 | Safety | 0.039895 | 79.7972 | 2021 | Control | 0.053 | 3 | 0 | esc | 0.055966 | 0.0022328 | 0.055966 | 0.0022328 | 0 | 0 | 0 | 0
[149 empty] | All EPR in 2020WLDFRElectric Reliability | WLDFR | HFTD - Distribution - Tier 3 - 5QU CoRE ¦ 5QU LoRE | Red Flag Warning - Small Fires | 2022 | Electric Reliability | 0.036425 | 79.7972 | 2022 | Control | 0.1325 | 3 | 0 | esc | 0.15274 | 0.0055635 | 0.15274 | 0.0055635 | 0.15274 | 0.0055635 | 0 | 0
[149 empty] | All EPR in 2020WLDFRFinancial | WLDFR | HFTD - Distribution - Tier 3 - 5QU CoRE ¦ 5QU LoRE | Red Flag Warning - Small Fires | 2022 | Financial | 0.0015809 | 79.7972 | 2022 | Control | 0.053 | 3 | 0 | esc | 0.055966 | 8.8475e-05 | 0.055966 | 8.8475e-05 | 0.055966 | 8.8475e-05 | 0 | 0
[149 empty] | All EPR in 2020WLDFRSafety | WLDFR | HFTD - Distribution - Tier 3 - 5QU CoRE ¦ 5QU LoRE | Red Flag Warning - Small Fires | 2022 | Safety | 0.039895 | 79.7972 | 2022 | Control | 0.053 | 3 | 0 | esc | 0.055966 | 0.0022328 | 0.055966 | 0.0022328 | 0.055966 | 0.0022328 | 0 | 0
[149 empty] | All EPR in 2020WLDFRElectric Reliability | WLDFR | HFTD - Distribution - Tier 3 - 5QU CoRE ¦ 5QU LoRE | Red Flag Warning - Small Fires | 2023 | Electric Reliability | 0.03759 | 79.7972 | 2023 | Control | 0.1325 | 3 | 0 | esc | 0 | 0 | 0.15274 | 0.0057414 | 0.15274 | 0.0057414 | 0.15274 | 0.0057414
[149 empty] | All EPR in 2020WLDFRFinancial | WLDFR | HFTD - Distribution - Tier 3 - 5QU CoRE ¦ 5QU LoRE | Red Flag Warning - Small Fires | 2023 | Financial | 0.0016314 | 79.7972 | 2023 | Control | 0.053 | 3 | 0 | esc | 0 | 0 | 0.055966 | 9.1305e-05 | 0.055966 | 9.1305e-05 | 0.055966 | 9.1305e-05
[149 empty] | All EPR in 2020WLDFRSafety | WLDFR | HFTD - Distribution - Tier 3 - 5QU CoRE ¦ 5QU LoRE | Red Flag Warning - Small Fires | 2023 | Safety | 0.041187 | 79.7972 | 2023 | Control | 0.053 | 3 | 0 | esc | 0 | 0 | 0.055966 | 0.0023051 | 0.055966 | 0.0023051 | 0.055966 | 0.0023051
[149 empty] | All EPR in 2020WLDFRElectric Reliability | WLDFR | HFTD - Distribution - Tier 3 - 5QU CoRE ¦ 5QU LoRE | Red Flag Warning - Small Fires | 2024 | Electric Reliability | 0.03759 | 79.7972 | 2024 | Control | 0.1325 | 3 | 0 | esc | 0 | 0 | 0 | 0 | 0.15274 | 0.0057414 | 0.15274 | 0.0057414
[149 empty] | All EPR in 2020WLDFRFinancial | WLDFR | HFTD - Distribution - Tier 3 - 5QU CoRE ¦ 5QU LoRE | Red Flag Warning - Small Fires | 2024 | Financial | 0.0016314 | 79.7972 | 2024 | Control | 0.053 | 3 | 0 | esc | 0 | 0 | 0 | 0 | 0.055966 | 9.1305e-05 | 0.055966 | 9.1305e-05
[149 empty] | All EPR in 2020WLDFRSafety | WLDFR | HFTD - Distribution - Tier 3 - 5QU CoRE ¦ 5QU LoRE | Red Flag Warning - Small Fires | 2024 | Safety | 0.041187 | 79.7972 | 2024 | Control | 0.053 | 3 | 0 | esc | 0 | 0 | 0 | 0 | 0.055966 | 0.0023051 | 0.055966 | 0.0023051
[149 empty] | All EPR in 2020WLDFRElectric Reliability | WLDFR | HFTD - Distribution - Tier 3 - 5QU CoRE ¦ 5QU LoRE | Red Flag Warning - Small Fires | 2025 | Electric Reliability | 0.03759 | 79.7972 | 2025 | Control | 0.1325 | 3 | 0 | esc | 0 | 0 | 0 | 0 | 0 | 0 | 0.15274 | 0.0057414
[149 empty] | All EPR in 2020WLDFRFinancial | WLDFR | HFTD - Distribution - Tier 3 - 5QU CoRE ¦ 5QU LoRE | Red Flag Warning - Small Fires | 2025 | Financial | 0.0016314 | 79.7972 | 2025 | Control | 0.053 | 3 | 0 | esc | 0 | 0 | 0 | 0 | 0 | 0 | 0.055966 | 9.1305e-05
[149 empty] | All EPR in 2020WLDFRSafety | WLDFR | HFTD - Distribution - Tier 3 - 5QU CoRE ¦ 5QU LoRE | Red Flag Warning - Small Fires | 2025 | Safety | 0.041187 | 79.7972 | 2025 | Control | 0.053 | 3 | 0 | esc | 0 | 0 | 0 | 0 | 0 | 0 | 0.055966 | 0.0023051
[149 empty] | All EPR in 2020WLDFRElectric Reliability | WLDFR | HFTD - Distribution - Tier 3 - 5QU CoRE ¦ 5QU LoRE | Seismic - Non-Red Flag Warning - Catastrophic Fires | 2021 | Electric Reliability | 409.2237 | 79.7972 | 2021 | Control | 0.1325 | 3 | 0 | esc | 0.15274 | 62.5039 | 0.15274 | 62.5039 | 0 | 0 | 0 | 0
[149 empty] | All EPR in 2020WLDFRFinancial | WLDFR | HFTD - Distribution - Tier 3 - 5QU CoRE ¦ 5QU LoRE | Seismic - Non-Red Flag Warning - Catastrophic Fires | 2021 | Financial | 13469.0878 | 79.7972 | 2021 | Control | 0.053 | 3 | 0 | esc | 0.055966 | 753.8138 | 0.055966 | 753.8138 | 0 | 0 | 0 | 0
[149 empty] | All EPR in 2020WLDFRSafety | WLDFR | HFTD - Distribution - Tier 3 - 5QU CoRE ¦ 5QU LoRE | Seismic - Non-Red Flag Warning - Catastrophic Fires | 2021 | Safety | 7205.5313 | 79.7972 | 2021 | Control | 0.053 | 3 | 0 | esc | 0.055966 | 403.2663 | 0.055966 | 403.2663 | 0 | 0 | 0 | 0
[149 empty] | All EPR in 2020WLDFRElectric Reliability | WLDFR | HFTD - Distribution - Tier 3 - 5QU CoRE ¦ 5QU LoRE | Seismic - Non-Red Flag Warning - Catastrophic Fires | 2022 | Electric Reliability | 409.2237 | 79.7972 | 2022 | Control | 0.1325 | 3 | 0 | esc | 0.15274 | 62.5039 | 0.15274 | 62.5039 | 0.15274 | 62.5039 | 0 | 0
[149 empty] | All EPR in 2020WLDFRFinancial | WLDFR | HFTD - Distribution - Tier 3 - 5QU CoRE ¦ 5QU LoRE | Seismic - Non-Red Flag Warning - Catastrophic Fires | 2022 | Financial | 13469.0878 | 79.7972 | 2022 | Control | 0.053 | 3 | 0 | esc | 0.055966 | 753.8138 | 0.055966 | 753.8138 | 0.055966 | 753.8138 | 0 | 0
[149 empty] | All EPR in 2020WLDFRSafety | WLDFR | HFTD - Distribution - Tier 3 - 5QU CoRE ¦ 5QU LoRE | Seismic - Non-Red Flag Warning - Catastrophic Fires | 2022 | Safety | 7205.5313 | 79.7972 | 2022 | Control | 0.053 | 3 | 0 | esc | 0.055966 | 403.2663 | 0.055966 | 403.2663 | 0.055966 | 403.2663 | 0 | 0
[149 empty] | All EPR in 2020WLDFRElectric Reliability | WLDFR | HFTD - Distribution - Tier 3 - 5QU CoRE ¦ 5QU LoRE | Seismic - Non-Red Flag Warning - Catastrophic Fires | 2023 | Electric Reliability | 428.6023 | 79.7972 | 2023 | Control | 0.1325 | 3 | 0 | esc | 0 | 0 | 0.15274 | 65.4638 | 0.15274 | 65.4638 | 0.15274 | 65.4638
[149 empty] | All EPR in 2020WLDFRFinancial | WLDFR | HFTD - Distribution - Tier 3 - 5QU CoRE ¦ 5QU LoRE | Seismic - Non-Red Flag Warning - Catastrophic Fires | 2023 | Financial | 13939.561 | 79.7972 | 2023 | Control | 0.053 | 3 | 0 | esc | 0 | 0 | 0.055966 | 780.1444 | 0.055966 | 780.1444 | 0.055966 | 780.1444
[149 empty] | All EPR in 2020WLDFRSafety | WLDFR | HFTD - Distribution - Tier 3 - 5QU CoRE ¦ 5QU LoRE | Seismic - Non-Red Flag Warning - Catastrophic Fires | 2023 | Safety | 7467.8148 | 79.7972 | 2023 | Control | 0.053 | 3 | 0 | esc | 0 | 0 | 0.055966 | 417.9453 | 0.055966 | 417.9453 | 0.055966 | 417.9453
[149 empty] | All EPR in 2020WLDFRElectric Reliability | WLDFR | HFTD - Distribution - Tier 3 - 5QU CoRE ¦ 5QU LoRE | Seismic - Non-Red Flag Warning - Catastrophic Fires | 2024 | Electric Reliability | 428.6023 | 79.7972 | 2024 | Control | 0.1325 | 3 | 0 | esc | 0 | 0 | 0 | 0 | 0.15274 | 65.4638 | 0.15274 | 65.4638
[149 empty] | All EPR in 2020WLDFRFinancial | WLDFR | HFTD - Distribution - Tier 3 - 5QU CoRE ¦ 5QU LoRE | Seismic - Non-Red Flag Warning - Catastrophic Fires | 2024 | Financial | 13939.561 | 79.7972 | 2024 | Control | 0.053 | 3 | 0 | esc | 0 | 0 | 0 | 0 | 0.055966 | 780.1444 | 0.055966 | 780.1444
[149 empty] | All EPR in 2020WLDFRSafety | WLDFR | HFTD - Distribution - Tier 3 - 5QU CoRE ¦ 5QU LoRE | Seismic - Non-Red Flag Warning - Catastrophic Fires | 2024 | Safety | 7467.8148 | 79.7972 | 2024 | Control | 0.053 | 3 | 0 | esc | 0 | 0 | 0 | 0 | 0.055966 | 417.9453 | 0.055966 | 417.9453
[149 empty] | All EPR in 2020WLDFRElectric Reliability | WLDFR | HFTD - Distribution - Tier 3 - 5QU CoRE ¦ 5QU LoRE | Seismic - Non-Red Flag Warning - Catastrophic Fires | 2025 | Electric Reliability | 428.6023 | 79.7972 | 2025 | Control | 0.1325 | 3 | 0 | esc | 0 | 0 | 0 | 0 | 0 | 0 | 0.15274 | 65.4638
[149 empty] | All EPR in 2020WLDFRFinancial | WLDFR | HFTD - Distribution - Tier 3 - 5QU CoRE ¦ 5QU LoRE | Seismic - Non-Red Flag Warning - Catastrophic Fires | 2025 | Financial | 13939.561 | 79.7972 | 2025 | Control | 0.053 | 3 | 0 | esc | 0 | 0 | 0 | 0 | 0 | 0 | 0.055966 | 780.1444
[149 empty] | All EPR in 2020WLDFRSafety | WLDFR | HFTD - Distribution - Tier 3 - 5QU CoRE ¦ 5QU LoRE | Seismic - Non-Red Flag Warning - Catastrophic Fires | 2025 | Safety | 7467.8148 | 79.7972 | 2025 | Control | 0.053 | 3 | 0 | esc | 0 | 0 | 0 | 0 | 0 | 0 | 0.055966 | 417.9453
[149 empty] | All EPR in 2020WLDFRElectric Reliability | WLDFR | HFTD - Distribution - Tier 3 - 5QU CoRE ¦ 5QU LoRE | Seismic - Red Flag Warning - Catastrophic Fires | 2021 | Electric Reliability | 409.2237 | 79.7972 | 2021 | Control | 0.1325 | 3 | 0 | esc | 0.15274 | 62.5039 | 0.15274 | 62.5039 | 0 | 0 | 0 | 0
[149 empty] | All EPR in 2020WLDFRFinancial | WLDFR | HFTD - Distribution - Tier 3 - 5QU CoRE ¦ 5QU LoRE | Seismic - Red Flag Warning - Catastrophic Fires | 2021 | Financial | 13469.0878 | 79.7972 | 2021 | Control | 0.053 | 3 | 0 | esc | 0.055966 | 753.8138 | 0.055966 | 753.8138 | 0 | 0 | 0 | 0
[149 empty] | All EPR in 2020WLDFRSafety | WLDFR | HFTD - Distribution - Tier 3 - 5QU CoRE ¦ 5QU LoRE | Seismic - Red Flag Warning - Catastrophic Fires | 2021 | Safety | 7205.5313 | 79.7972 | 2021 | Control | 0.053 | 3 | 0 | esc | 0.055966 | 403.2663 | 0.055966 | 403.2663 | 0 | 0 | 0 | 0
[149 empty] | All EPR in 2020WLDFRElectric Reliability | WLDFR | HFTD - Distribution - Tier 3 - 5QU CoRE ¦ 5QU LoRE | Seismic - Red Flag Warning - Catastrophic Fires | 2022 | Electric Reliability | 409.2237 | 79.7972 | 2022 | Control | 0.1325 | 3 | 0 | esc | 0.15274 | 62.5039 | 0.15274 | 62.5039 | 0.15274 | 62.5039 | 0 | 0
[149 empty] | All EPR in 2020WLDFRFinancial | WLDFR | HFTD - Distribution - Tier 3 - 5QU CoRE ¦ 5QU LoRE | Seismic - Red Flag Warning - Catastrophic Fires | 2022 | Financial | 13469.0878 | 79.7972 | 2022 | Control | 0.053 | 3 | 0 | esc | 0.055966 | 753.8138 | 0.055966 | 753.8138 | 0.055966 | 753.8138 | 0 | 0
[149 empty] | All EPR in 2020WLDFRSafety | WLDFR | HFTD - Distribution - Tier 3 - 5QU CoRE ¦ 5QU LoRE | Seismic - Red Flag Warning - Catastrophic Fires | 2022 | Safety | 7205.5313 | 79.7972 | 2022 | Control | 0.053 | 3 | 0 | esc | 0.055966 | 403.2663 | 0.055966 | 403.2663 | 0.055966 | 403.2663 | 0 | 0
[149 empty] | All EPR in 2020WLDFRElectric Reliability | WLDFR | HFTD - Distribution - Tier 3 - 5QU CoRE ¦ 5QU LoRE | Seismic - Red Flag Warning - Catastrophic Fires | 2023 | Electric Reliability | 428.6023 | 79.7972 | 2023 | Control | 0.1325 | 3 | 0 | esc | 0 | 0 | 0.15274 | 65.4638 | 0.15274 | 65.4638 | 0.15274 | 65.4638
[149 empty] | All EPR in 2020WLDFRFinancial | WLDFR | HFTD - Distribution - Tier 3 - 5QU CoRE ¦ 5QU LoRE | Seismic - Red Flag Warning - Catastrophic Fires | 2023 | Financial | 13939.561 | 79.7972 | 2023 | Control | 0.053 | 3 | 0 | esc | 0 | 0 | 0.055966 | 780.1444 | 0.055966 | 780.1444 | 0.055966 | 780.1444
[149 empty] | All EPR in 2020WLDFRSafety | WLDFR | HFTD - Distribution - Tier 3 - 5QU CoRE ¦ 5QU LoRE | Seismic - Red Flag Warning - Catastrophic Fires | 2023 | Safety | 7467.8148 | 79.7972 | 2023 | Control | 0.053 | 3 | 0 | esc | 0 | 0 | 0.055966 | 417.9453 | 0.055966 | 417.9453 | 0.055966 | 417.9453
[149 empty] | All EPR in 2020WLDFRElectric Reliability | WLDFR | HFTD - Distribution - Tier 3 - 5QU CoRE ¦ 5QU LoRE | Seismic - Red Flag Warning - Catastrophic Fires | 2024 | Electric Reliability | 428.6023 | 79.7972 | 2024 | Control | 0.1325 | 3 | 0 | esc | 0 | 0 | 0 | 0 | 0.15274 | 65.4638 | 0.15274 | 65.4638
[149 empty] | All EPR in 2020WLDFRFinancial | WLDFR | HFTD - Distribution - Tier 3 - 5QU CoRE ¦ 5QU LoRE | Seismic - Red Flag Warning - Catastrophic Fires | 2024 | Financial | 13939.561 | 79.7972 | 2024 | Control | 0.053 | 3 | 0 | esc | 0 | 0 | 0 | 0 | 0.055966 | 780.1444 | 0.055966 | 780.1444
[149 empty] | All EPR in 2020WLDFRSafety | WLDFR | HFTD - Distribution - Tier 3 - 5QU CoRE ¦ 5QU LoRE | Seismic - Red Flag Warning - Catastrophic Fires | 2024 | Safety | 7467.8148 | 79.7972 | 2024 | Control | 0.053 | 3 | 0 | esc | 0 | 0 | 0 | 0 | 0.055966 | 417.9453 | 0.055966 | 417.9453
[149 empty] | All EPR in 2020WLDFRElectric Reliability | WLDFR | HFTD - Distribution - Tier 3 - 5QU CoRE ¦ 5QU LoRE | Seismic - Red Flag Warning - Catastrophic Fires | 2025 | Electric Reliability | 428.6023 | 79.7972 | 2025 | Control | 0.1325 | 3 | 0 | esc | 0 | 0 | 0 | 0 | 0 | 0 | 0.15274 | 65.4638
[149 empty] | All EPR in 2020WLDFRFinancial | WLDFR | HFTD - Distribution - Tier 3 - 5QU CoRE ¦ 5QU LoRE | Seismic - Red Flag Warning - Catastrophic Fires | 2025 | Financial | 13939.561 | 79.7972 | 2025 | Control | 0.053 | 3 | 0 | esc | 0 | 0 | 0 | 0 | 0 | 0 | 0.055966 | 780.1444
[149 empty] | All EPR in 2020WLDFRSafety | WLDFR | HFTD - Distribution - Tier 3 - 5QU CoRE ¦ 5QU LoRE | Seismic - Red Flag Warning - Catastrophic Fires | 2025 | Safety | 7467.8148 | 79.7972 | 2025 | Control | 0.053 | 3 | 0 | esc | 0 | 0 | 0 | 0 | 0 | 0 | 0.055966 | 417.9453
[149 empty] | All EPR in 2020WLDFRElectric Reliability | WLDFR | HFTD - Distribution - Zone 1 - 1QU CoRE ¦ 5QU LoRE | Seismic - Non-Red Flag Warning - Catastrophic Fires | 2021 | Electric Reliability | 409.2237 | 0.18783 | 2021 | Control | 0.1325 | 3 | 0 | esc | 0.15274 | 62.5039 | 0.15274 | 62.5039 | 0 | 0 | 0 | 0
[149 empty] | All EPR in 2020WLDFRFinancial | WLDFR | HFTD - Distribution - Zone 1 - 1QU CoRE ¦ 5QU LoRE | Seismic - Non-Red Flag Warning - Catastrophic Fires | 2021 | Financial | 13469.0878 | 0.18783 | 2021 | Control | 0.053 | 3 | 0 | esc | 0.055966 | 753.8138 | 0.055966 | 753.8138 | 0 | 0 | 0 | 0
[149 empty] | All EPR in 2020WLDFRSafety | WLDFR | HFTD - Distribution - Zone 1 - 1QU CoRE ¦ 5QU LoRE | Seismic - Non-Red Flag Warning - Catastrophic Fires | 2021 | Safety | 7205.5313 | 0.18783 | 2021 | Control | 0.053 | 3 | 0 | esc | 0.055966 | 403.2663 | 0.055966 | 403.2663 | 0 | 0 | 0 | 0
[149 empty] | All EPR in 2020WLDFRElectric Reliability | WLDFR | HFTD - Distribution - Zone 1 - 1QU CoRE ¦ 5QU LoRE | Seismic - Non-Red Flag Warning - Catastrophic Fires | 2022 | Electric Reliability | 409.2237 | 0.18783 | 2022 | Control | 0.1325 | 3 | 0 | esc | 0.15274 | 62.5039 | 0.15274 | 62.5039 | 0.15274 | 62.5039 | 0 | 0
[149 empty] | All EPR in 2020WLDFRFinancial | WLDFR | HFTD - Distribution - Zone 1 - 1QU CoRE ¦ 5QU LoRE | Seismic - Non-Red Flag Warning - Catastrophic Fires | 2022 | Financial | 13469.0878 | 0.18783 | 2022 | Control | 0.053 | 3 | 0 | esc | 0.055966 | 753.8138 | 0.055966 | 753.8138 | 0.055966 | 753.8138 | 0 | 0
[149 empty] | All EPR in 2020WLDFRSafety | WLDFR | HFTD - Distribution - Zone 1 - 1QU CoRE ¦ 5QU LoRE | Seismic - Non-Red Flag Warning - Catastrophic Fires | 2022 | Safety | 7205.5313 | 0.18783 | 2022 | Control | 0.053 | 3 | 0 | esc | 0.055966 | 403.2663 | 0.055966 | 403.2663 | 0.055966 | 403.2663 | 0 | 0
[149 empty] | All EPR in 2020WLDFRElectric Reliability | WLDFR | HFTD - Distribution - Zone 1 - 1QU CoRE ¦ 5QU LoRE | Seismic - Non-Red Flag Warning - Catastrophic Fires | 2023 | Electric Reliability | 428.6023 | 0.18783 | 2023 | Control | 0.1325 | 3 | 0 | esc | 0 | 0 | 0.15274 | 65.4638 | 0.15274 | 65.4638 | 0.15274 | 65.4638
[149 empty] | All EPR in 2020WLDFRFinancial | WLDFR | HFTD - Distribution - Zone 1 - 1QU CoRE ¦ 5QU LoRE | Seismic - Non-Red Flag Warning - Catastrophic Fires | 2023 | Financial | 13939.561 | 0.18783 | 2023 | Control | 0.053 | 3 | 0 | esc | 0 | 0 | 0.055966 | 780.1444 | 0.055966 | 780.1444 | 0.055966 | 780.1444
[149 empty] | All EPR in 2020WLDFRSafety | WLDFR | HFTD - Distribution - Zone 1 - 1QU CoRE ¦ 5QU LoRE | Seismic - Non-Red Flag Warning - Catastrophic Fires | 2023 | Safety | 7467.8148 | 0.18783 | 2023 | Control | 0.053 | 3 | 0 | esc | 0 | 0 | 0.055966 | 417.9453 | 0.055966 | 417.9453 | 0.055966 | 417.9453
[149 empty] | All EPR in 2020WLDFRElectric Reliability | WLDFR | HFTD - Distribution - Zone 1 - 1QU CoRE ¦ 5QU LoRE | Seismic - Non-Red Flag Warning - Catastrophic Fires | 2024 | Electric Reliability | 428.6023 | 0.18783 | 2024 | Control | 0.1325 | 3 | 0 | esc | 0 | 0 | 0 | 0 | 0.15274 | 65.4638 | 0.15274 | 65.4638
[149 empty] | All EPR in 2020WLDFRFinancial | WLDFR | HFTD - Distribution - Zone 1 - 1QU CoRE ¦ 5QU LoRE | Seismic - Non-Red Flag Warning - Catastrophic Fires | 2024 | Financial | 13939.561 | 0.18783 | 2024 | Control | 0.053 | 3 | 0 | esc | 0 | 0 | 0 | 0 | 0.055966 | 780.1444 | 0.055966 | 780.1444
[149 empty] | All EPR in 2020WLDFRSafety | WLDFR | HFTD - Distribution - Zone 1 - 1QU CoRE ¦ 5QU LoRE | Seismic - Non-Red Flag Warning - Catastrophic Fires | 2024 | Safety | 7467.8148 | 0.18783 | 2024 | Control | 0.053 | 3 | 0 | esc | 0 | 0 | 0 | 0 | 0.055966 | 417.9453 | 0.055966 | 417.9453
[149 empty] | All EPR in 2020WLDFRElectric Reliability | WLDFR | HFTD - Distribution - Zone 1 - 1QU CoRE ¦ 5QU LoRE | Seismic - Non-Red Flag Warning - Catastrophic Fires | 2025 | Electric Reliability | 428.6023 | 0.18783 | 2025 | Control | 0.1325 | 3 | 0 | esc | 0 | 0 | 0 | 0 | 0 | 0 | 0.15274 | 65.4638
[149 empty] | All EPR in 2020WLDFRFinancial | WLDFR | HFTD - Distribution - Zone 1 - 1QU CoRE ¦ 5QU LoRE | Seismic - Non-Red Flag Warning - Catastrophic Fires | 2025 | Financial | 13939.561 | 0.18783 | 2025 | Control | 0.053 | 3 | 0 | esc | 0 | 0 | 0 | 0 | 0 | 0 | 0.055966 | 780.1444
[149 empty] | All EPR in 2020WLDFRSafety | WLDFR | HFTD - Distribution - Zone 1 - 1QU CoRE ¦ 5QU LoRE | Seismic - Non-Red Flag Warning - Catastrophic Fires | 2025 | Safety | 7467.8148 | 0.18783 | 2025 | Control | 0.053 | 3 | 0 | esc | 0 | 0 | 0 | 0 | 0 | 0 | 0.055966 | 417.9453
[149 empty] | All EPR in 2020WLDFRElectric Reliability | WLDFR | HFTD - Distribution - Zone 1 - 1QU CoRE ¦ 5QU LoRE | Seismic - Red Flag Warning - Catastrophic Fires | 2021 | Electric Reliability | 409.2237 | 0.18783 | 2021 | Control | 0.1325 | 3 | 0 | esc | 0.15274 | 62.5039 | 0.15274 | 62.5039 | 0 | 0 | 0 | 0
[149 empty] | All EPR in 2020WLDFRFinancial | WLDFR | HFTD - Distribution - Zone 1 - 1QU CoRE ¦ 5QU LoRE | Seismic - Red Flag Warning - Catastrophic Fires | 2021 | Financial | 13469.0878 | 0.18783 | 2021 | Control | 0.053 | 3 | 0 | esc | 0.055966 | 753.8138 | 0.055966 | 753.8138 | 0 | 0 | 0 | 0
[149 empty] | All EPR in 2020WLDFRSafety | WLDFR | HFTD - Distribution - Zone 1 - 1QU CoRE ¦ 5QU LoRE | Seismic - Red Flag Warning - Catastrophic Fires | 2021 | Safety | 7205.5313 | 0.18783 | 2021 | Control | 0.053 | 3 | 0 | esc | 0.055966 | 403.2663 | 0.055966 | 403.2663 | 0 | 0 | 0 | 0
[149 empty] | All EPR in 2020WLDFRElectric Reliability | WLDFR | HFTD - Distribution - Zone 1 - 1QU CoRE ¦ 5QU LoRE | Seismic - Red Flag Warning - Catastrophic Fires | 2022 | Electric Reliability | 409.2237 | 0.18783 | 2022 | Control | 0.1325 | 3 | 0 | esc | 0.15274 | 62.5039 | 0.15274 | 62.5039 | 0.15274 | 62.5039 | 0 | 0
[149 empty] | All EPR in 2020WLDFRFinancial | WLDFR | HFTD - Distribution - Zone 1 - 1QU CoRE ¦ 5QU LoRE | Seismic - Red Flag Warning - Catastrophic Fires | 2022 | Financial | 13469.0878 | 0.18783 | 2022 | Control | 0.053 | 3 | 0 | esc | 0.055966 | 753.8138 | 0.055966 | 753.8138 | 0.055966 | 753.8138 | 0 | 0
[149 empty] | All EPR in 2020WLDFRSafety | WLDFR | HFTD - Distribution - Zone 1 - 1QU CoRE ¦ 5QU LoRE | Seismic - Red Flag Warning - Catastrophic Fires | 2022 | Safety | 7205.5313 | 0.18783 | 2022 | Control | 0.053 | 3 | 0 | esc | 0.055966 | 403.2663 | 0.055966 | 403.2663 | 0.055966 | 403.2663 | 0 | 0
[149 empty] | All EPR in 2020WLDFRElectric Reliability | WLDFR | HFTD - Distribution - Zone 1 - 1QU CoRE ¦ 5QU LoRE | Seismic - Red Flag Warning - Catastrophic Fires | 2023 | Electric Reliability | 428.6023 | 0.18783 | 2023 | Control | 0.1325 | 3 | 0 | esc | 0 | 0 | 0.15274 | 65.4638 | 0.15274 | 65.4638 | 0.15274 | 65.4638
[149 empty] | All EPR in 2020WLDFRFinancial | WLDFR | HFTD - Distribution - Zone 1 - 1QU CoRE ¦ 5QU LoRE | Seismic - Red Flag Warning - Catastrophic Fires | 2023 | Financial | 13939.561 | 0.18783 | 2023 | Control | 0.053 | 3 | 0 | esc | 0 | 0 | 0.055966 | 780.1444 | 0.055966 | 780.1444 | 0.055966 | 780.1444
[149 empty] | All EPR in 2020WLDFRSafety | WLDFR | HFTD - Distribution - Zone 1 - 1QU CoRE ¦ 5QU LoRE | Seismic - Red Flag Warning - Catastrophic Fires | 2023 | Safety | 7467.8148 | 0.18783 | 2023 | Control | 0.053 | 3 | 0 | esc | 0 | 0 | 0.055966 | 417.9453 | 0.055966 | 417.9453 | 0.055966 | 417.9453
[149 empty] | All EPR in 2020WLDFRElectric Reliability | WLDFR | HFTD - Distribution - Zone 1 - 1QU CoRE ¦ 5QU LoRE | Seismic - Red Flag Warning - Catastrophic Fires | 2024 | Electric Reliability | 428.6023 | 0.18783 | 2024 | Control | 0.1325 | 3 | 0 | esc | 0 | 0 | 0 | 0 | 0.15274 | 65.4638 | 0.15274 | 65.4638
[149 empty] | All EPR in 2020WLDFRFinancial | WLDFR | HFTD - Distribution - Zone 1 - 1QU CoRE ¦ 5QU LoRE | Seismic - Red Flag Warning - Catastrophic Fires | 2024 | Financial | 13939.561 | 0.18783 | 2024 | Control | 0.053 | 3 | 0 | esc | 0 | 0 | 0 | 0 | 0.055966 | 780.1444 | 0.055966 | 780.1444
[149 empty] | All EPR in 2020WLDFRSafety | WLDFR | HFTD - Distribution - Zone 1 - 1QU CoRE ¦ 5QU LoRE | Seismic - Red Flag Warning - Catastrophic Fires | 2024 | Safety | 7467.8148 | 0.18783 | 2024 | Control | 0.053 | 3 | 0 | esc | 0 | 0 | 0 | 0 | 0.055966 | 417.9453 | 0.055966 | 417.9453
[149 empty] | All EPR in 2020WLDFRElectric Reliability | WLDFR | HFTD - Distribution - Zone 1 - 1QU CoRE ¦ 5QU LoRE | Seismic - Red Flag Warning - Catastrophic Fires | 2025 | Electric Reliability | 428.6023 | 0.18783 | 2025 | Control | 0.1325 | 3 | 0 | esc | 0 | 0 | 0 | 0 | 0 | 0 | 0.15274 | 65.4638
[149 empty] | All EPR in 2020WLDFRFinancial | WLDFR | HFTD - Distribution - Zone 1 - 1QU CoRE ¦ 5QU LoRE | Seismic - Red Flag Warning - Catastrophic Fires | 2025 | Financial | 13939.561 | 0.18783 | 2025 | Control | 0.053 | 3 | 0 | esc | 0 | 0 | 0 | 0 | 0 | 0 | 0.055966 | 780.1444
[149 empty] | All EPR in 2020WLDFRSafety | WLDFR | HFTD - Distribution - Zone 1 - 1QU CoRE ¦ 5QU LoRE | Seismic - Red Flag Warning - Catastrophic Fires | 2025 | Safety | 7467.8148 | 0.18783 | 2025 | Control | 0.053 | 3 | 0 | esc | 0 | 0 | 0 | 0 | 0 | 0 | 0.055966 | 417.9453
[149 empty] | All EPR in 2020WLDFRElectric Reliability | WLDFR | HFTD - Distribution - Zone 1 - 4QU CoRE ¦ 1QU LoRE | Non-Red Flag Warning - Catastrophic Fires | 2021 | Electric Reliability | 222.2294 | 0.13442 | 2021 | Control | 0.1325 | 3 | 0 | esc | 0.15274 | 33.9428 | 0.15274 | 33.9428 | 0 | 0 | 0 | 0
[149 empty] | All EPR in 2020WLDFRFinancial | WLDFR | HFTD - Distribution - Zone 1 - 4QU CoRE ¦ 1QU LoRE | Non-Red Flag Warning - Catastrophic Fires | 2021 | Financial | 8585.7228 | 0.13442 | 2021 | Control | 0.053 | 3 | 0 | esc | 0.055966 | 480.5104 | 0.055966 | 480.5104 | 0 | 0 | 0 | 0
[149 empty] | All EPR in 2020WLDFRSafety | WLDFR | HFTD - Distribution - Zone 1 - 4QU CoRE ¦ 1QU LoRE | Non-Red Flag Warning - Catastrophic Fires | 2021 | Safety | 5338.1784 | 0.13442 | 2021 | Control | 0.053 | 3 | 0 | esc | 0.055966 | 298.7576 | 0.055966 | 298.7576 | 0 | 0 | 0 | 0
[149 empty] | All EPR in 2020WLDFRElectric Reliability | WLDFR | HFTD - Distribution - Zone 1 - 4QU CoRE ¦ 1QU LoRE | Non-Red Flag Warning - Catastrophic Fires | 2022 | Electric Reliability | 222.2294 | 0.13442 | 2022 | Control | 0.1325 | 3 | 0 | esc | 0.15274 | 33.9428 | 0.15274 | 33.9428 | 0.15274 | 33.9428 | 0 | 0
[149 empty] | All EPR in 2020WLDFRFinancial | WLDFR | HFTD - Distribution - Zone 1 - 4QU CoRE ¦ 1QU LoRE | Non-Red Flag Warning - Catastrophic Fires | 2022 | Financial | 8585.7228 | 0.13442 | 2022 | Control | 0.053 | 3 | 0 | esc | 0.055966 | 480.5104 | 0.055966 | 480.5104 | 0.055966 | 480.5104 | 0 | 0
[149 empty] | All EPR in 2020WLDFRSafety | WLDFR | HFTD - Distribution - Zone 1 - 4QU CoRE ¦ 1QU LoRE | Non-Red Flag Warning - Catastrophic Fires | 2022 | Safety | 5338.1784 | 0.13442 | 2022 | Control | 0.053 | 3 | 0 | esc | 0.055966 | 298.7576 | 0.055966 | 298.7576 | 0.055966 | 298.7576 | 0 | 0
[149 empty] | All EPR in 2020WLDFRElectric Reliability | WLDFR | HFTD - Distribution - Zone 1 - 4QU CoRE ¦ 1QU LoRE | Non-Red Flag Warning - Catastrophic Fires | 2023 | Electric Reliability | 233.2301 | 0.13442 | 2023 | Control | 0.1325 | 3 | 0 | esc | 0 | 0 | 0.15274 | 35.623 | 0.15274 | 35.623 | 0.15274 | 35.623
[149 empty] | All EPR in 2020WLDFRFinancial | WLDFR | HFTD - Distribution - Zone 1 - 4QU CoRE ¦ 1QU LoRE | Non-Red Flag Warning - Catastrophic Fires | 2023 | Financial | 8896.516 | 0.13442 | 2023 | Control | 0.053 | 3 | 0 | esc | 0 | 0 | 0.055966 | 497.9043 | 0.055966 | 497.9043 | 0.055966 | 497.9043
[149 empty] | All EPR in 2020WLDFRSafety | WLDFR | HFTD - Distribution - Zone 1 - 4QU CoRE ¦ 1QU LoRE | Non-Red Flag Warning - Catastrophic Fires | 2023 | Safety | 5534.8915 | 0.13442 | 2023 | Control | 0.053 | 3 | 0 | esc | 0 | 0 | 0.055966 | 309.7669 | 0.055966 | 309.7669 | 0.055966 | 309.7669
[149 empty] | All EPR in 2020WLDFRElectric Reliability | WLDFR | HFTD - Distribution - Zone 1 - 4QU CoRE ¦ 1QU LoRE | Non-Red Flag Warning - Catastrophic Fires | 2024 | Electric Reliability | 233.2301 | 0.13442 | 2024 | Control | 0.1325 | 3 | 0 | esc | 0 | 0 | 0 | 0 | 0.15274 | 35.623 | 0.15274 | 35.623
[149 empty] | All EPR in 2020WLDFRFinancial | WLDFR | HFTD - Distribution - Zone 1 - 4QU CoRE ¦ 1QU LoRE | Non-Red Flag Warning - Catastrophic Fires | 2024 | Financial | 8896.516 | 0.13442 | 2024 | Control | 0.053 | 3 | 0 | esc | 0 | 0 | 0 | 0 | 0.055966 | 497.9043 | 0.055966 | 497.9043
[149 empty] | All EPR in 2020WLDFRSafety | WLDFR | HFTD - Distribution - Zone 1 - 4QU CoRE ¦ 1QU LoRE | Non-Red Flag Warning - Catastrophic Fires | 2024 | Safety | 5534.8915 | 0.13442 | 2024 | Control | 0.053 | 3 | 0 | esc | 0 | 0 | 0 | 0 | 0.055966 | 309.7669 | 0.055966 | 309.7669
[149 empty] | All EPR in 2020WLDFRElectric Reliability | WLDFR | HFTD - Distribution - Zone 1 - 4QU CoRE ¦ 1QU LoRE | Non-Red Flag Warning - Catastrophic Fires | 2025 | Electric Reliability | 233.2301 | 0.13442 | 2025 | Control | 0.1325 | 3 | 0 | esc | 0 | 0 | 0 | 0 | 0 | 0 | 0.15274 | 35.623
[149 empty] | All EPR in 2020WLDFRFinancial | WLDFR | HFTD - Distribution - Zone 1 - 4QU CoRE ¦ 1QU LoRE | Non-Red Flag Warning - Catastrophic Fires | 2025 | Financial | 8896.516 | 0.13442 | 2025 | Control | 0.053 | 3 | 0 | esc | 0 | 0 | 0 | 0 | 0 | 0 | 0.055966 | 497.9043
[149 empty] | All EPR in 2020WLDFRSafety | WLDFR | HFTD - Distribution - Zone 1 - 4QU CoRE ¦ 1QU LoRE | Non-Red Flag Warning - Catastrophic Fires | 2025 | Safety | 5534.8915 | 0.13442 | 2025 | Control | 0.053 | 3 | 0 | esc | 0 | 0 | 0 | 0 | 0 | 0 | 0.055966 | 309.7669
[149 empty] | All EPR in 2020WLDFRElectric Reliability | WLDFR | HFTD - Distribution - Zone 1 - 4QU CoRE ¦ 1QU LoRE | Non-Red Flag Warning - Destructive Fires | 2021 | Electric Reliability | 222.2294 | 0.13442 | 2021 | Control | 0.1325 | 3 | 0 | esc | 0.15274 | 33.9428 | 0.15274 | 33.9428 | 0 | 0 | 0 | 0
[149 empty] | All EPR in 2020WLDFRFinancial | WLDFR | HFTD - Distribution - Zone 1 - 4QU CoRE ¦ 1QU LoRE | Non-Red Flag Warning - Destructive Fires | 2021 | Financial | 8585.7228 | 0.13442 | 2021 | Control | 0.053 | 3 | 0 | esc | 0.055966 | 480.5104 | 0.055966 | 480.5104 | 0 | 0 | 0 | 0
[149 empty] | All EPR in 2020WLDFRElectric Reliability | WLDFR | HFTD - Distribution - Zone 1 - 4QU CoRE ¦ 1QU LoRE | Non-Red Flag Warning - Destructive Fires | 2022 | Electric Reliability | 222.2294 | 0.13442 | 2022 | Control | 0.1325 | 3 | 0 | esc | 0.15274 | 33.9428 | 0.15274 | 33.9428 | 0.15274 | 33.9428 | 0 | 0
[149 empty] | All EPR in 2020WLDFRFinancial | WLDFR | HFTD - Distribution - Zone 1 - 4QU CoRE ¦ 1QU LoRE | Non-Red Flag Warning - Destructive Fires | 2022 | Financial | 8585.7228 | 0.13442 | 2022 | Control | 0.053 | 3 | 0 | esc | 0.055966 | 480.5104 | 0.055966 | 480.5104 | 0.055966 | 480.5104 | 0 | 0
[149 empty] | All EPR in 2020WLDFRElectric Reliability | WLDFR | HFTD - Distribution - Zone 1 - 4QU CoRE ¦ 1QU LoRE | Non-Red Flag Warning - Destructive Fires | 2023 | Electric Reliability | 233.2301 | 0.13442 | 2023 | Control | 0.1325 | 3 | 0 | esc | 0 | 0 | 0.15274 | 35.623 | 0.15274 | 35.623 | 0.15274 | 35.623
[149 empty] | All EPR in 2020WLDFRFinancial | WLDFR | HFTD - Distribution - Zone 1 - 4QU CoRE ¦ 1QU LoRE | Non-Red Flag Warning - Destructive Fires | 2023 | Financial | 8896.516 | 0.13442 | 2023 | Control | 0.053 | 3 | 0 | esc | 0 | 0 | 0.055966 | 497.9043 | 0.055966 | 497.9043 | 0.055966 | 497.9043
[149 empty] | All EPR in 2020WLDFRElectric Reliability | WLDFR | HFTD - Distribution - Zone 1 - 4QU CoRE ¦ 1QU LoRE | Non-Red Flag Warning - Destructive Fires | 2024 | Electric Reliability | 233.2301 | 0.13442 | 2024 | Control | 0.1325 | 3 | 0 | esc | 0 | 0 | 0 | 0 | 0.15274 | 35.623 | 0.15274 | 35.623
[149 empty] | All EPR in 2020WLDFRFinancial | WLDFR | HFTD - Distribution - Zone 1 - 4QU CoRE ¦ 1QU LoRE | Non-Red Flag Warning - Destructive Fires | 2024 | Financial | 8896.516 | 0.13442 | 2024 | Control | 0.053 | 3 | 0 | esc | 0 | 0 | 0 | 0 | 0.055966 | 497.9043 | 0.055966 | 497.9043
[149 empty] | All EPR in 2020WLDFRElectric Reliability | WLDFR | HFTD - Distribution - Zone 1 - 4QU CoRE ¦ 1QU LoRE | Non-Red Flag Warning - Destructive Fires | 2025 | Electric Reliability | 233.2301 | 0.13442 | 2025 | Control | 0.1325 | 3 | 0 | esc | 0 | 0 | 0 | 0 | 0 | 0 | 0.15274 | 35.623
[149 empty] | All EPR in 2020WLDFRFinancial | WLDFR | HFTD - Distribution - Zone 1 - 4QU CoRE ¦ 1QU LoRE | Non-Red Flag Warning - Destructive Fires | 2025 | Financial | 8896.516 | 0.13442 | 2025 | Control | 0.053 | 3 | 0 | esc | 0 | 0 | 0 | 0 | 0 | 0 | 0.055966 | 497.9043
[149 empty] | All EPR in 2020WLDFRElectric Reliability | WLDFR | HFTD - Distribution - Zone 1 - 4QU CoRE ¦ 1QU LoRE | Non-Red Flag Warning - Large Fires | 2021 | Electric Reliability | 0.69642 | 0.13442 | 2021 | Control | 0.1325 | 3 | 0 | esc | 0.15274 | 0.10637 | 0.15274 | 0.10637 | 0 | 0 | 0 | 0
[149 empty] | All EPR in 2020WLDFRFinancial | WLDFR | HFTD - Distribution - Zone 1 - 4QU CoRE ¦ 1QU LoRE | Non-Red Flag Warning - Large Fires | 2021 | Financial | 2.942 | 0.13442 | 2021 | Control | 0.053 | 3 | 0 | esc | 0.055966 | 0.16465 | 0.055966 | 0.16465 | 0 | 0 | 0 | 0
[149 empty] | All EPR in 2020WLDFRSafety | WLDFR | HFTD - Distribution - Zone 1 - 4QU CoRE ¦ 1QU LoRE | Non-Red Flag Warning - Large Fires | 2021 | Safety | 1.6022 | 0.13442 | 2021 | Control | 0.053 | 3 | 0 | esc | 0.055966 | 0.089668 | 0.055966 | 0.089668 | 0 | 0 | 0 | 0
[149 empty] | All EPR in 2020WLDFRElectric Reliability | WLDFR | HFTD - Distribution - Zone 1 - 4QU CoRE ¦ 1QU LoRE | Non-Red Flag Warning - Large Fires | 2022 | Electric Reliability | 0.69642 | 0.13442 | 2022 | Control | 0.1325 | 3 | 0 | esc | 0.15274 | 0.10637 | 0.15274 | 0.10637 | 0.15274 | 0.10637 | 0 | 0
[149 empty] | All EPR in 2020WLDFRFinancial | WLDFR | HFTD - Distribution - Zone 1 - 4QU CoRE ¦ 1QU LoRE | Non-Red Flag Warning - Large Fires | 2022 | Financial | 2.942 | 0.13442 | 2022 | Control | 0.053 | 3 | 0 | esc | 0.055966 | 0.16465 | 0.055966 | 0.16465 | 0.055966 | 0.16465 | 0 | 0
[149 empty] | All EPR in 2020WLDFRSafety | WLDFR | HFTD - Distribution - Zone 1 - 4QU CoRE ¦ 1QU LoRE | Non-Red Flag Warning - Large Fires | 2022 | Safety | 1.6022 | 0.13442 | 2022 | Control | 0.053 | 3 | 0 | esc | 0.055966 | 0.089668 | 0.055966 | 0.089668 | 0.055966 | 0.089668 | 0 | 0
[149 empty] | All EPR in 2020WLDFRElectric Reliability | WLDFR | HFTD - Distribution - Zone 1 - 4QU CoRE ¦ 1QU LoRE | Non-Red Flag Warning - Large Fires | 2023 | Electric Reliability | 0.71896 | 0.13442 | 2023 | Control | 0.1325 | 3 | 0 | esc | 0 | 0 | 0.15274 | 0.10981 | 0.15274 | 0.10981 | 0.15274 | 0.10981
[149 empty] | All EPR in 2020WLDFRFinancial | WLDFR | HFTD - Distribution - Zone 1 - 4QU CoRE ¦ 1QU LoRE | Non-Red Flag Warning - Large Fires | 2023 | Financial | 3.0715 | 0.13442 | 2023 | Control | 0.053 | 3 | 0 | esc | 0 | 0 | 0.055966 | 0.1719 | 0.055966 | 0.1719 | 0.055966 | 0.1719
[149 empty] | All EPR in 2020WLDFRSafety | WLDFR | HFTD - Distribution - Zone 1 - 4QU CoRE ¦ 1QU LoRE | Non-Red Flag Warning - Large Fires | 2023 | Safety | 1.6846 | 0.13442 | 2023 | Control | 0.053 | 3 | 0 | esc | 0 | 0 | 0.055966 | 0.094279 | 0.055966 | 0.094279 | 0.055966 | 0.094279
[149 empty] | All EPR in 2020WLDFRElectric Reliability | WLDFR | HFTD - Distribution - Zone 1 - 4QU CoRE ¦ 1QU LoRE | Non-Red Flag Warning - Large Fires | 2024 | Electric Reliability | 0.71896 | 0.13442 | 2024 | Control | 0.1325 | 3 | 0 | esc | 0 | 0 | 0 | 0 | 0.15274 | 0.10981 | 0.15274 | 0.10981
[149 empty] | All EPR in 2020WLDFRFinancial | WLDFR | HFTD - Distribution - Zone 1 - 4QU CoRE ¦ 1QU LoRE | Non-Red Flag Warning - Large Fires | 2024 | Financial | 3.0715 | 0.13442 | 2024 | Control | 0.053 | 3 | 0 | esc | 0 | 0 | 0 | 0 | 0.055966 | 0.1719 | 0.055966 | 0.1719
[149 empty] | All EPR in 2020WLDFRSafety | WLDFR | HFTD - Distribution - Zone 1 - 4QU CoRE ¦ 1QU LoRE | Non-Red Flag Warning - Large Fires | 2024 | Safety | 1.6846 | 0.13442 | 2024 | Control | 0.053 | 3 | 0 | esc | 0 | 0 | 0 | 0 | 0.055966 | 0.094279 | 0.055966 | 0.094279
[149 empty] | All EPR in 2020WLDFRElectric Reliability | WLDFR | HFTD - Distribution - Zone 1 - 4QU CoRE ¦ 1QU LoRE | Non-Red Flag Warning - Large Fires | 2025 | Electric Reliability | 0.71896 | 0.13442 | 2025 | Control | 0.1325 | 3 | 0 | esc | 0 | 0 | 0 | 0 | 0 | 0 | 0.15274 | 0.10981
[149 empty] | All EPR in 2020WLDFRFinancial | WLDFR | HFTD - Distribution - Zone 1 - 4QU CoRE ¦ 1QU LoRE | Non-Red Flag Warning - Large Fires | 2025 | Financial | 3.0715 | 0.13442 | 2025 | Control | 0.053 | 3 | 0 | esc | 0 | 0 | 0 | 0 | 0 | 0 | 0.055966 | 0.1719
[149 empty] | All EPR in 2020WLDFRSafety | WLDFR | HFTD - Distribution - Zone 1 - 4QU CoRE ¦ 1QU LoRE | Non-Red Flag Warning - Large Fires | 2025 | Safety | 1.6846 | 0.13442 | 2025 | Control | 0.053 | 3 | 0 | esc | 0 | 0 | 0 | 0 | 0 | 0 | 0.055966 | 0.094279
[149 empty] | All EPR in 2020WLDFRElectric Reliability | WLDFR | HFTD - Distribution - Zone 1 - 4QU CoRE ¦ 1QU LoRE | Non-Red Flag Warning - Small Fires | 2021 | Electric Reliability | 0.036425 | 0.13442 | 2021 | Control | 0.1325 | 3 | 0 | esc | 0.15274 | 0.0055635 | 0.15274 | 0.0055635 | 0 | 0 | 0 | 0
[149 empty] | All EPR in 2020WLDFRFinancial | WLDFR | HFTD - Distribution - Zone 1 - 4QU CoRE ¦ 1QU LoRE | Non-Red Flag Warning - Small Fires | 2021 | Financial | 0.0015809 | 0.13442 | 2021 | Control | 0.053 | 3 | 0 | esc | 0.055966 | 8.8475e-05 | 0.055966 | 8.8475e-05 | 0 | 0 | 0 | 0
[149 empty] | All EPR in 2020WLDFRSafety | WLDFR | HFTD - Distribution - Zone 1 - 4QU CoRE ¦ 1QU LoRE | Non-Red Flag Warning - Small Fires | 2021 | Safety | 0.039895 | 0.13442 | 2021 | Control | 0.053 | 3 | 0 | esc | 0.055966 | 0.0022328 | 0.055966 | 0.0022328 | 0 | 0 | 0 | 0
[149 empty] | All EPR in 2020WLDFRElectric Reliability | WLDFR | HFTD - Distribution - Zone 1 - 4QU CoRE ¦ 1QU LoRE | Non-Red Flag Warning - Small Fires | 2022 | Electric Reliability | 0.036425 | 0.13442 | 2022 | Control | 0.1325 | 3 | 0 | esc | 0.15274 | 0.0055635 | 0.15274 | 0.0055635 | 0.15274 | 0.0055635 | 0 | 0
[149 empty] | All EPR in 2020WLDFRFinancial | WLDFR | HFTD - Distribution - Zone 1 - 4QU CoRE ¦ 1QU LoRE | Non-Red Flag Warning - Small Fires | 2022 | Financial | 0.0015809 | 0.13442 | 2022 | Control | 0.053 | 3 | 0 | esc | 0.055966 | 8.8475e-05 | 0.055966 | 8.8475e-05 | 0.055966 | 8.8475e-05 | 0 | 0
[149 empty] | All EPR in 2020WLDFRSafety | WLDFR | HFTD - Distribution - Zone 1 - 4QU CoRE ¦ 1QU LoRE | Non-Red Flag Warning - Small Fires | 2022 | Safety | 0.039895 | 0.13442 | 2022 | Control | 0.053 | 3 | 0 | esc | 0.055966 | 0.0022328 | 0.055966 | 0.0022328 | 0.055966 | 0.0022328 | 0 | 0
[149 empty] | All EPR in 2020WLDFRElectric Reliability | WLDFR | HFTD - Distribution - Zone 1 - 4QU CoRE ¦ 1QU LoRE | Non-Red Flag Warning - Small Fires | 2023 | Electric Reliability | 0.03759 | 0.13442 | 2023 | Control | 0.1325 | 3 | 0 | esc | 0 | 0 | 0.15274 | 0.0057414 | 0.15274 | 0.0057414 | 0.15274 | 0.0057414
[149 empty] | All EPR in 2020WLDFRFinancial | WLDFR | HFTD - Distribution - Zone 1 - 4QU CoRE ¦ 1QU LoRE | Non-Red Flag Warning - Small Fires | 2023 | Financial | 0.0016314 | 0.13442 | 2023 | Control | 0.053 | 3 | 0 | esc | 0 | 0 | 0.055966 | 9.1305e-05 | 0.055966 | 9.1305e-05 | 0.055966 | 9.1305e-05
[149 empty] | All EPR in 2020WLDFRSafety | WLDFR | HFTD - Distribution - Zone 1 - 4QU CoRE ¦ 1QU LoRE | Non-Red Flag Warning - Small Fires | 2023 | Safety | 0.041187 | 0.13442 | 2023 | Control | 0.053 | 3 | 0 | esc | 0 | 0 | 0.055966 | 0.0023051 | 0.055966 | 0.0023051 | 0.055966 | 0.0023051
[149 empty] | All EPR in 2020WLDFRElectric Reliability | WLDFR | HFTD - Distribution - Zone 1 - 4QU CoRE ¦ 1QU LoRE | Non-Red Flag Warning - Small Fires | 2024 | Electric Reliability | 0.03759 | 0.13442 | 2024 | Control | 0.1325 | 3 | 0 | esc | 0 | 0 | 0 | 0 | 0.15274 | 0.0057414 | 0.15274 | 0.0057414
[149 empty] | All EPR in 2020WLDFRFinancial | WLDFR | HFTD - Distribution - Zone 1 - 4QU CoRE ¦ 1QU LoRE | Non-Red Flag Warning - Small Fires | 2024 | Financial | 0.0016314 | 0.13442 | 2024 | Control | 0.053 | 3 | 0 | esc | 0 | 0 | 0 | 0 | 0.055966 | 9.1305e-05 | 0.055966 | 9.1305e-05
[149 empty] | All EPR in 2020WLDFRSafety | WLDFR | HFTD - Distribution - Zone 1 - 4QU CoRE ¦ 1QU LoRE | Non-Red Flag Warning - Small Fires | 2024 | Safety | 0.041187 | 0.13442 | 2024 | Control | 0.053 | 3 | 0 | esc | 0 | 0 | 0 | 0 | 0.055966 | 0.0023051 | 0.055966 | 0.0023051
[149 empty] | All EPR in 2020WLDFRElectric Reliability | WLDFR | HFTD - Distribution - Zone 1 - 4QU CoRE ¦ 1QU LoRE | Non-Red Flag Warning - Small Fires | 2025 | Electric Reliability | 0.03759 | 0.13442 | 2025 | Control | 0.1325 | 3 | 0 | esc | 0 | 0 | 0 | 0 | 0 | 0 | 0.15274 | 0.0057414
[149 empty] | All EPR in 2020WLDFRFinancial | WLDFR | HFTD - Distribution - Zone 1 - 4QU CoRE ¦ 1QU LoRE | Non-Red Flag Warning - Small Fires | 2025 | Financial | 0.0016314 | 0.13442 | 2025 | Control | 0.053 | 3 | 0 | esc | 0 | 0 | 0 | 0 | 0 | 0 | 0.055966 | 9.1305e-05
[149 empty] | All EPR in 2020WLDFRSafety | WLDFR | HFTD - Distribution - Zone 1 - 4QU CoRE ¦ 1QU LoRE | Non-Red Flag Warning - Small Fires | 2025 | Safety | 0.041187 | 0.13442 | 2025 | Control | 0.053 | 3 | 0 | esc | 0 | 0 | 0 | 0 | 0 | 0 | 0.055966 | 0.0023051
[149 empty] | All EPR in 2020WLDFRElectric Reliability | WLDFR | HFTD - Distribution - Zone 1 - 4QU CoRE ¦ 1QU LoRE | Red Flag Warning - Catastrophic Fires | 2021 | Electric Reliability | 222.2294 | 0.13442 | 2021 | Control | 0.1325 | 3 | 0 | esc | 0.15274 | 33.9428 | 0.15274 | 33.9428 | 0 | 0 | 0 | 0
[149 empty] | All EPR in 2020WLDFRFinancial | WLDFR | HFTD - Distribution - Zone 1 - 4QU CoRE ¦ 1QU LoRE | Red Flag Warning - Catastrophic Fires | 2021 | Financial | 8585.7228 | 0.13442 | 2021 | Control | 0.053 | 3 | 0 | esc | 0.055966 | 480.5104 | 0.055966 | 480.5104 | 0 | 0 | 0 | 0
[149 empty] | All EPR in 2020WLDFRSafety | WLDFR | HFTD - Distribution - Zone 1 - 4QU CoRE ¦ 1QU LoRE | Red Flag Warning - Catastrophic Fires | 2021 | Safety | 5338.1784 | 0.13442 | 2021 | Control | 0.053 | 3 | 0 | esc | 0.055966 | 298.7576 | 0.055966 | 298.7576 | 0 | 0 | 0 | 0
[149 empty] | All EPR in 2020WLDFRElectric Reliability | WLDFR | HFTD - Distribution - Zone 1 - 4QU CoRE ¦ 1QU LoRE | Red Flag Warning - Catastrophic Fires | 2022 | Electric Reliability | 222.2294 | 0.13442 | 2022 | Control | 0.1325 | 3 | 0 | esc | 0.15274 | 33.9428 | 0.15274 | 33.9428 | 0.15274 | 33.9428 | 0 | 0
[149 empty] | All EPR in 2020WLDFRFinancial | WLDFR | HFTD - Distribution - Zone 1 - 4QU CoRE ¦ 1QU LoRE | Red Flag Warning - Catastrophic Fires | 2022 | Financial | 8585.7228 | 0.13442 | 2022 | Control | 0.053 | 3 | 0 | esc | 0.055966 | 480.5104 | 0.055966 | 480.5104 | 0.055966 | 480.5104 | 0 | 0
[149 empty] | All EPR in 2020WLDFRSafety | WLDFR | HFTD - Distribution - Zone 1 - 4QU CoRE ¦ 1QU LoRE | Red Flag Warning - Catastrophic Fires | 2022 | Safety | 5338.1784 | 0.13442 | 2022 | Control | 0.053 | 3 | 0 | esc | 0.055966 | 298.7576 | 0.055966 | 298.7576 | 0.055966 | 298.7576 | 0 | 0
[149 empty] | All EPR in 2020WLDFRElectric Reliability | WLDFR | HFTD - Distribution - Zone 1 - 4QU CoRE ¦ 1QU LoRE | Red Flag Warning - Catastrophic Fires | 2023 | Electric Reliability | 233.2301 | 0.13442 | 2023 | Control | 0.1325 | 3 | 0 | esc | 0 | 0 | 0.15274 | 35.623 | 0.15274 | 35.623 | 0.15274 | 35.623
[149 empty] | All EPR in 2020WLDFRFinancial | WLDFR | HFTD - Distribution - Zone 1 - 4QU CoRE ¦ 1QU LoRE | Red Flag Warning - Catastrophic Fires | 2023 | Financial | 8896.516 | 0.13442 | 2023 | Control | 0.053 | 3 | 0 | esc | 0 | 0 | 0.055966 | 497.9043 | 0.055966 | 497.9043 | 0.055966 | 497.9043
[149 empty] | All EPR in 2020WLDFRSafety | WLDFR | HFTD - Distribution - Zone 1 - 4QU CoRE ¦ 1QU LoRE | Red Flag Warning - Catastrophic Fires | 2023 | Safety | 5534.8915 | 0.13442 | 2023 | Control | 0.053 | 3 | 0 | esc | 0 | 0 | 0.055966 | 309.7669 | 0.055966 | 309.7669 | 0.055966 | 309.7669
[149 empty] | All EPR in 2020WLDFRElectric Reliability | WLDFR | HFTD - Distribution - Zone 1 - 4QU CoRE ¦ 1QU LoRE | Red Flag Warning - Catastrophic Fires | 2024 | Electric Reliability | 233.2301 | 0.13442 | 2024 | Control | 0.1325 | 3 | 0 | esc | 0 | 0 | 0 | 0 | 0.15274 | 35.623 | 0.15274 | 35.623
[149 empty] | All EPR in 2020WLDFRFinancial | WLDFR | HFTD - Distribution - Zone 1 - 4QU CoRE ¦ 1QU LoRE | Red Flag Warning - Catastrophic Fires | 2024 | Financial | 8896.516 | 0.13442 | 2024 | Control | 0.053 | 3 | 0 | esc | 0 | 0 | 0 | 0 | 0.055966 | 497.9043 | 0.055966 | 497.9043
[149 empty] | All EPR in 2020WLDFRSafety | WLDFR | HFTD - Distribution - Zone 1 - 4QU CoRE ¦ 1QU LoRE | Red Flag Warning - Catastrophic Fires | 2024 | Safety | 5534.8915 | 0.13442 | 2024 | Control | 0.053 | 3 | 0 | esc | 0 | 0 | 0 | 0 | 0.055966 | 309.7669 | 0.055966 | 309.7669
[149 empty] | All EPR in 2020WLDFRElectric Reliability | WLDFR | HFTD - Distribution - Zone 1 - 4QU CoRE ¦ 1QU LoRE | Red Flag Warning - Catastrophic Fires | 2025 | Electric Reliability | 233.2301 | 0.13442 | 2025 | Control | 0.1325 | 3 | 0 | esc | 0 | 0 | 0 | 0 | 0 | 0 | 0.15274 | 35.623
[149 empty] | All EPR in 2020WLDFRFinancial | WLDFR | HFTD - Distribution - Zone 1 - 4QU CoRE ¦ 1QU LoRE | Red Flag Warning - Catastrophic Fires | 2025 | Financial | 8896.516 | 0.13442 | 2025 | Control | 0.053 | 3 | 0 | esc | 0 | 0 | 0 | 0 | 0 | 0 | 0.055966 | 497.9043
[149 empty] | All EPR in 2020WLDFRSafety | WLDFR | HFTD - Distribution - Zone 1 - 4QU CoRE ¦ 1QU LoRE | Red Flag Warning - Catastrophic Fires | 2025 | Safety | 5534.8915 | 0.13442 | 2025 | Control | 0.053 | 3 | 0 | esc | 0 | 0 | 0 | 0 | 0 | 0 | 0.055966 | 309.7669
[149 empty] | All EPR in 2020WLDFRElectric Reliability | WLDFR | HFTD - Distribution - Zone 1 - 4QU CoRE ¦ 1QU LoRE | Red Flag Warning - Destructive Fires | 2021 | Electric Reliability | 222.2294 | 0.13442 | 2021 | Control | 0.1325 | 3 | 0 | esc | 0.15274 | 33.9428 | 0.15274 | 33.9428 | 0 | 0 | 0 | 0
[149 empty] | All EPR in 2020WLDFRFinancial | WLDFR | HFTD - Distribution - Zone 1 - 4QU CoRE ¦ 1QU LoRE | Red Flag Warning - Destructive Fires | 2021 | Financial | 8585.7228 | 0.13442 | 2021 | Control | 0.053 | 3 | 0 | esc | 0.055966 | 480.5104 | 0.055966 | 480.5104 | 0 | 0 | 0 | 0
[149 empty] | All EPR in 2020WLDFRElectric Reliability | WLDFR | HFTD - Distribution - Zone 1 - 4QU CoRE ¦ 1QU LoRE | Red Flag Warning - Destructive Fires | 2022 | Electric Reliability | 222.2294 | 0.13442 | 2022 | Control | 0.1325 | 3 | 0 | esc | 0.15274 | 33.9428 | 0.15274 | 33.9428 | 0.15274 | 33.9428 | 0 | 0
[149 empty] | All EPR in 2020WLDFRFinancial | WLDFR | HFTD - Distribution - Zone 1 - 4QU CoRE ¦ 1QU LoRE | Red Flag Warning - Destructive Fires | 2022 | Financial | 8585.7228 | 0.13442 | 2022 | Control | 0.053 | 3 | 0 | esc | 0.055966 | 480.5104 | 0.055966 | 480.5104 | 0.055966 | 480.5104 | 0 | 0
[149 empty] | All EPR in 2020WLDFRElectric Reliability | WLDFR | HFTD - Distribution - Zone 1 - 4QU CoRE ¦ 1QU LoRE | Red Flag Warning - Destructive Fires | 2023 | Electric Reliability | 233.2301 | 0.13442 | 2023 | Control | 0.1325 | 3 | 0 | esc | 0 | 0 | 0.15274 | 35.623 | 0.15274 | 35.623 | 0.15274 | 35.623
[149 empty] | All EPR in 2020WLDFRFinancial | WLDFR | HFTD - Distribution - Zone 1 - 4QU CoRE ¦ 1QU LoRE | Red Flag Warning - Destructive Fires | 2023 | Financial | 8896.516 | 0.13442 | 2023 | Control | 0.053 | 3 | 0 | esc | 0 | 0 | 0.055966 | 497.9043 | 0.055966 | 497.9043 | 0.055966 | 497.9043
[149 empty] | All EPR in 2020WLDFRElectric Reliability | WLDFR | HFTD - Distribution - Zone 1 - 4QU CoRE ¦ 1QU LoRE | Red Flag Warning - Destructive Fires | 2024 | Electric Reliability | 233.2301 | 0.13442 | 2024 | Control | 0.1325 | 3 | 0 | esc | 0 | 0 | 0 | 0 | 0.15274 | 35.623 | 0.15274 | 35.623
[149 empty] | All EPR in 2020WLDFRFinancial | WLDFR | HFTD - Distribution - Zone 1 - 4QU CoRE ¦ 1QU LoRE | Red Flag Warning - Destructive Fires | 2024 | Financial | 8896.516 | 0.13442 | 2024 | Control | 0.053 | 3 | 0 | esc | 0 | 0 | 0 | 0 | 0.055966 | 497.9043 | 0.055966 | 497.9043
[149 empty] | All EPR in 2020WLDFRElectric Reliability | WLDFR | HFTD - Distribution - Zone 1 - 4QU CoRE ¦ 1QU LoRE | Red Flag Warning - Destructive Fires | 2025 | Electric Reliability | 233.2301 | 0.13442 | 2025 | Control | 0.1325 | 3 | 0 | esc | 0 | 0 | 0 | 0 | 0 | 0 | 0.15274 | 35.623
[149 empty] | All EPR in 2020WLDFRFinancial | WLDFR | HFTD - Distribution - Zone 1 - 4QU CoRE ¦ 1QU LoRE | Red Flag Warning - Destructive Fires | 2025 | Financial | 8896.516 | 0.13442 | 2025 | Control | 0.053 | 3 | 0 | esc | 0 | 0 | 0 | 0 | 0 | 0 | 0.055966 | 497.9043
[149 empty] | All EPR in 2020WLDFRElectric Reliability | WLDFR | HFTD - Distribution - Zone 1 - 4QU CoRE ¦ 1QU LoRE | Red Flag Warning - Large Fires | 2021 | Electric Reliability | 0.69642 | 0.13442 | 2021 | Control | 0.1325 | 3 | 0 | esc | 0.15274 | 0.10637 | 0.15274 | 0.10637 | 0 | 0 | 0 | 0
[149 empty] | All EPR in 2020WLDFRFinancial | WLDFR | HFTD - Distribution - Zone 1 - 4QU CoRE ¦ 1QU LoRE | Red Flag Warning - Large Fires | 2021 | Financial | 2.942 | 0.13442 | 2021 | Control | 0.053 | 3 | 0 | esc | 0.055966 | 0.16465 | 0.055966 | 0.16465 | 0 | 0 | 0 | 0
[149 empty] | All EPR in 2020WLDFRSafety | WLDFR | HFTD - Distribution - Zone 1 - 4QU CoRE ¦ 1QU LoRE | Red Flag Warning - Large Fires | 2021 | Safety | 1.6022 | 0.13442 | 2021 | Control | 0.053 | 3 | 0 | esc | 0.055966 | 0.089668 | 0.055966 | 0.089668 | 0 | 0 | 0 | 0
[149 empty] | All EPR in 2020WLDFRElectric Reliability | WLDFR | HFTD - Distribution - Zone 1 - 4QU CoRE ¦ 1QU LoRE | Red Flag Warning - Large Fires | 2022 | Electric Reliability | 0.69642 | 0.13442 | 2022 | Control | 0.1325 | 3 | 0 | esc | 0.15274 | 0.10637 | 0.15274 | 0.10637 | 0.15274 | 0.10637 | 0 | 0
[149 empty] | All EPR in 2020WLDFRFinancial | WLDFR | HFTD - Distribution - Zone 1 - 4QU CoRE ¦ 1QU LoRE | Red Flag Warning - Large Fires | 2022 | Financial | 2.942 | 0.13442 | 2022 | Control | 0.053 | 3 | 0 | esc | 0.055966 | 0.16465 | 0.055966 | 0.16465 | 0.055966 | 0.16465 | 0 | 0
[149 empty] | All EPR in 2020WLDFRSafety | WLDFR | HFTD - Distribution - Zone 1 - 4QU CoRE ¦ 1QU LoRE | Red Flag Warning - Large Fires | 2022 | Safety | 1.6022 | 0.13442 | 2022 | Control | 0.053 | 3 | 0 | esc | 0.055966 | 0.089668 | 0.055966 | 0.089668 | 0.055966 | 0.089668 | 0 | 0
[149 empty] | All EPR in 2020WLDFRElectric Reliability | WLDFR | HFTD - Distribution - Zone 1 - 4QU CoRE ¦ 1QU LoRE | Red Flag Warning - Large Fires | 2023 | Electric Reliability | 0.71896 | 0.13442 | 2023 | Control | 0.1325 | 3 | 0 | esc | 0 | 0 | 0.15274 | 0.10981 | 0.15274 | 0.10981 | 0.15274 | 0.10981
[149 empty] | All EPR in 2020WLDFRFinancial | WLDFR | HFTD - Distribution - Zone 1 - 4QU CoRE ¦ 1QU LoRE | Red Flag Warning - Large Fires | 2023 | Financial | 3.0715 | 0.13442 | 2023 | Control | 0.053 | 3 | 0 | esc | 0 | 0 | 0.055966 | 0.1719 | 0.055966 | 0.1719 | 0.055966 | 0.1719
[149 empty] | All EPR in 2020WLDFRSafety | WLDFR | HFTD - Distribution - Zone 1 - 4QU CoRE ¦ 1QU LoRE | Red Flag Warning - Large Fires | 2023 | Safety | 1.6846 | 0.13442 | 2023 | Control | 0.053 | 3 | 0 | esc | 0 | 0 | 0.055966 | 0.094279 | 0.055966 | 0.094279 | 0.055966 | 0.094279
[149 empty] | All EPR in 2020WLDFRElectric Reliability | WLDFR | HFTD - Distribution - Zone 1 - 4QU CoRE ¦ 1QU LoRE | Red Flag Warning - Large Fires | 2024 | Electric Reliability | 0.71896 | 0.13442 | 2024 | Control | 0.1325 | 3 | 0 | esc | 0 | 0 | 0 | 0 | 0.15274 | 0.10981 | 0.15274 | 0.10981
[149 empty] | All EPR in 2020WLDFRFinancial | WLDFR | HFTD - Distribution - Zone 1 - 4QU CoRE ¦ 1QU LoRE | Red Flag Warning - Large Fires | 2024 | Financial | 3.0715 | 0.13442 | 2024 | Control | 0.053 | 3 | 0 | esc | 0 | 0 | 0 | 0 | 0.055966 | 0.1719 | 0.055966 | 0.1719
[149 empty] | All EPR in 2020WLDFRSafety | WLDFR | HFTD - Distribution - Zone 1 - 4QU CoRE ¦ 1QU LoRE | Red Flag Warning - Large Fires | 2024 | Safety | 1.6846 | 0.13442 | 2024 | Control | 0.053 | 3 | 0 | esc | 0 | 0 | 0 | 0 | 0.055966 | 0.094279 | 0.055966 | 0.094279
[149 empty] | All EPR in 2020WLDFRElectric Reliability | WLDFR | HFTD - Distribution - Zone 1 - 4QU CoRE ¦ 1QU LoRE | Red Flag Warning - Large Fires | 2025 | Electric Reliability | 0.71896 | 0.13442 | 2025 | Control | 0.1325 | 3 | 0 | esc | 0 | 0 | 0 | 0 | 0 | 0 | 0.15274 | 0.10981
[149 empty] | All EPR in 2020WLDFRFinancial | WLDFR | HFTD - Distribution - Zone 1 - 4QU CoRE ¦ 1QU LoRE | Red Flag Warning - Large Fires | 2025 | Financial | 3.0715 | 0.13442 | 2025 | Control | 0.053 | 3 | 0 | esc | 0 | 0 | 0 | 0 | 0 | 0 | 0.055966 | 0.1719
[149 empty] | All EPR in 2020WLDFRSafety | WLDFR | HFTD - Distribution - Zone 1 - 4QU CoRE ¦ 1QU LoRE | Red Flag Warning - Large Fires | 2025 | Safety | 1.6846 | 0.13442 | 2025 | Control | 0.053 | 3 | 0 | esc | 0 | 0 | 0 | 0 | 0 | 0 | 0.055966 | 0.094279
[149 empty] | All EPR in 2020WLDFRElectric Reliability | WLDFR | HFTD - Distribution - Zone 1 - 4QU CoRE ¦ 1QU LoRE | Red Flag Warning - Small Fires | 2021 | Electric Reliability | 0.036425 | 0.13442 | 2021 | Control | 0.1325 | 3 | 0 | esc | 0.15274 | 0.0055635 | 0.15274 | 0.0055635 | 0 | 0 | 0 | 0
[149 empty] | All EPR in 2020WLDFRFinancial | WLDFR | HFTD - Distribution - Zone 1 - 4QU CoRE ¦ 1QU LoRE | Red Flag Warning - Small Fires | 2021 | Financial | 0.0015809 | 0.13442 | 2021 | Control | 0.053 | 3 | 0 | esc | 0.055966 | 8.8475e-05 | 0.055966 | 8.8475e-05 | 0 | 0 | 0 | 0
[149 empty] | All EPR in 2020WLDFRSafety | WLDFR | HFTD - Distribution - Zone 1 - 4QU CoRE ¦ 1QU LoRE | Red Flag Warning - Small Fires | 2021 | Safety | 0.039895 | 0.13442 | 2021 | Control | 0.053 | 3 | 0 | esc | 0.055966 | 0.0022328 | 0.055966 | 0.0022328 | 0 | 0 | 0 | 0
[149 empty] | All EPR in 2020WLDFRElectric Reliability | WLDFR | HFTD - Distribution - Zone 1 - 4QU CoRE ¦ 1QU LoRE | Red Flag Warning - Small Fires | 2022 | Electric Reliability | 0.036425 | 0.13442 | 2022 | Control | 0.1325 | 3 | 0 | esc | 0.15274 | 0.0055635 | 0.15274 | 0.0055635 | 0.15274 | 0.0055635 | 0 | 0
[149 empty] | All EPR in 2020WLDFRFinancial | WLDFR | HFTD - Distribution - Zone 1 - 4QU CoRE ¦ 1QU LoRE | Red Flag Warning - Small Fires | 2022 | Financial | 0.0015809 | 0.13442 | 2022 | Control | 0.053 | 3 | 0 | esc | 0.055966 | 8.8475e-05 | 0.055966 | 8.8475e-05 | 0.055966 | 8.8475e-05 | 0 | 0
[149 empty] | All EPR in 2020WLDFRSafety | WLDFR | HFTD - Distribution - Zone 1 - 4QU CoRE ¦ 1QU LoRE | Red Flag Warning - Small Fires | 2022 | Safety | 0.039895 | 0.13442 | 2022 | Control | 0.053 | 3 | 0 | esc | 0.055966 | 0.0022328 | 0.055966 | 0.0022328 | 0.055966 | 0.0022328 | 0 | 0
[149 empty] | All EPR in 2020WLDFRElectric Reliability | WLDFR | HFTD - Distribution - Zone 1 - 4QU CoRE ¦ 1QU LoRE | Red Flag Warning - Small Fires | 2023 | Electric Reliability | 0.03759 | 0.13442 | 2023 | Control | 0.1325 | 3 | 0 | esc | 0 | 0 | 0.15274 | 0.0057414 | 0.15274 | 0.0057414 | 0.15274 | 0.0057414
[149 empty] | All EPR in 2020WLDFRFinancial | WLDFR | HFTD - Distribution - Zone 1 - 4QU CoRE ¦ 1QU LoRE | Red Flag Warning - Small Fires | 2023 | Financial | 0.0016314 | 0.13442 | 2023 | Control | 0.053 | 3 | 0 | esc | 0 | 0 | 0.055966 | 9.1305e-05 | 0.055966 | 9.1305e-05 | 0.055966 | 9.1305e-05
[149 empty] | All EPR in 2020WLDFRSafety | WLDFR | HFTD - Distribution - Zone 1 - 4QU CoRE ¦ 1QU LoRE | Red Flag Warning - Small Fires | 2023 | Safety | 0.041187 | 0.13442 | 2023 | Control | 0.053 | 3 | 0 | esc | 0 | 0 | 0.055966 | 0.0023051 | 0.055966 | 0.0023051 | 0.055966 | 0.0023051
[149 empty] | All EPR in 2020WLDFRElectric Reliability | WLDFR | HFTD - Distribution - Zone 1 - 4QU CoRE ¦ 1QU LoRE | Red Flag Warning - Small Fires | 2024 | Electric Reliability | 0.03759 | 0.13442 | 2024 | Control | 0.1325 | 3 | 0 | esc | 0 | 0 | 0 | 0 | 0.15274 | 0.0057414 | 0.15274 | 0.0057414
[149 empty] | All EPR in 2020WLDFRFinancial | WLDFR | HFTD - Distribution - Zone 1 - 4QU CoRE ¦ 1QU LoRE | Red Flag Warning - Small Fires | 2024 | Financial | 0.0016314 | 0.13442 | 2024 | Control | 0.053 | 3 | 0 | esc | 0 | 0 | 0 | 0 | 0.055966 | 9.1305e-05 | 0.055966 | 9.1305e-05
[149 empty] | All EPR in 2020WLDFRSafety | WLDFR | HFTD - Distribution - Zone 1 - 4QU CoRE ¦ 1QU LoRE | Red Flag Warning - Small Fires | 2024 | Safety | 0.041187 | 0.13442 | 2024 | Control | 0.053 | 3 | 0 | esc | 0 | 0 | 0 | 0 | 0.055966 | 0.0023051 | 0.055966 | 0.0023051
[149 empty] | All EPR in 2020WLDFRElectric Reliability | WLDFR | HFTD - Distribution - Zone 1 - 4QU CoRE ¦ 1QU LoRE | Red Flag Warning - Small Fires | 2025 | Electric Reliability | 0.03759 | 0.13442 | 2025 | Control | 0.1325 | 3 | 0 | esc | 0 | 0 | 0 | 0 | 0 | 0 | 0.15274 | 0.0057414
[149 empty] | All EPR in 2020WLDFRFinancial | WLDFR | HFTD - Distribution - Zone 1 - 4QU CoRE ¦ 1QU LoRE | Red Flag Warning - Small Fires | 2025 | Financial | 0.0016314 | 0.13442 | 2025 | Control | 0.053 | 3 | 0 | esc | 0 | 0 | 0 | 0 | 0 | 0 | 0.055966 | 9.1305e-05
[149 empty] | All EPR in 2020WLDFRSafety | WLDFR | HFTD - Distribution - Zone 1 - 4QU CoRE ¦ 1QU LoRE | Red Flag Warning - Small Fires | 2025 | Safety | 0.041187 | 0.13442 | 2025 | Control | 0.053 | 3 | 0 | esc | 0 | 0 | 0 | 0 | 0 | 0 | 0.055966 | 0.0023051
[149 empty] | All EPR in 2020WLDFRElectric Reliability | WLDFR | HFTD - Distribution - Zone 1 - 5QU CoRE ¦ 1QU LoRE | Non-Red Flag Warning - Catastrophic Fires | 2021 | Electric Reliability | 222.2294 | 10.0154 | 2021 | Control | 0.1325 | 3 | 0 | esc | 0.15274 | 33.9428 | 0.15274 | 33.9428 | 0 | 0 | 0 | 0
[149 empty] | All EPR in 2020WLDFRFinancial | WLDFR | HFTD - Distribution - Zone 1 - 5QU CoRE ¦ 1QU LoRE | Non-Red Flag Warning - Catastrophic Fires | 2021 | Financial | 8585.7228 | 10.0154 | 2021 | Control | 0.053 | 3 | 0 | esc | 0.055966 | 480.5104 | 0.055966 | 480.5104 | 0 | 0 | 0 | 0
[149 empty] | All EPR in 2020WLDFRSafety | WLDFR | HFTD - Distribution - Zone 1 - 5QU CoRE ¦ 1QU LoRE | Non-Red Flag Warning - Catastrophic Fires | 2021 | Safety | 5338.1784 | 10.0154 | 2021 | Control | 0.053 | 3 | 0 | esc | 0.055966 | 298.7576 | 0.055966 | 298.7576 | 0 | 0 | 0 | 0
[149 empty] | All EPR in 2020WLDFRElectric Reliability | WLDFR | HFTD - Distribution - Zone 1 - 5QU CoRE ¦ 1QU LoRE | Non-Red Flag Warning - Catastrophic Fires | 2022 | Electric Reliability | 222.2294 | 10.0154 | 2022 | Control | 0.1325 | 3 | 0 | esc | 0.15274 | 33.9428 | 0.15274 | 33.9428 | 0.15274 | 33.9428 | 0 | 0
[149 empty] | All EPR in 2020WLDFRFinancial | WLDFR | HFTD - Distribution - Zone 1 - 5QU CoRE ¦ 1QU LoRE | Non-Red Flag Warning - Catastrophic Fires | 2022 | Financial | 8585.7228 | 10.0154 | 2022 | Control | 0.053 | 3 | 0 | esc | 0.055966 | 480.5104 | 0.055966 | 480.5104 | 0.055966 | 480.5104 | 0 | 0
[149 empty] | All EPR in 2020WLDFRSafety | WLDFR | HFTD - Distribution - Zone 1 - 5QU CoRE ¦ 1QU LoRE | Non-Red Flag Warning - Catastrophic Fires | 2022 | Safety | 5338.1784 | 10.0154 | 2022 | Control | 0.053 | 3 | 0 | esc | 0.055966 | 298.7576 | 0.055966 | 298.7576 | 0.055966 | 298.7576 | 0 | 0
[149 empty] | All EPR in 2020WLDFRElectric Reliability | WLDFR | HFTD - Distribution - Zone 1 - 5QU CoRE ¦ 1QU LoRE | Non-Red Flag Warning - Catastrophic Fires | 2023 | Electric Reliability | 233.2301 | 10.0154 | 2023 | Control | 0.1325 | 3 | 0 | esc | 0 | 0 | 0.15274 | 35.623 | 0.15274 | 35.623 | 0.15274 | 35.623
[149 empty] | All EPR in 2020WLDFRFinancial | WLDFR | HFTD - Distribution - Zone 1 - 5QU CoRE ¦ 1QU LoRE | Non-Red Flag Warning - Catastrophic Fires | 2023 | Financial | 8896.516 | 10.0154 | 2023 | Control | 0.053 | 3 | 0 | esc | 0 | 0 | 0.055966 | 497.9043 | 0.055966 | 497.9043 | 0.055966 | 497.9043
[149 empty] | All EPR in 2020WLDFRSafety | WLDFR | HFTD - Distribution - Zone 1 - 5QU CoRE ¦ 1QU LoRE | Non-Red Flag Warning - Catastrophic Fires | 2023 | Safety | 5534.8915 | 10.0154 | 2023 | Control | 0.053 | 3 | 0 | esc | 0 | 0 | 0.055966 | 309.7669 | 0.055966 | 309.7669 | 0.055966 | 309.7669
[149 empty] | All EPR in 2020WLDFRElectric Reliability | WLDFR | HFTD - Distribution - Zone 1 - 5QU CoRE ¦ 1QU LoRE | Non-Red Flag Warning - Catastrophic Fires | 2024 | Electric Reliability | 233.2301 | 10.0154 | 2024 | Control | 0.1325 | 3 | 0 | esc | 0 | 0 | 0 | 0 | 0.15274 | 35.623 | 0.15274 | 35.623
[149 empty] | All EPR in 2020WLDFRFinancial | WLDFR | HFTD - Distribution - Zone 1 - 5QU CoRE ¦ 1QU LoRE | Non-Red Flag Warning - Catastrophic Fires | 2024 | Financial | 8896.516 | 10.0154 | 2024 | Control | 0.053 | 3 | 0 | esc | 0 | 0 | 0 | 0 | 0.055966 | 497.9043 | 0.055966 | 497.9043
[149 empty] | All EPR in 2020WLDFRSafety | WLDFR | HFTD - Distribution - Zone 1 - 5QU CoRE ¦ 1QU LoRE | Non-Red Flag Warning - Catastrophic Fires | 2024 | Safety | 5534.8915 | 10.0154 | 2024 | Control | 0.053 | 3 | 0 | esc | 0 | 0 | 0 | 0 | 0.055966 | 309.7669 | 0.055966 | 309.7669
[149 empty] | All EPR in 2020WLDFRElectric Reliability | WLDFR | HFTD - Distribution - Zone 1 - 5QU CoRE ¦ 1QU LoRE | Non-Red Flag Warning - Catastrophic Fires | 2025 | Electric Reliability | 233.2301 | 10.0154 | 2025 | Control | 0.1325 | 3 | 0 | esc | 0 | 0 | 0 | 0 | 0 | 0 | 0.15274 | 35.623
[149 empty] | All EPR in 2020WLDFRFinancial | WLDFR | HFTD - Distribution - Zone 1 - 5QU CoRE ¦ 1QU LoRE | Non-Red Flag Warning - Catastrophic Fires | 2025 | Financial | 8896.516 | 10.0154 | 2025 | Control | 0.053 | 3 | 0 | esc | 0 | 0 | 0 | 0 | 0 | 0 | 0.055966 | 497.9043
[149 empty] | All EPR in 2020WLDFRSafety | WLDFR | HFTD - Distribution - Zone 1 - 5QU CoRE ¦ 1QU LoRE | Non-Red Flag Warning - Catastrophic Fires | 2025 | Safety | 5534.8915 | 10.0154 | 2025 | Control | 0.053 | 3 | 0 | esc | 0 | 0 | 0 | 0 | 0 | 0 | 0.055966 | 309.7669
[149 empty] | All EPR in 2020WLDFRElectric Reliability | WLDFR | HFTD - Distribution - Zone 1 - 5QU CoRE ¦ 1QU LoRE | Non-Red Flag Warning - Destructive Fires | 2021 | Electric Reliability | 222.2294 | 10.0154 | 2021 | Control | 0.1325 | 3 | 0 | esc | 0.15274 | 33.9428 | 0.15274 | 33.9428 | 0 | 0 | 0 | 0
[149 empty] | All EPR in 2020WLDFRFinancial | WLDFR | HFTD - Distribution - Zone 1 - 5QU CoRE ¦ 1QU LoRE | Non-Red Flag Warning - Destructive Fires | 2021 | Financial | 8585.7228 | 10.0154 | 2021 | Control | 0.053 | 3 | 0 | esc | 0.055966 | 480.5104 | 0.055966 | 480.5104 | 0 | 0 | 0 | 0
[149 empty] | All EPR in 2020WLDFRElectric Reliability | WLDFR | HFTD - Distribution - Zone 1 - 5QU CoRE ¦ 1QU LoRE | Non-Red Flag Warning - Destructive Fires | 2022 | Electric Reliability | 222.2294 | 10.0154 | 2022 | Control | 0.1325 | 3 | 0 | esc | 0.15274 | 33.9428 | 0.15274 | 33.9428 | 0.15274 | 33.9428 | 0 | 0
[149 empty] | All EPR in 2020WLDFRFinancial | WLDFR | HFTD - Distribution - Zone 1 - 5QU CoRE ¦ 1QU LoRE | Non-Red Flag Warning - Destructive Fires | 2022 | Financial | 8585.7228 | 10.0154 | 2022 | Control | 0.053 | 3 | 0 | esc | 0.055966 | 480.5104 | 0.055966 | 480.5104 | 0.055966 | 480.5104 | 0 | 0
[149 empty] | All EPR in 2020WLDFRElectric Reliability | WLDFR | HFTD - Distribution - Zone 1 - 5QU CoRE ¦ 1QU LoRE | Non-Red Flag Warning - Destructive Fires | 2023 | Electric Reliability | 233.2301 | 10.0154 | 2023 | Control | 0.1325 | 3 | 0 | esc | 0 | 0 | 0.15274 | 35.623 | 0.15274 | 35.623 | 0.15274 | 35.623
[149 empty] | All EPR in 2020WLDFRFinancial | WLDFR | HFTD - Distribution - Zone 1 - 5QU CoRE ¦ 1QU LoRE | Non-Red Flag Warning - Destructive Fires | 2023 | Financial | 8896.516 | 10.0154 | 2023 | Control | 0.053 | 3 | 0 | esc | 0 | 0 | 0.055966 | 497.9043 | 0.055966 | 497.9043 | 0.055966 | 497.9043
[149 empty] | All EPR in 2020WLDFRElectric Reliability | WLDFR | HFTD - Distribution - Zone 1 - 5QU CoRE ¦ 1QU LoRE | Non-Red Flag Warning - Destructive Fires | 2024 | Electric Reliability | 233.2301 | 10.0154 | 2024 | Control | 0.1325 | 3 | 0 | esc | 0 | 0 | 0 | 0 | 0.15274 | 35.623 | 0.15274 | 35.623
[149 empty] | All EPR in 2020WLDFRFinancial | WLDFR | HFTD - Distribution - Zone 1 - 5QU CoRE ¦ 1QU LoRE | Non-Red Flag Warning - Destructive Fires | 2024 | Financial | 8896.516 | 10.0154 | 2024 | Control | 0.053 | 3 | 0 | esc | 0 | 0 | 0 | 0 | 0.055966 | 497.9043 | 0.055966 | 497.9043
[149 empty] | All EPR in 2020WLDFRElectric Reliability | WLDFR | HFTD - Distribution - Zone 1 - 5QU CoRE ¦ 1QU LoRE | Non-Red Flag Warning - Destructive Fires | 2025 | Electric Reliability | 233.2301 | 10.0154 | 2025 | Control | 0.1325 | 3 | 0 | esc | 0 | 0 | 0 | 0 | 0 | 0 | 0.15274 | 35.623
[149 empty] | All EPR in 2020WLDFRFinancial | WLDFR | HFTD - Distribution - Zone 1 - 5QU CoRE ¦ 1QU LoRE | Non-Red Flag Warning - Destructive Fires | 2025 | Financial | 8896.516 | 10.0154 | 2025 | Control | 0.053 | 3 | 0 | esc | 0 | 0 | 0 | 0 | 0 | 0 | 0.055966 | 497.9043
[149 empty] | All EPR in 2020WLDFRElectric Reliability | WLDFR | HFTD - Distribution - Zone 1 - 5QU CoRE ¦ 1QU LoRE | Non-Red Flag Warning - Large Fires | 2021 | Electric Reliability | 0.69642 | 10.0154 | 2021 | Control | 0.1325 | 3 | 0 | esc | 0.15274 | 0.10637 | 0.15274 | 0.10637 | 0 | 0 | 0 | 0
[149 empty] | All EPR in 2020WLDFRFinancial | WLDFR | HFTD - Distribution - Zone 1 - 5QU CoRE ¦ 1QU LoRE | Non-Red Flag Warning - Large Fires | 2021 | Financial | 2.942 | 10.0154 | 2021 | Control | 0.053 | 3 | 0 | esc | 0.055966 | 0.16465 | 0.055966 | 0.16465 | 0 | 0 | 0 | 0
[149 empty] | All EPR in 2020WLDFRSafety | WLDFR | HFTD - Distribution - Zone 1 - 5QU CoRE ¦ 1QU LoRE | Non-Red Flag Warning - Large Fires | 2021 | Safety | 1.6022 | 10.0154 | 2021 | Control | 0.053 | 3 | 0 | esc | 0.055966 | 0.089668 | 0.055966 | 0.089668 | 0 | 0 | 0 | 0
[149 empty] | All EPR in 2020WLDFRElectric Reliability | WLDFR | HFTD - Distribution - Zone 1 - 5QU CoRE ¦ 1QU LoRE | Non-Red Flag Warning - Large Fires | 2022 | Electric Reliability | 0.69642 | 10.0154 | 2022 | Control | 0.1325 | 3 | 0 | esc | 0.15274 | 0.10637 | 0.15274 | 0.10637 | 0.15274 | 0.10637 | 0 | 0
[149 empty] | All EPR in 2020WLDFRFinancial | WLDFR | HFTD - Distribution - Zone 1 - 5QU CoRE ¦ 1QU LoRE | Non-Red Flag Warning - Large Fires | 2022 | Financial | 2.942 | 10.0154 | 2022 | Control | 0.053 | 3 | 0 | esc | 0.055966 | 0.16465 | 0.055966 | 0.16465 | 0.055966 | 0.16465 | 0 | 0
[149 empty] | All EPR in 2020WLDFRSafety | WLDFR | HFTD - Distribution - Zone 1 - 5QU CoRE ¦ 1QU LoRE | Non-Red Flag Warning - Large Fires | 2022 | Safety | 1.6022 | 10.0154 | 2022 | Control | 0.053 | 3 | 0 | esc | 0.055966 | 0.089668 | 0.055966 | 0.089668 | 0.055966 | 0.089668 | 0 | 0
[149 empty] | All EPR in 2020WLDFRElectric Reliability | WLDFR | HFTD - Distribution - Zone 1 - 5QU CoRE ¦ 1QU LoRE | Non-Red Flag Warning - Large Fires | 2023 | Electric Reliability | 0.71896 | 10.0154 | 2023 | Control | 0.1325 | 3 | 0 | esc | 0 | 0 | 0.15274 | 0.10981 | 0.15274 | 0.10981 | 0.15274 | 0.10981
[149 empty] | All EPR in 2020WLDFRFinancial | WLDFR | HFTD - Distribution - Zone 1 - 5QU CoRE ¦ 1QU LoRE | Non-Red Flag Warning - Large Fires | 2023 | Financial | 3.0715 | 10.0154 | 2023 | Control | 0.053 | 3 | 0 | esc | 0 | 0 | 0.055966 | 0.1719 | 0.055966 | 0.1719 | 0.055966 | 0.1719
[149 empty] | All EPR in 2020WLDFRSafety | WLDFR | HFTD - Distribution - Zone 1 - 5QU CoRE ¦ 1QU LoRE | Non-Red Flag Warning - Large Fires | 2023 | Safety | 1.6846 | 10.0154 | 2023 | Control | 0.053 | 3 | 0 | esc | 0 | 0 | 0.055966 | 0.094279 | 0.055966 | 0.094279 | 0.055966 | 0.094279
[149 empty] | All EPR in 2020WLDFRElectric Reliability | WLDFR | HFTD - Distribution - Zone 1 - 5QU CoRE ¦ 1QU LoRE | Non-Red Flag Warning - Large Fires | 2024 | Electric Reliability | 0.71896 | 10.0154 | 2024 | Control | 0.1325 | 3 | 0 | esc | 0 | 0 | 0 | 0 | 0.15274 | 0.10981 | 0.15274 | 0.10981
[149 empty] | All EPR in 2020WLDFRFinancial | WLDFR | HFTD - Distribution - Zone 1 - 5QU CoRE ¦ 1QU LoRE | Non-Red Flag Warning - Large Fires | 2024 | Financial | 3.0715 | 10.0154 | 2024 | Control | 0.053 | 3 | 0 | esc | 0 | 0 | 0 | 0 | 0.055966 | 0.1719 | 0.055966 | 0.1719
[149 empty] | All EPR in 2020WLDFRSafety | WLDFR | HFTD - Distribution - Zone 1 - 5QU CoRE ¦ 1QU LoRE | Non-Red Flag Warning - Large Fires | 2024 | Safety | 1.6846 | 10.0154 | 2024 | Control | 0.053 | 3 | 0 | esc | 0 | 0 | 0 | 0 | 0.055966 | 0.094279 | 0.055966 | 0.094279
[149 empty] | All EPR in 2020WLDFRElectric Reliability | WLDFR | HFTD - Distribution - Zone 1 - 5QU CoRE ¦ 1QU LoRE | Non-Red Flag Warning - Large Fires | 2025 | Electric Reliability | 0.71896 | 10.0154 | 2025 | Control | 0.1325 | 3 | 0 | esc | 0 | 0 | 0 | 0 | 0 | 0 | 0.15274 | 0.10981
[149 empty] | All EPR in 2020WLDFRFinancial | WLDFR | HFTD - Distribution - Zone 1 - 5QU CoRE ¦ 1QU LoRE | Non-Red Flag Warning - Large Fires | 2025 | Financial | 3.0715 | 10.0154 | 2025 | Control | 0.053 | 3 | 0 | esc | 0 | 0 | 0 | 0 | 0 | 0 | 0.055966 | 0.1719
[149 empty] | All EPR in 2020WLDFRSafety | WLDFR | HFTD - Distribution - Zone 1 - 5QU CoRE ¦ 1QU LoRE | Non-Red Flag Warning - Large Fires | 2025 | Safety | 1.6846 | 10.0154 | 2025 | Control | 0.053 | 3 | 0 | esc | 0 | 0 | 0 | 0 | 0 | 0 | 0.055966 | 0.094279
[149 empty] | All EPR in 2020WLDFRElectric Reliability | WLDFR | HFTD - Distribution - Zone 1 - 5QU CoRE ¦ 1QU LoRE | Non-Red Flag Warning - Small Fires | 2021 | Electric Reliability | 0.036425 | 10.0154 | 2021 | Control | 0.1325 | 3 | 0 | esc | 0.15274 | 0.0055635 | 0.15274 | 0.0055635 | 0 | 0 | 0 | 0
[149 empty] | All EPR in 2020WLDFRFinancial | WLDFR | HFTD - Distribution - Zone 1 - 5QU CoRE ¦ 1QU LoRE | Non-Red Flag Warning - Small Fires | 2021 | Financial | 0.0015809 | 10.0154 | 2021 | Control | 0.053 | 3 | 0 | esc | 0.055966 | 8.8475e-05 | 0.055966 | 8.8475e-05 | 0 | 0 | 0 | 0
[149 empty] | All EPR in 2020WLDFRSafety | WLDFR | HFTD - Distribution - Zone 1 - 5QU CoRE ¦ 1QU LoRE | Non-Red Flag Warning - Small Fires | 2021 | Safety | 0.039895 | 10.0154 | 2021 | Control | 0.053 | 3 | 0 | esc | 0.055966 | 0.0022328 | 0.055966 | 0.0022328 | 0 | 0 | 0 | 0
[149 empty] | All EPR in 2020WLDFRElectric Reliability | WLDFR | HFTD - Distribution - Zone 1 - 5QU CoRE ¦ 1QU LoRE | Non-Red Flag Warning - Small Fires | 2022 | Electric Reliability | 0.036425 | 10.0154 | 2022 | Control | 0.1325 | 3 | 0 | esc | 0.15274 | 0.0055635 | 0.15274 | 0.0055635 | 0.15274 | 0.0055635 | 0 | 0
[149 empty] | All EPR in 2020WLDFRFinancial | WLDFR | HFTD - Distribution - Zone 1 - 5QU CoRE ¦ 1QU LoRE | Non-Red Flag Warning - Small Fires | 2022 | Financial | 0.0015809 | 10.0154 | 2022 | Control | 0.053 | 3 | 0 | esc | 0.055966 | 8.8475e-05 | 0.055966 | 8.8475e-05 | 0.055966 | 8.8475e-05 | 0 | 0
[149 empty] | All EPR in 2020WLDFRSafety | WLDFR | HFTD - Distribution - Zone 1 - 5QU CoRE ¦ 1QU LoRE | Non-Red Flag Warning - Small Fires | 2022 | Safety | 0.039895 | 10.0154 | 2022 | Control | 0.053 | 3 | 0 | esc | 0.055966 | 0.0022328 | 0.055966 | 0.0022328 | 0.055966 | 0.0022328 | 0 | 0
[149 empty] | All EPR in 2020WLDFRElectric Reliability | WLDFR | HFTD - Distribution - Zone 1 - 5QU CoRE ¦ 1QU LoRE | Non-Red Flag Warning - Small Fires | 2023 | Electric Reliability | 0.03759 | 10.0154 | 2023 | Control | 0.1325 | 3 | 0 | esc | 0 | 0 | 0.15274 | 0.0057414 | 0.15274 | 0.0057414 | 0.15274 | 0.0057414
[149 empty] | All EPR in 2020WLDFRFinancial | WLDFR | HFTD - Distribution - Zone 1 - 5QU CoRE ¦ 1QU LoRE | Non-Red Flag Warning - Small Fires | 2023 | Financial | 0.0016314 | 10.0154 | 2023 | Control | 0.053 | 3 | 0 | esc | 0 | 0 | 0.055966 | 9.1305e-05 | 0.055966 | 9.1305e-05 | 0.055966 | 9.1305e-05
[149 empty] | All EPR in 2020WLDFRSafety | WLDFR | HFTD - Distribution - Zone 1 - 5QU CoRE ¦ 1QU LoRE | Non-Red Flag Warning - Small Fires | 2023 | Safety | 0.041187 | 10.0154 | 2023 | Control | 0.053 | 3 | 0 | esc | 0 | 0 | 0.055966 | 0.0023051 | 0.055966 | 0.0023051 | 0.055966 | 0.0023051
[149 empty] | All EPR in 2020WLDFRElectric Reliability | WLDFR | HFTD - Distribution - Zone 1 - 5QU CoRE ¦ 1QU LoRE | Non-Red Flag Warning - Small Fires | 2024 | Electric Reliability | 0.03759 | 10.0154 | 2024 | Control | 0.1325 | 3 | 0 | esc | 0 | 0 | 0 | 0 | 0.15274 | 0.0057414 | 0.15274 | 0.0057414
[149 empty] | All EPR in 2020WLDFRFinancial | WLDFR | HFTD - Distribution - Zone 1 - 5QU CoRE ¦ 1QU LoRE | Non-Red Flag Warning - Small Fires | 2024 | Financial | 0.0016314 | 10.0154 | 2024 | Control | 0.053 | 3 | 0 | esc | 0 | 0 | 0 | 0 | 0.055966 | 9.1305e-05 | 0.055966 | 9.1305e-05
[149 empty] | All EPR in 2020WLDFRSafety | WLDFR | HFTD - Distribution - Zone 1 - 5QU CoRE ¦ 1QU LoRE | Non-Red Flag Warning - Small Fires | 2024 | Safety | 0.041187 | 10.0154 | 2024 | Control | 0.053 | 3 | 0 | esc | 0 | 0 | 0 | 0 | 0.055966 | 0.0023051 | 0.055966 | 0.0023051
[149 empty] | All EPR in 2020WLDFRElectric Reliability | WLDFR | HFTD - Distribution - Zone 1 - 5QU CoRE ¦ 1QU LoRE | Non-Red Flag Warning - Small Fires | 2025 | Electric Reliability | 0.03759 | 10.0154 | 2025 | Control | 0.1325 | 3 | 0 | esc | 0 | 0 | 0 | 0 | 0 | 0 | 0.15274 | 0.0057414
[149 empty] | All EPR in 2020WLDFRFinancial | WLDFR | HFTD - Distribution - Zone 1 - 5QU CoRE ¦ 1QU LoRE | Non-Red Flag Warning - Small Fires | 2025 | Financial | 0.0016314 | 10.0154 | 2025 | Control | 0.053 | 3 | 0 | esc | 0 | 0 | 0 | 0 | 0 | 0 | 0.055966 | 9.1305e-05
[149 empty] | All EPR in 2020WLDFRSafety | WLDFR | HFTD - Distribution - Zone 1 - 5QU CoRE ¦ 1QU LoRE | Non-Red Flag Warning - Small Fires | 2025 | Safety | 0.041187 | 10.0154 | 2025 | Control | 0.053 | 3 | 0 | esc | 0 | 0 | 0 | 0 | 0 | 0 | 0.055966 | 0.0023051
[149 empty] | All EPR in 2020WLDFRElectric Reliability | WLDFR | HFTD - Distribution - Zone 1 - 5QU CoRE ¦ 1QU LoRE | Red Flag Warning - Catastrophic Fires | 2021 | Electric Reliability | 222.2294 | 10.0154 | 2021 | Control | 0.1325 | 3 | 0 | esc | 0.15274 | 33.9428 | 0.15274 | 33.9428 | 0 | 0 | 0 | 0
[149 empty] | All EPR in 2020WLDFRFinancial | WLDFR | HFTD - Distribution - Zone 1 - 5QU CoRE ¦ 1QU LoRE | Red Flag Warning - Catastrophic Fires | 2021 | Financial | 8585.7228 | 10.0154 | 2021 | Control | 0.053 | 3 | 0 | esc | 0.055966 | 480.5104 | 0.055966 | 480.5104 | 0 | 0 | 0 | 0
[149 empty] | All EPR in 2020WLDFRSafety | WLDFR | HFTD - Distribution - Zone 1 - 5QU CoRE ¦ 1QU LoRE | Red Flag Warning - Catastrophic Fires | 2021 | Safety | 5338.1784 | 10.0154 | 2021 | Control | 0.053 | 3 | 0 | esc | 0.055966 | 298.7576 | 0.055966 | 298.7576 | 0 | 0 | 0 | 0
[149 empty] | All EPR in 2020WLDFRElectric Reliability | WLDFR | HFTD - Distribution - Zone 1 - 5QU CoRE ¦ 1QU LoRE | Red Flag Warning - Catastrophic Fires | 2022 | Electric Reliability | 222.2294 | 10.0154 | 2022 | Control | 0.1325 | 3 | 0 | esc | 0.15274 | 33.9428 | 0.15274 | 33.9428 | 0.15274 | 33.9428 | 0 | 0
[149 empty] | All EPR in 2020WLDFRFinancial | WLDFR | HFTD - Distribution - Zone 1 - 5QU CoRE ¦ 1QU LoRE | Red Flag Warning - Catastrophic Fires | 2022 | Financial | 8585.7228 | 10.0154 | 2022 | Control | 0.053 | 3 | 0 | esc | 0.055966 | 480.5104 | 0.055966 | 480.5104 | 0.055966 | 480.5104 | 0 | 0
[149 empty] | All EPR in 2020WLDFRSafety | WLDFR | HFTD - Distribution - Zone 1 - 5QU CoRE ¦ 1QU LoRE | Red Flag Warning - Catastrophic Fires | 2022 | Safety | 5338.1784 | 10.0154 | 2022 | Control | 0.053 | 3 | 0 | esc | 0.055966 | 298.7576 | 0.055966 | 298.7576 | 0.055966 | 298.7576 | 0 | 0
[149 empty] | All EPR in 2020WLDFRElectric Reliability | WLDFR | HFTD - Distribution - Zone 1 - 5QU CoRE ¦ 1QU LoRE | Red Flag Warning - Catastrophic Fires | 2023 | Electric Reliability | 233.2301 | 10.0154 | 2023 | Control | 0.1325 | 3 | 0 | esc | 0 | 0 | 0.15274 | 35.623 | 0.15274 | 35.623 | 0.15274 | 35.623
[149 empty] | All EPR in 2020WLDFRFinancial | WLDFR | HFTD - Distribution - Zone 1 - 5QU CoRE ¦ 1QU LoRE | Red Flag Warning - Catastrophic Fires | 2023 | Financial | 8896.516 | 10.0154 | 2023 | Control | 0.053 | 3 | 0 | esc | 0 | 0 | 0.055966 | 497.9043 | 0.055966 | 497.9043 | 0.055966 | 497.9043
[149 empty] | All EPR in 2020WLDFRSafety | WLDFR | HFTD - Distribution - Zone 1 - 5QU CoRE ¦ 1QU LoRE | Red Flag Warning - Catastrophic Fires | 2023 | Safety | 5534.8915 | 10.0154 | 2023 | Control | 0.053 | 3 | 0 | esc | 0 | 0 | 0.055966 | 309.7669 | 0.055966 | 309.7669 | 0.055966 | 309.7669
[149 empty] | All EPR in 2020WLDFRElectric Reliability | WLDFR | HFTD - Distribution - Zone 1 - 5QU CoRE ¦ 1QU LoRE | Red Flag Warning - Catastrophic Fires | 2024 | Electric Reliability | 233.2301 | 10.0154 | 2024 | Control | 0.1325 | 3 | 0 | esc | 0 | 0 | 0 | 0 | 0.15274 | 35.623 | 0.15274 | 35.623
[149 empty] | All EPR in 2020WLDFRFinancial | WLDFR | HFTD - Distribution - Zone 1 - 5QU CoRE ¦ 1QU LoRE | Red Flag Warning - Catastrophic Fires | 2024 | Financial | 8896.516 | 10.0154 | 2024 | Control | 0.053 | 3 | 0 | esc | 0 | 0 | 0 | 0 | 0.055966 | 497.9043 | 0.055966 | 497.9043
[149 empty] | All EPR in 2020WLDFRSafety | WLDFR | HFTD - Distribution - Zone 1 - 5QU CoRE ¦ 1QU LoRE | Red Flag Warning - Catastrophic Fires | 2024 | Safety | 5534.8915 | 10.0154 | 2024 | Control | 0.053 | 3 | 0 | esc | 0 | 0 | 0 | 0 | 0.055966 | 309.7669 | 0.055966 | 309.7669
[149 empty] | All EPR in 2020WLDFRElectric Reliability | WLDFR | HFTD - Distribution - Zone 1 - 5QU CoRE ¦ 1QU LoRE | Red Flag Warning - Catastrophic Fires | 2025 | Electric Reliability | 233.2301 | 10.0154 | 2025 | Control | 0.1325 | 3 | 0 | esc | 0 | 0 | 0 | 0 | 0 | 0 | 0.15274 | 35.623
[149 empty] | All EPR in 2020WLDFRFinancial | WLDFR | HFTD - Distribution - Zone 1 - 5QU CoRE ¦ 1QU LoRE | Red Flag Warning - Catastrophic Fires | 2025 | Financial | 8896.516 | 10.0154 | 2025 | Control | 0.053 | 3 | 0 | esc | 0 | 0 | 0 | 0 | 0 | 0 | 0.055966 | 497.9043
[149 empty] | All EPR in 2020WLDFRSafety | WLDFR | HFTD - Distribution - Zone 1 - 5QU CoRE ¦ 1QU LoRE | Red Flag Warning - Catastrophic Fires | 2025 | Safety | 5534.8915 | 10.0154 | 2025 | Control | 0.053 | 3 | 0 | esc | 0 | 0 | 0 | 0 | 0 | 0 | 0.055966 | 309.7669
[149 empty] | All EPR in 2020WLDFRElectric Reliability | WLDFR | HFTD - Distribution - Zone 1 - 5QU CoRE ¦ 1QU LoRE | Red Flag Warning - Destructive Fires | 2021 | Electric Reliability | 222.2294 | 10.0154 | 2021 | Control | 0.1325 | 3 | 0 | esc | 0.15274 | 33.9428 | 0.15274 | 33.9428 | 0 | 0 | 0 | 0
[149 empty] | All EPR in 2020WLDFRFinancial | WLDFR | HFTD - Distribution - Zone 1 - 5QU CoRE ¦ 1QU LoRE | Red Flag Warning - Destructive Fires | 2021 | Financial | 8585.7228 | 10.0154 | 2021 | Control | 0.053 | 3 | 0 | esc | 0.055966 | 480.5104 | 0.055966 | 480.5104 | 0 | 0 | 0 | 0
[149 empty] | All EPR in 2020WLDFRElectric Reliability | WLDFR | HFTD - Distribution - Zone 1 - 5QU CoRE ¦ 1QU LoRE | Red Flag Warning - Destructive Fires | 2022 | Electric Reliability | 222.2294 | 10.0154 | 2022 | Control | 0.1325 | 3 | 0 | esc | 0.15274 | 33.9428 | 0.15274 | 33.9428 | 0.15274 | 33.9428 | 0 | 0
[149 empty] | All EPR in 2020WLDFRFinancial | WLDFR | HFTD - Distribution - Zone 1 - 5QU CoRE ¦ 1QU LoRE | Red Flag Warning - Destructive Fires | 2022 | Financial | 8585.7228 | 10.0154 | 2022 | Control | 0.053 | 3 | 0 | esc | 0.055966 | 480.5104 | 0.055966 | 480.5104 | 0.055966 | 480.5104 | 0 | 0
[149 empty] | All EPR in 2020WLDFRElectric Reliability | WLDFR | HFTD - Distribution - Zone 1 - 5QU CoRE ¦ 1QU LoRE | Red Flag Warning - Destructive Fires | 2023 | Electric Reliability | 233.2301 | 10.0154 | 2023 | Control | 0.1325 | 3 | 0 | esc | 0 | 0 | 0.15274 | 35.623 | 0.15274 | 35.623 | 0.15274 | 35.623
[149 empty] | All EPR in 2020WLDFRFinancial | WLDFR | HFTD - Distribution - Zone 1 - 5QU CoRE ¦ 1QU LoRE | Red Flag Warning - Destructive Fires | 2023 | Financial | 8896.516 | 10.0154 | 2023 | Control | 0.053 | 3 | 0 | esc | 0 | 0 | 0.055966 | 497.9043 | 0.055966 | 497.9043 | 0.055966 | 497.9043
[149 empty] | All EPR in 2020WLDFRElectric Reliability | WLDFR | HFTD - Distribution - Zone 1 - 5QU CoRE ¦ 1QU LoRE | Red Flag Warning - Destructive Fires | 2024 | Electric Reliability | 233.2301 | 10.0154 | 2024 | Control | 0.1325 | 3 | 0 | esc | 0 | 0 | 0 | 0 | 0.15274 | 35.623 | 0.15274 | 35.623
[149 empty] | All EPR in 2020WLDFRFinancial | WLDFR | HFTD - Distribution - Zone 1 - 5QU CoRE ¦ 1QU LoRE | Red Flag Warning - Destructive Fires | 2024 | Financial | 8896.516 | 10.0154 | 2024 | Control | 0.053 | 3 | 0 | esc | 0 | 0 | 0 | 0 | 0.055966 | 497.9043 | 0.055966 | 497.9043
[149 empty] | All EPR in 2020WLDFRElectric Reliability | WLDFR | HFTD - Distribution - Zone 1 - 5QU CoRE ¦ 1QU LoRE | Red Flag Warning - Destructive Fires | 2025 | Electric Reliability | 233.2301 | 10.0154 | 2025 | Control | 0.1325 | 3 | 0 | esc | 0 | 0 | 0 | 0 | 0 | 0 | 0.15274 | 35.623
[149 empty] | All EPR in 2020WLDFRFinancial | WLDFR | HFTD - Distribution - Zone 1 - 5QU CoRE ¦ 1QU LoRE | Red Flag Warning - Destructive Fires | 2025 | Financial | 8896.516 | 10.0154 | 2025 | Control | 0.053 | 3 | 0 | esc | 0 | 0 | 0 | 0 | 0 | 0 | 0.055966 | 497.9043
[149 empty] | All EPR in 2020WLDFRElectric Reliability | WLDFR | HFTD - Distribution - Zone 1 - 5QU CoRE ¦ 1QU LoRE | Red Flag Warning - Large Fires | 2021 | Electric Reliability | 0.69642 | 10.0154 | 2021 | Control | 0.1325 | 3 | 0 | esc | 0.15274 | 0.10637 | 0.15274 | 0.10637 | 0 | 0 | 0 | 0
[149 empty] | All EPR in 2020WLDFRFinancial | WLDFR | HFTD - Distribution - Zone 1 - 5QU CoRE ¦ 1QU LoRE | Red Flag Warning - Large Fires | 2021 | Financial | 2.942 | 10.0154 | 2021 | Control | 0.053 | 3 | 0 | esc | 0.055966 | 0.16465 | 0.055966 | 0.16465 | 0 | 0 | 0 | 0
[149 empty] | All EPR in 2020WLDFRSafety | WLDFR | HFTD - Distribution - Zone 1 - 5QU CoRE ¦ 1QU LoRE | Red Flag Warning - Large Fires | 2021 | Safety | 1.6022 | 10.0154 | 2021 | Control | 0.053 | 3 | 0 | esc | 0.055966 | 0.089668 | 0.055966 | 0.089668 | 0 | 0 | 0 | 0
[149 empty] | All EPR in 2020WLDFRElectric Reliability | WLDFR | HFTD - Distribution - Zone 1 - 5QU CoRE ¦ 1QU LoRE | Red Flag Warning - Large Fires | 2022 | Electric Reliability | 0.69642 | 10.0154 | 2022 | Control | 0.1325 | 3 | 0 | esc | 0.15274 | 0.10637 | 0.15274 | 0.10637 | 0.15274 | 0.10637 | 0 | 0
[149 empty] | All EPR in 2020WLDFRFinancial | WLDFR | HFTD - Distribution - Zone 1 - 5QU CoRE ¦ 1QU LoRE | Red Flag Warning - Large Fires | 2022 | Financial | 2.942 | 10.0154 | 2022 | Control | 0.053 | 3 | 0 | esc | 0.055966 | 0.16465 | 0.055966 | 0.16465 | 0.055966 | 0.16465 | 0 | 0
[149 empty] | All EPR in 2020WLDFRSafety | WLDFR | HFTD - Distribution - Zone 1 - 5QU CoRE ¦ 1QU LoRE | Red Flag Warning - Large Fires | 2022 | Safety | 1.6022 | 10.0154 | 2022 | Control | 0.053 | 3 | 0 | esc | 0.055966 | 0.089668 | 0.055966 | 0.089668 | 0.055966 | 0.089668 | 0 | 0
[149 empty] | All EPR in 2020WLDFRElectric Reliability | WLDFR | HFTD - Distribution - Zone 1 - 5QU CoRE ¦ 1QU LoRE | Red Flag Warning - Large Fires | 2023 | Electric Reliability | 0.71896 | 10.0154 | 2023 | Control | 0.1325 | 3 | 0 | esc | 0 | 0 | 0.15274 | 0.10981 | 0.15274 | 0.10981 | 0.15274 | 0.10981
[149 empty] | All EPR in 2020WLDFRFinancial | WLDFR | HFTD - Distribution - Zone 1 - 5QU CoRE ¦ 1QU LoRE | Red Flag Warning - Large Fires | 2023 | Financial | 3.0715 | 10.0154 | 2023 | Control | 0.053 | 3 | 0 | esc | 0 | 0 | 0.055966 | 0.1719 | 0.055966 | 0.1719 | 0.055966 | 0.1719
[149 empty] | All EPR in 2020WLDFRSafety | WLDFR | HFTD - Distribution - Zone 1 - 5QU CoRE ¦ 1QU LoRE | Red Flag Warning - Large Fires | 2023 | Safety | 1.6846 | 10.0154 | 2023 | Control | 0.053 | 3 | 0 | esc | 0 | 0 | 0.055966 | 0.094279 | 0.055966 | 0.094279 | 0.055966 | 0.094279
[149 empty] | All EPR in 2020WLDFRElectric Reliability | WLDFR | HFTD - Distribution - Zone 1 - 5QU CoRE ¦ 1QU LoRE | Red Flag Warning - Large Fires | 2024 | Electric Reliability | 0.71896 | 10.0154 | 2024 | Control | 0.1325 | 3 | 0 | esc | 0 | 0 | 0 | 0 | 0.15274 | 0.10981 | 0.15274 | 0.10981
[149 empty] | All EPR in 2020WLDFRFinancial | WLDFR | HFTD - Distribution - Zone 1 - 5QU CoRE ¦ 1QU LoRE | Red Flag Warning - Large Fires | 2024 | Financial | 3.0715 | 10.0154 | 2024 | Control | 0.053 | 3 | 0 | esc | 0 | 0 | 0 | 0 | 0.055966 | 0.1719 | 0.055966 | 0.1719
[149 empty] | All EPR in 2020WLDFRSafety | WLDFR | HFTD - Distribution - Zone 1 - 5QU CoRE ¦ 1QU LoRE | Red Flag Warning - Large Fires | 2024 | Safety | 1.6846 | 10.0154 | 2024 | Control | 0.053 | 3 | 0 | esc | 0 | 0 | 0 | 0 | 0.055966 | 0.094279 | 0.055966 | 0.094279
[149 empty] | All EPR in 2020WLDFRElectric Reliability | WLDFR | HFTD - Distribution - Zone 1 - 5QU CoRE ¦ 1QU LoRE | Red Flag Warning - Large Fires | 2025 | Electric Reliability | 0.71896 | 10.0154 | 2025 | Control | 0.1325 | 3 | 0 | esc | 0 | 0 | 0 | 0 | 0 | 0 | 0.15274 | 0.10981
[149 empty] | All EPR in 2020WLDFRFinancial | WLDFR | HFTD - Distribution - Zone 1 - 5QU CoRE ¦ 1QU LoRE | Red Flag Warning - Large Fires | 2025 | Financial | 3.0715 | 10.0154 | 2025 | Control | 0.053 | 3 | 0 | esc | 0 | 0 | 0 | 0 | 0 | 0 | 0.055966 | 0.1719
[149 empty] | All EPR in 2020WLDFRSafety | WLDFR | HFTD - Distribution - Zone 1 - 5QU CoRE ¦ 1QU LoRE | Red Flag Warning - Large Fires | 2025 | Safety | 1.6846 | 10.0154 | 2025 | Control | 0.053 | 3 | 0 | esc | 0 | 0 | 0 | 0 | 0 | 0 | 0.055966 | 0.094279
[149 empty] | All EPR in 2020WLDFRElectric Reliability | WLDFR | HFTD - Distribution - Zone 1 - 5QU CoRE ¦ 1QU LoRE | Red Flag Warning - Small Fires | 2021 | Electric Reliability | 0.036425 | 10.0154 | 2021 | Control | 0.1325 | 3 | 0 | esc | 0.15274 | 0.0055635 | 0.15274 | 0.0055635 | 0 | 0 | 0 | 0
[149 empty] | All EPR in 2020WLDFRFinancial | WLDFR | HFTD - Distribution - Zone 1 - 5QU CoRE ¦ 1QU LoRE | Red Flag Warning - Small Fires | 2021 | Financial | 0.0015809 | 10.0154 | 2021 | Control | 0.053 | 3 | 0 | esc | 0.055966 | 8.8475e-05 | 0.055966 | 8.8475e-05 | 0 | 0 | 0 | 0
[149 empty] | All EPR in 2020WLDFRSafety | WLDFR | HFTD - Distribution - Zone 1 - 5QU CoRE ¦ 1QU LoRE | Red Flag Warning - Small Fires | 2021 | Safety | 0.039895 | 10.0154 | 2021 | Control | 0.053 | 3 | 0 | esc | 0.055966 | 0.0022328 | 0.055966 | 0.0022328 | 0 | 0 | 0 | 0
[149 empty] | All EPR in 2020WLDFRElectric Reliability | WLDFR | HFTD - Distribution - Zone 1 - 5QU CoRE ¦ 1QU LoRE | Red Flag Warning - Small Fires | 2022 | Electric Reliability | 0.036425 | 10.0154 | 2022 | Control | 0.1325 | 3 | 0 | esc | 0.15274 | 0.0055635 | 0.15274 | 0.0055635 | 0.15274 | 0.0055635 | 0 | 0
[149 empty] | All EPR in 2020WLDFRFinancial | WLDFR | HFTD - Distribution - Zone 1 - 5QU CoRE ¦ 1QU LoRE | Red Flag Warning - Small Fires | 2022 | Financial | 0.0015809 | 10.0154 | 2022 | Control | 0.053 | 3 | 0 | esc | 0.055966 | 8.8475e-05 | 0.055966 | 8.8475e-05 | 0.055966 | 8.8475e-05 | 0 | 0
[149 empty] | All EPR in 2020WLDFRSafety | WLDFR | HFTD - Distribution - Zone 1 - 5QU CoRE ¦ 1QU LoRE | Red Flag Warning - Small Fires | 2022 | Safety | 0.039895 | 10.0154 | 2022 | Control | 0.053 | 3 | 0 | esc | 0.055966 | 0.0022328 | 0.055966 | 0.0022328 | 0.055966 | 0.0022328 | 0 | 0
[149 empty] | All EPR in 2020WLDFRElectric Reliability | WLDFR | HFTD - Distribution - Zone 1 - 5QU CoRE ¦ 1QU LoRE | Red Flag Warning - Small Fires | 2023 | Electric Reliability | 0.03759 | 10.0154 | 2023 | Control | 0.1325 | 3 | 0 | esc | 0 | 0 | 0.15274 | 0.0057414 | 0.15274 | 0.0057414 | 0.15274 | 0.0057414
[149 empty] | All EPR in 2020WLDFRFinancial | WLDFR | HFTD - Distribution - Zone 1 - 5QU CoRE ¦ 1QU LoRE | Red Flag Warning - Small Fires | 2023 | Financial | 0.0016314 | 10.0154 | 2023 | Control | 0.053 | 3 | 0 | esc | 0 | 0 | 0.055966 | 9.1305e-05 | 0.055966 | 9.1305e-05 | 0.055966 | 9.1305e-05
[149 empty] | All EPR in 2020WLDFRSafety | WLDFR | HFTD - Distribution - Zone 1 - 5QU CoRE ¦ 1QU LoRE | Red Flag Warning - Small Fires | 2023 | Safety | 0.041187 | 10.0154 | 2023 | Control | 0.053 | 3 | 0 | esc | 0 | 0 | 0.055966 | 0.0023051 | 0.055966 | 0.0023051 | 0.055966 | 0.0023051
[149 empty] | All EPR in 2020WLDFRElectric Reliability | WLDFR | HFTD - Distribution - Zone 1 - 5QU CoRE ¦ 1QU LoRE | Red Flag Warning - Small Fires | 2024 | Electric Reliability | 0.03759 | 10.0154 | 2024 | Control | 0.1325 | 3 | 0 | esc | 0 | 0 | 0 | 0 | 0.15274 | 0.0057414 | 0.15274 | 0.0057414
[149 empty] | All EPR in 2020WLDFRFinancial | WLDFR | HFTD - Distribution - Zone 1 - 5QU CoRE ¦ 1QU LoRE | Red Flag Warning - Small Fires | 2024 | Financial | 0.0016314 | 10.0154 | 2024 | Control | 0.053 | 3 | 0 | esc | 0 | 0 | 0 | 0 | 0.055966 | 9.1305e-05 | 0.055966 | 9.1305e-05
[149 empty] | All EPR in 2020WLDFRSafety | WLDFR | HFTD - Distribution - Zone 1 - 5QU CoRE ¦ 1QU LoRE | Red Flag Warning - Small Fires | 2024 | Safety | 0.041187 | 10.0154 | 2024 | Control | 0.053 | 3 | 0 | esc | 0 | 0 | 0 | 0 | 0.055966 | 0.0023051 | 0.055966 | 0.0023051
[149 empty] | All EPR in 2020WLDFRElectric Reliability | WLDFR | HFTD - Distribution - Zone 1 - 5QU CoRE ¦ 1QU LoRE | Red Flag Warning - Small Fires | 2025 | Electric Reliability | 0.03759 | 10.0154 | 2025 | Control | 0.1325 | 3 | 0 | esc | 0 | 0 | 0 | 0 | 0 | 0 | 0.15274 | 0.0057414
[149 empty] | All EPR in 2020WLDFRFinancial | WLDFR | HFTD - Distribution - Zone 1 - 5QU CoRE ¦ 1QU LoRE | Red Flag Warning - Small Fires | 2025 | Financial | 0.0016314 | 10.0154 | 2025 | Control | 0.053 | 3 | 0 | esc | 0 | 0 | 0 | 0 | 0 | 0 | 0.055966 | 9.1305e-05
[149 empty] | All EPR in 2020WLDFRSafety | WLDFR | HFTD - Distribution - Zone 1 - 5QU CoRE ¦ 1QU LoRE | Red Flag Warning - Small Fires | 2025 | Safety | 0.041187 | 10.0154 | 2025 | Control | 0.053 | 3 | 0 | esc | 0 | 0 | 0 | 0 | 0 | 0 | 0.055966 | 0.0023051
[149 empty] | All EPR in 2020WLDFRElectric Reliability | WLDFR | HFTD - Distribution - Zone 1 - 5QU CoRE ¦ 1QU LoRE | Seismic - Non-Red Flag Warning - Catastrophic Fires | 2021 | Electric Reliability | 409.2237 | 10.0154 | 2021 | Control | 0.1325 | 3 | 0 | esc | 0.15274 | 62.5039 | 0.15274 | 62.5039 | 0 | 0 | 0 | 0
[149 empty] | All EPR in 2020WLDFRFinancial | WLDFR | HFTD - Distribution - Zone 1 - 5QU CoRE ¦ 1QU LoRE | Seismic - Non-Red Flag Warning - Catastrophic Fires | 2021 | Financial | 13469.0878 | 10.0154 | 2021 | Control | 0.053 | 3 | 0 | esc | 0.055966 | 753.8138 | 0.055966 | 753.8138 | 0 | 0 | 0 | 0
[149 empty] | All EPR in 2020WLDFRSafety | WLDFR | HFTD - Distribution - Zone 1 - 5QU CoRE ¦ 1QU LoRE | Seismic - Non-Red Flag Warning - Catastrophic Fires | 2021 | Safety | 7205.5313 | 10.0154 | 2021 | Control | 0.053 | 3 | 0 | esc | 0.055966 | 403.2663 | 0.055966 | 403.2663 | 0 | 0 | 0 | 0
[149 empty] | All EPR in 2020WLDFRElectric Reliability | WLDFR | HFTD - Distribution - Zone 1 - 5QU CoRE ¦ 1QU LoRE | Seismic - Non-Red Flag Warning - Catastrophic Fires | 2022 | Electric Reliability | 409.2237 | 10.0154 | 2022 | Control | 0.1325 | 3 | 0 | esc | 0.15274 | 62.5039 | 0.15274 | 62.5039 | 0.15274 | 62.5039 | 0 | 0
[149 empty] | All EPR in 2020WLDFRFinancial | WLDFR | HFTD - Distribution - Zone 1 - 5QU CoRE ¦ 1QU LoRE | Seismic - Non-Red Flag Warning - Catastrophic Fires | 2022 | Financial | 13469.0878 | 10.0154 | 2022 | Control | 0.053 | 3 | 0 | esc | 0.055966 | 753.8138 | 0.055966 | 753.8138 | 0.055966 | 753.8138 | 0 | 0
[149 empty] | All EPR in 2020WLDFRSafety | WLDFR | HFTD - Distribution - Zone 1 - 5QU CoRE ¦ 1QU LoRE | Seismic - Non-Red Flag Warning - Catastrophic Fires | 2022 | Safety | 7205.5313 | 10.0154 | 2022 | Control | 0.053 | 3 | 0 | esc | 0.055966 | 403.2663 | 0.055966 | 403.2663 | 0.055966 | 403.2663 | 0 | 0
[149 empty] | All EPR in 2020WLDFRElectric Reliability | WLDFR | HFTD - Distribution - Zone 1 - 5QU CoRE ¦ 1QU LoRE | Seismic - Non-Red Flag Warning - Catastrophic Fires | 2023 | Electric Reliability | 428.6023 | 10.0154 | 2023 | Control | 0.1325 | 3 | 0 | esc | 0 | 0 | 0.15274 | 65.4638 | 0.15274 | 65.4638 | 0.15274 | 65.4638
[149 empty] | All EPR in 2020WLDFRFinancial | WLDFR | HFTD - Distribution - Zone 1 - 5QU CoRE ¦ 1QU LoRE | Seismic - Non-Red Flag Warning - Catastrophic Fires | 2023 | Financial | 13939.561 | 10.0154 | 2023 | Control | 0.053 | 3 | 0 | esc | 0 | 0 | 0.055966 | 780.1444 | 0.055966 | 780.1444 | 0.055966 | 780.1444
[149 empty] | All EPR in 2020WLDFRSafety | WLDFR | HFTD - Distribution - Zone 1 - 5QU CoRE ¦ 1QU LoRE | Seismic - Non-Red Flag Warning - Catastrophic Fires | 2023 | Safety | 7467.8148 | 10.0154 | 2023 | Control | 0.053 | 3 | 0 | esc | 0 | 0 | 0.055966 | 417.9453 | 0.055966 | 417.9453 | 0.055966 | 417.9453
[149 empty] | All EPR in 2020WLDFRElectric Reliability | WLDFR | HFTD - Distribution - Zone 1 - 5QU CoRE ¦ 1QU LoRE | Seismic - Non-Red Flag Warning - Catastrophic Fires | 2024 | Electric Reliability | 428.6023 | 10.0154 | 2024 | Control | 0.1325 | 3 | 0 | esc | 0 | 0 | 0 | 0 | 0.15274 | 65.4638 | 0.15274 | 65.4638
[149 empty] | All EPR in 2020WLDFRFinancial | WLDFR | HFTD - Distribution - Zone 1 - 5QU CoRE ¦ 1QU LoRE | Seismic - Non-Red Flag Warning - Catastrophic Fires | 2024 | Financial | 13939.561 | 10.0154 | 2024 | Control | 0.053 | 3 | 0 | esc | 0 | 0 | 0 | 0 | 0.055966 | 780.1444 | 0.055966 | 780.1444
[149 empty] | All EPR in 2020WLDFRSafety | WLDFR | HFTD - Distribution - Zone 1 - 5QU CoRE ¦ 1QU LoRE | Seismic - Non-Red Flag Warning - Catastrophic Fires | 2024 | Safety | 7467.8148 | 10.0154 | 2024 | Control | 0.053 | 3 | 0 | esc | 0 | 0 | 0 | 0 | 0.055966 | 417.9453 | 0.055966 | 417.9453
[149 empty] | All EPR in 2020WLDFRElectric Reliability | WLDFR | HFTD - Distribution - Zone 1 - 5QU CoRE ¦ 1QU LoRE | Seismic - Non-Red Flag Warning - Catastrophic Fires | 2025 | Electric Reliability | 428.6023 | 10.0154 | 2025 | Control | 0.1325 | 3 | 0 | esc | 0 | 0 | 0 | 0 | 0 | 0 | 0.15274 | 65.4638
[149 empty] | All EPR in 2020WLDFRFinancial | WLDFR | HFTD - Distribution - Zone 1 - 5QU CoRE ¦ 1QU LoRE | Seismic - Non-Red Flag Warning - Catastrophic Fires | 2025 | Financial | 13939.561 | 10.0154 | 2025 | Control | 0.053 | 3 | 0 | esc | 0 | 0 | 0 | 0 | 0 | 0 | 0.055966 | 780.1444
[149 empty] | All EPR in 2020WLDFRSafety | WLDFR | HFTD - Distribution - Zone 1 - 5QU CoRE ¦ 1QU LoRE | Seismic - Non-Red Flag Warning - Catastrophic Fires | 2025 | Safety | 7467.8148 | 10.0154 | 2025 | Control | 0.053 | 3 | 0 | esc | 0 | 0 | 0 | 0 | 0 | 0 | 0.055966 | 417.9453
[149 empty] | All EPR in 2020WLDFRElectric Reliability | WLDFR | HFTD - Distribution - Zone 1 - 5QU CoRE ¦ 1QU LoRE | Seismic - Red Flag Warning - Catastrophic Fires | 2021 | Electric Reliability | 409.2237 | 10.0154 | 2021 | Control | 0.1325 | 3 | 0 | esc | 0.15274 | 62.5039 | 0.15274 | 62.5039 | 0 | 0 | 0 | 0
[149 empty] | All EPR in 2020WLDFRFinancial | WLDFR | HFTD - Distribution - Zone 1 - 5QU CoRE ¦ 1QU LoRE | Seismic - Red Flag Warning - Catastrophic Fires | 2021 | Financial | 13469.0878 | 10.0154 | 2021 | Control | 0.053 | 3 | 0 | esc | 0.055966 | 753.8138 | 0.055966 | 753.8138 | 0 | 0 | 0 | 0
[149 empty] | All EPR in 2020WLDFRSafety | WLDFR | HFTD - Distribution - Zone 1 - 5QU CoRE ¦ 1QU LoRE | Seismic - Red Flag Warning - Catastrophic Fires | 2021 | Safety | 7205.5313 | 10.0154 | 2021 | Control | 0.053 | 3 | 0 | esc | 0.055966 | 403.2663 | 0.055966 | 403.2663 | 0 | 0 | 0 | 0
[149 empty] | All EPR in 2020WLDFRElectric Reliability | WLDFR | HFTD - Distribution - Zone 1 - 5QU CoRE ¦ 1QU LoRE | Seismic - Red Flag Warning - Catastrophic Fires | 2022 | Electric Reliability | 409.2237 | 10.0154 | 2022 | Control | 0.1325 | 3 | 0 | esc | 0.15274 | 62.5039 | 0.15274 | 62.5039 | 0.15274 | 62.5039 | 0 | 0
[149 empty] | All EPR in 2020WLDFRFinancial | WLDFR | HFTD - Distribution - Zone 1 - 5QU CoRE ¦ 1QU LoRE | Seismic - Red Flag Warning - Catastrophic Fires | 2022 | Financial | 13469.0878 | 10.0154 | 2022 | Control | 0.053 | 3 | 0 | esc | 0.055966 | 753.8138 | 0.055966 | 753.8138 | 0.055966 | 753.8138 | 0 | 0
[149 empty] | All EPR in 2020WLDFRSafety | WLDFR | HFTD - Distribution - Zone 1 - 5QU CoRE ¦ 1QU LoRE | Seismic - Red Flag Warning - Catastrophic Fires | 2022 | Safety | 7205.5313 | 10.0154 | 2022 | Control | 0.053 | 3 | 0 | esc | 0.055966 | 403.2663 | 0.055966 | 403.2663 | 0.055966 | 403.2663 | 0 | 0
[149 empty] | All EPR in 2020WLDFRElectric Reliability | WLDFR | HFTD - Distribution - Zone 1 - 5QU CoRE ¦ 1QU LoRE | Seismic - Red Flag Warning - Catastrophic Fires | 2023 | Electric Reliability | 428.6023 | 10.0154 | 2023 | Control | 0.1325 | 3 | 0 | esc | 0 | 0 | 0.15274 | 65.4638 | 0.15274 | 65.4638 | 0.15274 | 65.4638
[149 empty] | All EPR in 2020WLDFRFinancial | WLDFR | HFTD - Distribution - Zone 1 - 5QU CoRE ¦ 1QU LoRE | Seismic - Red Flag Warning - Catastrophic Fires | 2023 | Financial | 13939.561 | 10.0154 | 2023 | Control | 0.053 | 3 | 0 | esc | 0 | 0 | 0.055966 | 780.1444 | 0.055966 | 780.1444 | 0.055966 | 780.1444
[149 empty] | All EPR in 2020WLDFRSafety | WLDFR | HFTD - Distribution - Zone 1 - 5QU CoRE ¦ 1QU LoRE | Seismic - Red Flag Warning - Catastrophic Fires | 2023 | Safety | 7467.8148 | 10.0154 | 2023 | Control | 0.053 | 3 | 0 | esc | 0 | 0 | 0.055966 | 417.9453 | 0.055966 | 417.9453 | 0.055966 | 417.9453
[149 empty] | All EPR in 2020WLDFRElectric Reliability | WLDFR | HFTD - Distribution - Zone 1 - 5QU CoRE ¦ 1QU LoRE | Seismic - Red Flag Warning - Catastrophic Fires | 2024 | Electric Reliability | 428.6023 | 10.0154 | 2024 | Control | 0.1325 | 3 | 0 | esc | 0 | 0 | 0 | 0 | 0.15274 | 65.4638 | 0.15274 | 65.4638
[149 empty] | All EPR in 2020WLDFRFinancial | WLDFR | HFTD - Distribution - Zone 1 - 5QU CoRE ¦ 1QU LoRE | Seismic - Red Flag Warning - Catastrophic Fires | 2024 | Financial | 13939.561 | 10.0154 | 2024 | Control | 0.053 | 3 | 0 | esc | 0 | 0 | 0 | 0 | 0.055966 | 780.1444 | 0.055966 | 780.1444
[149 empty] | All EPR in 2020WLDFRSafety | WLDFR | HFTD - Distribution - Zone 1 - 5QU CoRE ¦ 1QU LoRE | Seismic - Red Flag Warning - Catastrophic Fires | 2024 | Safety | 7467.8148 | 10.0154 | 2024 | Control | 0.053 | 3 | 0 | esc | 0 | 0 | 0 | 0 | 0.055966 | 417.9453 | 0.055966 | 417.9453
[149 empty] | All EPR in 2020WLDFRElectric Reliability | WLDFR | HFTD - Distribution - Zone 1 - 5QU CoRE ¦ 1QU LoRE | Seismic - Red Flag Warning - Catastrophic Fires | 2025 | Electric Reliability | 428.6023 | 10.0154 | 2025 | Control | 0.1325 | 3 | 0 | esc | 0 | 0 | 0 | 0 | 0 | 0 | 0.15274 | 65.4638
[149 empty] | All EPR in 2020WLDFRFinancial | WLDFR | HFTD - Distribution - Zone 1 - 5QU CoRE ¦ 1QU LoRE | Seismic - Red Flag Warning - Catastrophic Fires | 2025 | Financial | 13939.561 | 10.0154 | 2025 | Control | 0.053 | 3 | 0 | esc | 0 | 0 | 0 | 0 | 0 | 0 | 0.055966 | 780.1444
[149 empty] | All EPR in 2020WLDFRSafety | WLDFR | HFTD - Distribution - Zone 1 - 5QU CoRE ¦ 1QU LoRE | Seismic - Red Flag Warning - Catastrophic Fires | 2025 | Safety | 7467.8148 | 10.0154 | 2025 | Control | 0.053 | 3 | 0 | esc | 0 | 0 | 0 | 0 | 0 | 0 | 0.055966 | 417.9453
[149 empty] | All EPR in 2020WLDFRElectric Reliability | WLDFR | HFTD - Distribution - Zone 1 - 5QU CoRE ¦ 4QU LoRE | Non-Red Flag Warning - Large Fires | 2021 | Electric Reliability | 0.69642 | 0.27822 | 2021 | Control | 0.1325 | 3 | 0 | esc | 0.15274 | 0.10637 | 0.15274 | 0.10637 | 0 | 0 | 0 | 0
[149 empty] | All EPR in 2020WLDFRFinancial | WLDFR | HFTD - Distribution - Zone 1 - 5QU CoRE ¦ 4QU LoRE | Non-Red Flag Warning - Large Fires | 2021 | Financial | 2.942 | 0.27822 | 2021 | Control | 0.053 | 3 | 0 | esc | 0.055966 | 0.16465 | 0.055966 | 0.16465 | 0 | 0 | 0 | 0
[149 empty] | All EPR in 2020WLDFRSafety | WLDFR | HFTD - Distribution - Zone 1 - 5QU CoRE ¦ 4QU LoRE | Non-Red Flag Warning - Large Fires | 2021 | Safety | 1.6022 | 0.27822 | 2021 | Control | 0.053 | 3 | 0 | esc | 0.055966 | 0.089668 | 0.055966 | 0.089668 | 0 | 0 | 0 | 0
[149 empty] | All EPR in 2020WLDFRElectric Reliability | WLDFR | HFTD - Distribution - Zone 1 - 5QU CoRE ¦ 4QU LoRE | Non-Red Flag Warning - Large Fires | 2022 | Electric Reliability | 0.69642 | 0.27822 | 2022 | Control | 0.1325 | 3 | 0 | esc | 0.15274 | 0.10637 | 0.15274 | 0.10637 | 0.15274 | 0.10637 | 0 | 0
[149 empty] | All EPR in 2020WLDFRFinancial | WLDFR | HFTD - Distribution - Zone 1 - 5QU CoRE ¦ 4QU LoRE | Non-Red Flag Warning - Large Fires | 2022 | Financial | 2.942 | 0.27822 | 2022 | Control | 0.053 | 3 | 0 | esc | 0.055966 | 0.16465 | 0.055966 | 0.16465 | 0.055966 | 0.16465 | 0 | 0
[149 empty] | All EPR in 2020WLDFRSafety | WLDFR | HFTD - Distribution - Zone 1 - 5QU CoRE ¦ 4QU LoRE | Non-Red Flag Warning - Large Fires | 2022 | Safety | 1.6022 | 0.27822 | 2022 | Control | 0.053 | 3 | 0 | esc | 0.055966 | 0.089668 | 0.055966 | 0.089668 | 0.055966 | 0.089668 | 0 | 0
[149 empty] | All EPR in 2020WLDFRElectric Reliability | WLDFR | HFTD - Distribution - Zone 1 - 5QU CoRE ¦ 4QU LoRE | Non-Red Flag Warning - Large Fires | 2023 | Electric Reliability | 0.71896 | 0.27822 | 2023 | Control | 0.1325 | 3 | 0 | esc | 0 | 0 | 0.15274 | 0.10981 | 0.15274 | 0.10981 | 0.15274 | 0.10981
[149 empty] | All EPR in 2020WLDFRFinancial | WLDFR | HFTD - Distribution - Zone 1 - 5QU CoRE ¦ 4QU LoRE | Non-Red Flag Warning - Large Fires | 2023 | Financial | 3.0715 | 0.27822 | 2023 | Control | 0.053 | 3 | 0 | esc | 0 | 0 | 0.055966 | 0.1719 | 0.055966 | 0.1719 | 0.055966 | 0.1719
[149 empty] | All EPR in 2020WLDFRSafety | WLDFR | HFTD - Distribution - Zone 1 - 5QU CoRE ¦ 4QU LoRE | Non-Red Flag Warning - Large Fires | 2023 | Safety | 1.6846 | 0.27822 | 2023 | Control | 0.053 | 3 | 0 | esc | 0 | 0 | 0.055966 | 0.094279 | 0.055966 | 0.094279 | 0.055966 | 0.094279
[149 empty] | All EPR in 2020WLDFRElectric Reliability | WLDFR | HFTD - Distribution - Zone 1 - 5QU CoRE ¦ 4QU LoRE | Non-Red Flag Warning - Large Fires | 2024 | Electric Reliability | 0.71896 | 0.27822 | 2024 | Control | 0.1325 | 3 | 0 | esc | 0 | 0 | 0 | 0 | 0.15274 | 0.10981 | 0.15274 | 0.10981
[149 empty] | All EPR in 2020WLDFRFinancial | WLDFR | HFTD - Distribution - Zone 1 - 5QU CoRE ¦ 4QU LoRE | Non-Red Flag Warning - Large Fires | 2024 | Financial | 3.0715 | 0.27822 | 2024 | Control | 0.053 | 3 | 0 | esc | 0 | 0 | 0 | 0 | 0.055966 | 0.1719 | 0.055966 | 0.1719
[149 empty] | All EPR in 2020WLDFRSafety | WLDFR | HFTD - Distribution - Zone 1 - 5QU CoRE ¦ 4QU LoRE | Non-Red Flag Warning - Large Fires | 2024 | Safety | 1.6846 | 0.27822 | 2024 | Control | 0.053 | 3 | 0 | esc | 0 | 0 | 0 | 0 | 0.055966 | 0.094279 | 0.055966 | 0.094279
[149 empty] | All EPR in 2020WLDFRElectric Reliability | WLDFR | HFTD - Distribution - Zone 1 - 5QU CoRE ¦ 4QU LoRE | Non-Red Flag Warning - Large Fires | 2025 | Electric Reliability | 0.71896 | 0.27822 | 2025 | Control | 0.1325 | 3 | 0 | esc | 0 | 0 | 0 | 0 | 0 | 0 | 0.15274 | 0.10981
[149 empty] | All EPR in 2020WLDFRFinancial | WLDFR | HFTD - Distribution - Zone 1 - 5QU CoRE ¦ 4QU LoRE | Non-Red Flag Warning - Large Fires | 2025 | Financial | 3.0715 | 0.27822 | 2025 | Control | 0.053 | 3 | 0 | esc | 0 | 0 | 0 | 0 | 0 | 0 | 0.055966 | 0.1719
[149 empty] | All EPR in 2020WLDFRSafety | WLDFR | HFTD - Distribution - Zone 1 - 5QU CoRE ¦ 4QU LoRE | Non-Red Flag Warning - Large Fires | 2025 | Safety | 1.6846 | 0.27822 | 2025 | Control | 0.053 | 3 | 0 | esc | 0 | 0 | 0 | 0 | 0 | 0 | 0.055966 | 0.094279
[149 empty] | All EPR in 2020WLDFRElectric Reliability | WLDFR | HFTD - Distribution - Zone 1 - 5QU CoRE ¦ 4QU LoRE | Non-Red Flag Warning - Small Fires | 2021 | Electric Reliability | 0.036425 | 0.27822 | 2021 | Control | 0.1325 | 3 | 0 | esc | 0.15274 | 0.0055635 | 0.15274 | 0.0055635 | 0 | 0 | 0 | 0
[149 empty] | All EPR in 2020WLDFRFinancial | WLDFR | HFTD - Distribution - Zone 1 - 5QU CoRE ¦ 4QU LoRE | Non-Red Flag Warning - Small Fires | 2021 | Financial | 0.0015809 | 0.27822 | 2021 | Control | 0.053 | 3 | 0 | esc | 0.055966 | 8.8475e-05 | 0.055966 | 8.8475e-05 | 0 | 0 | 0 | 0
[149 empty] | All EPR in 2020WLDFRSafety | WLDFR | HFTD - Distribution - Zone 1 - 5QU CoRE ¦ 4QU LoRE | Non-Red Flag Warning - Small Fires | 2021 | Safety | 0.039895 | 0.27822 | 2021 | Control | 0.053 | 3 | 0 | esc | 0.055966 | 0.0022328 | 0.055966 | 0.0022328 | 0 | 0 | 0 | 0
[149 empty] | All EPR in 2020WLDFRElectric Reliability | WLDFR | HFTD - Distribution - Zone 1 - 5QU CoRE ¦ 4QU LoRE | Non-Red Flag Warning - Small Fires | 2022 | Electric Reliability | 0.036425 | 0.27822 | 2022 | Control | 0.1325 | 3 | 0 | esc | 0.15274 | 0.0055635 | 0.15274 | 0.0055635 | 0.15274 | 0.0055635 | 0 | 0
[149 empty] | All EPR in 2020WLDFRFinancial | WLDFR | HFTD - Distribution - Zone 1 - 5QU CoRE ¦ 4QU LoRE | Non-Red Flag Warning - Small Fires | 2022 | Financial | 0.0015809 | 0.27822 | 2022 | Control | 0.053 | 3 | 0 | esc | 0.055966 | 8.8475e-05 | 0.055966 | 8.8475e-05 | 0.055966 | 8.8475e-05 | 0 | 0
[149 empty] | All EPR in 2020WLDFRSafety | WLDFR | HFTD - Distribution - Zone 1 - 5QU CoRE ¦ 4QU LoRE | Non-Red Flag Warning - Small Fires | 2022 | Safety | 0.039895 | 0.27822 | 2022 | Control | 0.053 | 3 | 0 | esc | 0.055966 | 0.0022328 | 0.055966 | 0.0022328 | 0.055966 | 0.0022328 | 0 | 0
[149 empty] | All EPR in 2020WLDFRElectric Reliability | WLDFR | HFTD - Distribution - Zone 1 - 5QU CoRE ¦ 4QU LoRE | Non-Red Flag Warning - Small Fires | 2023 | Electric Reliability | 0.03759 | 0.27822 | 2023 | Control | 0.1325 | 3 | 0 | esc | 0 | 0 | 0.15274 | 0.0057414 | 0.15274 | 0.0057414 | 0.15274 | 0.0057414
[149 empty] | All EPR in 2020WLDFRFinancial | WLDFR | HFTD - Distribution - Zone 1 - 5QU CoRE ¦ 4QU LoRE | Non-Red Flag Warning - Small Fires | 2023 | Financial | 0.0016314 | 0.27822 | 2023 | Control | 0.053 | 3 | 0 | esc | 0 | 0 | 0.055966 | 9.1305e-05 | 0.055966 | 9.1305e-05 | 0.055966 | 9.1305e-05
[149 empty] | All EPR in 2020WLDFRSafety | WLDFR | HFTD - Distribution - Zone 1 - 5QU CoRE ¦ 4QU LoRE | Non-Red Flag Warning - Small Fires | 2023 | Safety | 0.041187 | 0.27822 | 2023 | Control | 0.053 | 3 | 0 | esc | 0 | 0 | 0.055966 | 0.0023051 | 0.055966 | 0.0023051 | 0.055966 | 0.0023051
[149 empty] | All EPR in 2020WLDFRElectric Reliability | WLDFR | HFTD - Distribution - Zone 1 - 5QU CoRE ¦ 4QU LoRE | Non-Red Flag Warning - Small Fires | 2024 | Electric Reliability | 0.03759 | 0.27822 | 2024 | Control | 0.1325 | 3 | 0 | esc | 0 | 0 | 0 | 0 | 0.15274 | 0.0057414 | 0.15274 | 0.0057414
[149 empty] | All EPR in 2020WLDFRFinancial | WLDFR | HFTD - Distribution - Zone 1 - 5QU CoRE ¦ 4QU LoRE | Non-Red Flag Warning - Small Fires | 2024 | Financial | 0.0016314 | 0.27822 | 2024 | Control | 0.053 | 3 | 0 | esc | 0 | 0 | 0 | 0 | 0.055966 | 9.1305e-05 | 0.055966 | 9.1305e-05
[149 empty] | All EPR in 2020WLDFRSafety | WLDFR | HFTD - Distribution - Zone 1 - 5QU CoRE ¦ 4QU LoRE | Non-Red Flag Warning - Small Fires | 2024 | Safety | 0.041187 | 0.27822 | 2024 | Control | 0.053 | 3 | 0 | esc | 0 | 0 | 0 | 0 | 0.055966 | 0.0023051 | 0.055966 | 0.0023051
[149 empty] | All EPR in 2020WLDFRElectric Reliability | WLDFR | HFTD - Distribution - Zone 1 - 5QU CoRE ¦ 4QU LoRE | Non-Red Flag Warning - Small Fires | 2025 | Electric Reliability | 0.03759 | 0.27822 | 2025 | Control | 0.1325 | 3 | 0 | esc | 0 | 0 | 0 | 0 | 0 | 0 | 0.15274 | 0.0057414
[149 empty] | All EPR in 2020WLDFRFinancial | WLDFR | HFTD - Distribution - Zone 1 - 5QU CoRE ¦ 4QU LoRE | Non-Red Flag Warning - Small Fires | 2025 | Financial | 0.0016314 | 0.27822 | 2025 | Control | 0.053 | 3 | 0 | esc | 0 | 0 | 0 | 0 | 0 | 0 | 0.055966 | 9.1305e-05
[149 empty] | All EPR in 2020WLDFRSafety | WLDFR | HFTD - Distribution - Zone 1 - 5QU CoRE ¦ 4QU LoRE | Non-Red Flag Warning - Small Fires | 2025 | Safety | 0.041187 | 0.27822 | 2025 | Control | 0.053 | 3 | 0 | esc | 0 | 0 | 0 | 0 | 0 | 0 | 0.055966 | 0.0023051
[149 empty] | All EPR in 2020WLDFRElectric Reliability | WLDFR | HFTD - Distribution - Zone 1 - 5QU CoRE ¦ 4QU LoRE | Red Flag Warning - Large Fires | 2021 | Electric Reliability | 0.69642 | 0.27822 | 2021 | Control | 0.1325 | 3 | 0 | esc | 0.15274 | 0.10637 | 0.15274 | 0.10637 | 0 | 0 | 0 | 0
[149 empty] | All EPR in 2020WLDFRFinancial | WLDFR | HFTD - Distribution - Zone 1 - 5QU CoRE ¦ 4QU LoRE | Red Flag Warning - Large Fires | 2021 | Financial | 2.942 | 0.27822 | 2021 | Control | 0.053 | 3 | 0 | esc | 0.055966 | 0.16465 | 0.055966 | 0.16465 | 0 | 0 | 0 | 0
[149 empty] | All EPR in 2020WLDFRSafety | WLDFR | HFTD - Distribution - Zone 1 - 5QU CoRE ¦ 4QU LoRE | Red Flag Warning - Large Fires | 2021 | Safety | 1.6022 | 0.27822 | 2021 | Control | 0.053 | 3 | 0 | esc | 0.055966 | 0.089668 | 0.055966 | 0.089668 | 0 | 0 | 0 | 0
[149 empty] | All EPR in 2020WLDFRElectric Reliability | WLDFR | HFTD - Distribution - Zone 1 - 5QU CoRE ¦ 4QU LoRE | Red Flag Warning - Large Fires | 2022 | Electric Reliability | 0.69642 | 0.27822 | 2022 | Control | 0.1325 | 3 | 0 | esc | 0.15274 | 0.10637 | 0.15274 | 0.10637 | 0.15274 | 0.10637 | 0 | 0
[149 empty] | All EPR in 2020WLDFRFinancial | WLDFR | HFTD - Distribution - Zone 1 - 5QU CoRE ¦ 4QU LoRE | Red Flag Warning - Large Fires | 2022 | Financial | 2.942 | 0.27822 | 2022 | Control | 0.053 | 3 | 0 | esc | 0.055966 | 0.16465 | 0.055966 | 0.16465 | 0.055966 | 0.16465 | 0 | 0
[149 empty] | All EPR in 2020WLDFRSafety | WLDFR | HFTD - Distribution - Zone 1 - 5QU CoRE ¦ 4QU LoRE | Red Flag Warning - Large Fires | 2022 | Safety | 1.6022 | 0.27822 | 2022 | Control | 0.053 | 3 | 0 | esc | 0.055966 | 0.089668 | 0.055966 | 0.089668 | 0.055966 | 0.089668 | 0 | 0
[149 empty] | All EPR in 2020WLDFRElectric Reliability | WLDFR | HFTD - Distribution - Zone 1 - 5QU CoRE ¦ 4QU LoRE | Red Flag Warning - Large Fires | 2023 | Electric Reliability | 0.71896 | 0.27822 | 2023 | Control | 0.1325 | 3 | 0 | esc | 0 | 0 | 0.15274 | 0.10981 | 0.15274 | 0.10981 | 0.15274 | 0.10981
[149 empty] | All EPR in 2020WLDFRFinancial | WLDFR | HFTD - Distribution - Zone 1 - 5QU CoRE ¦ 4QU LoRE | Red Flag Warning - Large Fires | 2023 | Financial | 3.0715 | 0.27822 | 2023 | Control | 0.053 | 3 | 0 | esc | 0 | 0 | 0.055966 | 0.1719 | 0.055966 | 0.1719 | 0.055966 | 0.1719
[149 empty] | All EPR in 2020WLDFRSafety | WLDFR | HFTD - Distribution - Zone 1 - 5QU CoRE ¦ 4QU LoRE | Red Flag Warning - Large Fires | 2023 | Safety | 1.6846 | 0.27822 | 2023 | Control | 0.053 | 3 | 0 | esc | 0 | 0 | 0.055966 | 0.094279 | 0.055966 | 0.094279 | 0.055966 | 0.094279
[149 empty] | All EPR in 2020WLDFRElectric Reliability | WLDFR | HFTD - Distribution - Zone 1 - 5QU CoRE ¦ 4QU LoRE | Red Flag Warning - Large Fires | 2024 | Electric Reliability | 0.71896 | 0.27822 | 2024 | Control | 0.1325 | 3 | 0 | esc | 0 | 0 | 0 | 0 | 0.15274 | 0.10981 | 0.15274 | 0.10981
[149 empty] | All EPR in 2020WLDFRFinancial | WLDFR | HFTD - Distribution - Zone 1 - 5QU CoRE ¦ 4QU LoRE | Red Flag Warning - Large Fires | 2024 | Financial | 3.0715 | 0.27822 | 2024 | Control | 0.053 | 3 | 0 | esc | 0 | 0 | 0 | 0 | 0.055966 | 0.1719 | 0.055966 | 0.1719
[149 empty] | All EPR in 2020WLDFRSafety | WLDFR | HFTD - Distribution - Zone 1 - 5QU CoRE ¦ 4QU LoRE | Red Flag Warning - Large Fires | 2024 | Safety | 1.6846 | 0.27822 | 2024 | Control | 0.053 | 3 | 0 | esc | 0 | 0 | 0 | 0 | 0.055966 | 0.094279 | 0.055966 | 0.094279
[149 empty] | All EPR in 2020WLDFRElectric Reliability | WLDFR | HFTD - Distribution - Zone 1 - 5QU CoRE ¦ 4QU LoRE | Red Flag Warning - Large Fires | 2025 | Electric Reliability | 0.71896 | 0.27822 | 2025 | Control | 0.1325 | 3 | 0 | esc | 0 | 0 | 0 | 0 | 0 | 0 | 0.15274 | 0.10981
[149 empty] | All EPR in 2020WLDFRFinancial | WLDFR | HFTD - Distribution - Zone 1 - 5QU CoRE ¦ 4QU LoRE | Red Flag Warning - Large Fires | 2025 | Financial | 3.0715 | 0.27822 | 2025 | Control | 0.053 | 3 | 0 | esc | 0 | 0 | 0 | 0 | 0 | 0 | 0.055966 | 0.1719
[149 empty] | All EPR in 2020WLDFRSafety | WLDFR | HFTD - Distribution - Zone 1 - 5QU CoRE ¦ 4QU LoRE | Red Flag Warning - Large Fires | 2025 | Safety | 1.6846 | 0.27822 | 2025 | Control | 0.053 | 3 | 0 | esc | 0 | 0 | 0 | 0 | 0 | 0 | 0.055966 | 0.094279
[149 empty] | All EPR in 2020WLDFRElectric Reliability | WLDFR | HFTD - Distribution - Zone 1 - 5QU CoRE ¦ 4QU LoRE | Red Flag Warning - Small Fires | 2021 | Electric Reliability | 0.036425 | 0.27822 | 2021 | Control | 0.1325 | 3 | 0 | esc | 0.15274 | 0.0055635 | 0.15274 | 0.0055635 | 0 | 0 | 0 | 0
[149 empty] | All EPR in 2020WLDFRFinancial | WLDFR | HFTD - Distribution - Zone 1 - 5QU CoRE ¦ 4QU LoRE | Red Flag Warning - Small Fires | 2021 | Financial | 0.0015809 | 0.27822 | 2021 | Control | 0.053 | 3 | 0 | esc | 0.055966 | 8.8475e-05 | 0.055966 | 8.8475e-05 | 0 | 0 | 0 | 0
[149 empty] | All EPR in 2020WLDFRSafety | WLDFR | HFTD - Distribution - Zone 1 - 5QU CoRE ¦ 4QU LoRE | Red Flag Warning - Small Fires | 2021 | Safety | 0.039895 | 0.27822 | 2021 | Control | 0.053 | 3 | 0 | esc | 0.055966 | 0.0022328 | 0.055966 | 0.0022328 | 0 | 0 | 0 | 0
[149 empty] | All EPR in 2020WLDFRElectric Reliability | WLDFR | HFTD - Distribution - Zone 1 - 5QU CoRE ¦ 4QU LoRE | Red Flag Warning - Small Fires | 2022 | Electric Reliability | 0.036425 | 0.27822 | 2022 | Control | 0.1325 | 3 | 0 | esc | 0.15274 | 0.0055635 | 0.15274 | 0.0055635 | 0.15274 | 0.0055635 | 0 | 0
[149 empty] | All EPR in 2020WLDFRFinancial | WLDFR | HFTD - Distribution - Zone 1 - 5QU CoRE ¦ 4QU LoRE | Red Flag Warning - Small Fires | 2022 | Financial | 0.0015809 | 0.27822 | 2022 | Control | 0.053 | 3 | 0 | esc | 0.055966 | 8.8475e-05 | 0.055966 | 8.8475e-05 | 0.055966 | 8.8475e-05 | 0 | 0
[149 empty] | All EPR in 2020WLDFRSafety | WLDFR | HFTD - Distribution - Zone 1 - 5QU CoRE ¦ 4QU LoRE | Red Flag Warning - Small Fires | 2022 | Safety | 0.039895 | 0.27822 | 2022 | Control | 0.053 | 3 | 0 | esc | 0.055966 | 0.0022328 | 0.055966 | 0.0022328 | 0.055966 | 0.0022328 | 0 | 0
[149 empty] | All EPR in 2020WLDFRElectric Reliability | WLDFR | HFTD - Distribution - Zone 1 - 5QU CoRE ¦ 4QU LoRE | Red Flag Warning - Small Fires | 2023 | Electric Reliability | 0.03759 | 0.27822 | 2023 | Control | 0.1325 | 3 | 0 | esc | 0 | 0 | 0.15274 | 0.0057414 | 0.15274 | 0.0057414 | 0.15274 | 0.0057414
[149 empty] | All EPR in 2020WLDFRFinancial | WLDFR | HFTD - Distribution - Zone 1 - 5QU CoRE ¦ 4QU LoRE | Red Flag Warning - Small Fires | 2023 | Financial | 0.0016314 | 0.27822 | 2023 | Control | 0.053 | 3 | 0 | esc | 0 | 0 | 0.055966 | 9.1305e-05 | 0.055966 | 9.1305e-05 | 0.055966 | 9.1305e-05
[149 empty] | All EPR in 2020WLDFRSafety | WLDFR | HFTD - Distribution - Zone 1 - 5QU CoRE ¦ 4QU LoRE | Red Flag Warning - Small Fires | 2023 | Safety | 0.041187 | 0.27822 | 2023 | Control | 0.053 | 3 | 0 | esc | 0 | 0 | 0.055966 | 0.0023051 | 0.055966 | 0.0023051 | 0.055966 | 0.0023051
[149 empty] | All EPR in 2020WLDFRElectric Reliability | WLDFR | HFTD - Distribution - Zone 1 - 5QU CoRE ¦ 4QU LoRE | Red Flag Warning - Small Fires | 2024 | Electric Reliability | 0.03759 | 0.27822 | 2024 | Control | 0.1325 | 3 | 0 | esc | 0 | 0 | 0 | 0 | 0.15274 | 0.0057414 | 0.15274 | 0.0057414
[149 empty] | All EPR in 2020WLDFRFinancial | WLDFR | HFTD - Distribution - Zone 1 - 5QU CoRE ¦ 4QU LoRE | Red Flag Warning - Small Fires | 2024 | Financial | 0.0016314 | 0.27822 | 2024 | Control | 0.053 | 3 | 0 | esc | 0 | 0 | 0 | 0 | 0.055966 | 9.1305e-05 | 0.055966 | 9.1305e-05
[149 empty] | All EPR in 2020WLDFRSafety | WLDFR | HFTD - Distribution - Zone 1 - 5QU CoRE ¦ 4QU LoRE | Red Flag Warning - Small Fires | 2024 | Safety | 0.041187 | 0.27822 | 2024 | Control | 0.053 | 3 | 0 | esc | 0 | 0 | 0 | 0 | 0.055966 | 0.0023051 | 0.055966 | 0.0023051
[149 empty] | All EPR in 2020WLDFRElectric Reliability | WLDFR | HFTD - Distribution - Zone 1 - 5QU CoRE ¦ 4QU LoRE | Red Flag Warning - Small Fires | 2025 | Electric Reliability | 0.03759 | 0.27822 | 2025 | Control | 0.1325 | 3 | 0 | esc | 0 | 0 | 0 | 0 | 0 | 0 | 0.15274 | 0.0057414
[149 empty] | All EPR in 2020WLDFRFinancial | WLDFR | HFTD - Distribution - Zone 1 - 5QU CoRE ¦ 4QU LoRE | Red Flag Warning - Small Fires | 2025 | Financial | 0.0016314 | 0.27822 | 2025 | Control | 0.053 | 3 | 0 | esc | 0 | 0 | 0 | 0 | 0 | 0 | 0.055966 | 9.1305e-05
[149 empty] | All EPR in 2020WLDFRSafety | WLDFR | HFTD - Distribution - Zone 1 - 5QU CoRE ¦ 4QU LoRE | Red Flag Warning - Small Fires | 2025 | Safety | 0.041187 | 0.27822 | 2025 | Control | 0.053 | 3 | 0 | esc | 0 | 0 | 0 | 0 | 0 | 0 | 0.055966 | 0.0023051
[149 empty] | All EPR in 2020WLDFRElectric Reliability | WLDFR | HFTD - Distribution - Zone 1 - 5QU CoRE ¦ 4QU LoRE | Seismic - Non-Red Flag Warning - Catastrophic Fires | 2021 | Electric Reliability | 409.2237 | 0.27822 | 2021 | Control | 0.1325 | 3 | 0 | esc | 0.15274 | 62.5039 | 0.15274 | 62.5039 | 0 | 0 | 0 | 0
[149 empty] | All EPR in 2020WLDFRFinancial | WLDFR | HFTD - Distribution - Zone 1 - 5QU CoRE ¦ 4QU LoRE | Seismic - Non-Red Flag Warning - Catastrophic Fires | 2021 | Financial | 13469.0878 | 0.27822 | 2021 | Control | 0.053 | 3 | 0 | esc | 0.055966 | 753.8138 | 0.055966 | 753.8138 | 0 | 0 | 0 | 0
[149 empty] | All EPR in 2020WLDFRSafety | WLDFR | HFTD - Distribution - Zone 1 - 5QU CoRE ¦ 4QU LoRE | Seismic - Non-Red Flag Warning - Catastrophic Fires | 2021 | Safety | 7205.5313 | 0.27822 | 2021 | Control | 0.053 | 3 | 0 | esc | 0.055966 | 403.2663 | 0.055966 | 403.2663 | 0 | 0 | 0 | 0
[149 empty] | All EPR in 2020WLDFRElectric Reliability | WLDFR | HFTD - Distribution - Zone 1 - 5QU CoRE ¦ 4QU LoRE | Seismic - Non-Red Flag Warning - Catastrophic Fires | 2022 | Electric Reliability | 409.2237 | 0.27822 | 2022 | Control | 0.1325 | 3 | 0 | esc | 0.15274 | 62.5039 | 0.15274 | 62.5039 | 0.15274 | 62.5039 | 0 | 0
[149 empty] | All EPR in 2020WLDFRFinancial | WLDFR | HFTD - Distribution - Zone 1 - 5QU CoRE ¦ 4QU LoRE | Seismic - Non-Red Flag Warning - Catastrophic Fires | 2022 | Financial | 13469.0878 | 0.27822 | 2022 | Control | 0.053 | 3 | 0 | esc | 0.055966 | 753.8138 | 0.055966 | 753.8138 | 0.055966 | 753.8138 | 0 | 0
[149 empty] | All EPR in 2020WLDFRSafety | WLDFR | HFTD - Distribution - Zone 1 - 5QU CoRE ¦ 4QU LoRE | Seismic - Non-Red Flag Warning - Catastrophic Fires | 2022 | Safety | 7205.5313 | 0.27822 | 2022 | Control | 0.053 | 3 | 0 | esc | 0.055966 | 403.2663 | 0.055966 | 403.2663 | 0.055966 | 403.2663 | 0 | 0
[149 empty] | All EPR in 2020WLDFRElectric Reliability | WLDFR | HFTD - Distribution - Zone 1 - 5QU CoRE ¦ 4QU LoRE | Seismic - Non-Red Flag Warning - Catastrophic Fires | 2023 | Electric Reliability | 428.6023 | 0.27822 | 2023 | Control | 0.1325 | 3 | 0 | esc | 0 | 0 | 0.15274 | 65.4638 | 0.15274 | 65.4638 | 0.15274 | 65.4638
[149 empty] | All EPR in 2020WLDFRFinancial | WLDFR | HFTD - Distribution - Zone 1 - 5QU CoRE ¦ 4QU LoRE | Seismic - Non-Red Flag Warning - Catastrophic Fires | 2023 | Financial | 13939.561 | 0.27822 | 2023 | Control | 0.053 | 3 | 0 | esc | 0 | 0 | 0.055966 | 780.1444 | 0.055966 | 780.1444 | 0.055966 | 780.1444
[149 empty] | All EPR in 2020WLDFRSafety | WLDFR | HFTD - Distribution - Zone 1 - 5QU CoRE ¦ 4QU LoRE | Seismic - Non-Red Flag Warning - Catastrophic Fires | 2023 | Safety | 7467.8148 | 0.27822 | 2023 | Control | 0.053 | 3 | 0 | esc | 0 | 0 | 0.055966 | 417.9453 | 0.055966 | 417.9453 | 0.055966 | 417.9453
[149 empty] | All EPR in 2020WLDFRElectric Reliability | WLDFR | HFTD - Distribution - Zone 1 - 5QU CoRE ¦ 4QU LoRE | Seismic - Non-Red Flag Warning - Catastrophic Fires | 2024 | Electric Reliability | 428.6023 | 0.27822 | 2024 | Control | 0.1325 | 3 | 0 | esc | 0 | 0 | 0 | 0 | 0.15274 | 65.4638 | 0.15274 | 65.4638
[149 empty] | All EPR in 2020WLDFRFinancial | WLDFR | HFTD - Distribution - Zone 1 - 5QU CoRE ¦ 4QU LoRE | Seismic - Non-Red Flag Warning - Catastrophic Fires | 2024 | Financial | 13939.561 | 0.27822 | 2024 | Control | 0.053 | 3 | 0 | esc | 0 | 0 | 0 | 0 | 0.055966 | 780.1444 | 0.055966 | 780.1444
[149 empty] | All EPR in 2020WLDFRSafety | WLDFR | HFTD - Distribution - Zone 1 - 5QU CoRE ¦ 4QU LoRE | Seismic - Non-Red Flag Warning - Catastrophic Fires | 2024 | Safety | 7467.8148 | 0.27822 | 2024 | Control | 0.053 | 3 | 0 | esc | 0 | 0 | 0 | 0 | 0.055966 | 417.9453 | 0.055966 | 417.9453
[149 empty] | All EPR in 2020WLDFRElectric Reliability | WLDFR | HFTD - Distribution - Zone 1 - 5QU CoRE ¦ 4QU LoRE | Seismic - Non-Red Flag Warning - Catastrophic Fires | 2025 | Electric Reliability | 428.6023 | 0.27822 | 2025 | Control | 0.1325 | 3 | 0 | esc | 0 | 0 | 0 | 0 | 0 | 0 | 0.15274 | 65.4638
[149 empty] | All EPR in 2020WLDFRFinancial | WLDFR | HFTD - Distribution - Zone 1 - 5QU CoRE ¦ 4QU LoRE | Seismic - Non-Red Flag Warning - Catastrophic Fires | 2025 | Financial | 13939.561 | 0.27822 | 2025 | Control | 0.053 | 3 | 0 | esc | 0 | 0 | 0 | 0 | 0 | 0 | 0.055966 | 780.1444
[149 empty] | All EPR in 2020WLDFRSafety | WLDFR | HFTD - Distribution - Zone 1 - 5QU CoRE ¦ 4QU LoRE | Seismic - Non-Red Flag Warning - Catastrophic Fires | 2025 | Safety | 7467.8148 | 0.27822 | 2025 | Control | 0.053 | 3 | 0 | esc | 0 | 0 | 0 | 0 | 0 | 0 | 0.055966 | 417.9453
[149 empty] | All EPR in 2020WLDFRElectric Reliability | WLDFR | HFTD - Distribution - Zone 1 - 5QU CoRE ¦ 4QU LoRE | Seismic - Red Flag Warning - Catastrophic Fires | 2021 | Electric Reliability | 409.2237 | 0.27822 | 2021 | Control | 0.1325 | 3 | 0 | esc | 0.15274 | 62.5039 | 0.15274 | 62.5039 | 0 | 0 | 0 | 0
[149 empty] | All EPR in 2020WLDFRFinancial | WLDFR | HFTD - Distribution - Zone 1 - 5QU CoRE ¦ 4QU LoRE | Seismic - Red Flag Warning - Catastrophic Fires | 2021 | Financial | 13469.0878 | 0.27822 | 2021 | Control | 0.053 | 3 | 0 | esc | 0.055966 | 753.8138 | 0.055966 | 753.8138 | 0 | 0 | 0 | 0
[149 empty] | All EPR in 2020WLDFRSafety | WLDFR | HFTD - Distribution - Zone 1 - 5QU CoRE ¦ 4QU LoRE | Seismic - Red Flag Warning - Catastrophic Fires | 2021 | Safety | 7205.5313 | 0.27822 | 2021 | Control | 0.053 | 3 | 0 | esc | 0.055966 | 403.2663 | 0.055966 | 403.2663 | 0 | 0 | 0 | 0
[149 empty] | All EPR in 2020WLDFRElectric Reliability | WLDFR | HFTD - Distribution - Zone 1 - 5QU CoRE ¦ 4QU LoRE | Seismic - Red Flag Warning - Catastrophic Fires | 2022 | Electric Reliability | 409.2237 | 0.27822 | 2022 | Control | 0.1325 | 3 | 0 | esc | 0.15274 | 62.5039 | 0.15274 | 62.5039 | 0.15274 | 62.5039 | 0 | 0
[149 empty] | All EPR in 2020WLDFRFinancial | WLDFR | HFTD - Distribution - Zone 1 - 5QU CoRE ¦ 4QU LoRE | Seismic - Red Flag Warning - Catastrophic Fires | 2022 | Financial | 13469.0878 | 0.27822 | 2022 | Control | 0.053 | 3 | 0 | esc | 0.055966 | 753.8138 | 0.055966 | 753.8138 | 0.055966 | 753.8138 | 0 | 0
[149 empty] | All EPR in 2020WLDFRSafety | WLDFR | HFTD - Distribution - Zone 1 - 5QU CoRE ¦ 4QU LoRE | Seismic - Red Flag Warning - Catastrophic Fires | 2022 | Safety | 7205.5313 | 0.27822 | 2022 | Control | 0.053 | 3 | 0 | esc | 0.055966 | 403.2663 | 0.055966 | 403.2663 | 0.055966 | 403.2663 | 0 | 0
[149 empty] | All EPR in 2020WLDFRElectric Reliability | WLDFR | HFTD - Distribution - Zone 1 - 5QU CoRE ¦ 4QU LoRE | Seismic - Red Flag Warning - Catastrophic Fires | 2023 | Electric Reliability | 428.6023 | 0.27822 | 2023 | Control | 0.1325 | 3 | 0 | esc | 0 | 0 | 0.15274 | 65.4638 | 0.15274 | 65.4638 | 0.15274 | 65.4638
[149 empty] | All EPR in 2020WLDFRFinancial | WLDFR | HFTD - Distribution - Zone 1 - 5QU CoRE ¦ 4QU LoRE | Seismic - Red Flag Warning - Catastrophic Fires | 2023 | Financial | 13939.561 | 0.27822 | 2023 | Control | 0.053 | 3 | 0 | esc | 0 | 0 | 0.055966 | 780.1444 | 0.055966 | 780.1444 | 0.055966 | 780.1444
[149 empty] | All EPR in 2020WLDFRSafety | WLDFR | HFTD - Distribution - Zone 1 - 5QU CoRE ¦ 4QU LoRE | Seismic - Red Flag Warning - Catastrophic Fires | 2023 | Safety | 7467.8148 | 0.27822 | 2023 | Control | 0.053 | 3 | 0 | esc | 0 | 0 | 0.055966 | 417.9453 | 0.055966 | 417.9453 | 0.055966 | 417.9453
[149 empty] | All EPR in 2020WLDFRElectric Reliability | WLDFR | HFTD - Distribution - Zone 1 - 5QU CoRE ¦ 4QU LoRE | Seismic - Red Flag Warning - Catastrophic Fires | 2024 | Electric Reliability | 428.6023 | 0.27822 | 2024 | Control | 0.1325 | 3 | 0 | esc | 0 | 0 | 0 | 0 | 0.15274 | 65.4638 | 0.15274 | 65.4638
[149 empty] | All EPR in 2020WLDFRFinancial | WLDFR | HFTD - Distribution - Zone 1 - 5QU CoRE ¦ 4QU LoRE | Seismic - Red Flag Warning - Catastrophic Fires | 2024 | Financial | 13939.561 | 0.27822 | 2024 | Control | 0.053 | 3 | 0 | esc | 0 | 0 | 0 | 0 | 0.055966 | 780.1444 | 0.055966 | 780.1444
[149 empty] | All EPR in 2020WLDFRSafety | WLDFR | HFTD - Distribution - Zone 1 - 5QU CoRE ¦ 4QU LoRE | Seismic - Red Flag Warning - Catastrophic Fires | 2024 | Safety | 7467.8148 | 0.27822 | 2024 | Control | 0.053 | 3 | 0 | esc | 0 | 0 | 0 | 0 | 0.055966 | 417.9453 | 0.055966 | 417.9453
[149 empty] | All EPR in 2020WLDFRElectric Reliability | WLDFR | HFTD - Distribution - Zone 1 - 5QU CoRE ¦ 4QU LoRE | Seismic - Red Flag Warning - Catastrophic Fires | 2025 | Electric Reliability | 428.6023 | 0.27822 | 2025 | Control | 0.1325 | 3 | 0 | esc | 0 | 0 | 0 | 0 | 0 | 0 | 0.15274 | 65.4638
[149 empty] | All EPR in 2020WLDFRFinancial | WLDFR | HFTD - Distribution - Zone 1 - 5QU CoRE ¦ 4QU LoRE | Seismic - Red Flag Warning - Catastrophic Fires | 2025 | Financial | 13939.561 | 0.27822 | 2025 | Control | 0.053 | 3 | 0 | esc | 0 | 0 | 0 | 0 | 0 | 0 | 0.055966 | 780.1444
[149 empty] | All EPR in 2020WLDFRSafety | WLDFR | HFTD - Distribution - Zone 1 - 5QU CoRE ¦ 4QU LoRE | Seismic - Red Flag Warning - Catastrophic Fires | 2025 | Safety | 7467.8148 | 0.27822 | 2025 | Control | 0.053 | 3 | 0 | esc | 0 | 0 | 0 | 0 | 0 | 0 | 0.055966 | 417.9453
[149 empty] | All EPR in 2020WLDFRElectric Reliability | WLDFR | HFTD - Substation | Non-Red Flag Warning - Catastrophic Fires | 2021 | Electric Reliability | 222.2294 | 1 | 2021 | Control | 0.1325 | 3 | 0 | esc | 0.15274 | 33.9428 | 0.15274 | 33.9428 | 0 | 0 | 0 | 0
[149 empty] | All EPR in 2020WLDFRFinancial | WLDFR | HFTD - Substation | Non-Red Flag Warning - Catastrophic Fires | 2021 | Financial | 8585.7228 | 1 | 2021 | Control | 0.053 | 3 | 0 | esc | 0.055966 | 480.5104 | 0.055966 | 480.5104 | 0 | 0 | 0 | 0
[149 empty] | All EPR in 2020WLDFRSafety | WLDFR | HFTD - Substation | Non-Red Flag Warning - Catastrophic Fires | 2021 | Safety | 5338.1784 | 1 | 2021 | Control | 0.053 | 3 | 0 | esc | 0.055966 | 298.7576 | 0.055966 | 298.7576 | 0 | 0 | 0 | 0
[149 empty] | All EPR in 2020WLDFRElectric Reliability | WLDFR | HFTD - Substation | Non-Red Flag Warning - Catastrophic Fires | 2022 | Electric Reliability | 222.2294 | 1 | 2022 | Control | 0.1325 | 3 | 0 | esc | 0.15274 | 33.9428 | 0.15274 | 33.9428 | 0.15274 | 33.9428 | 0 | 0
[149 empty] | All EPR in 2020WLDFRFinancial | WLDFR | HFTD - Substation | Non-Red Flag Warning - Catastrophic Fires | 2022 | Financial | 8585.7228 | 1 | 2022 | Control | 0.053 | 3 | 0 | esc | 0.055966 | 480.5104 | 0.055966 | 480.5104 | 0.055966 | 480.5104 | 0 | 0
[149 empty] | All EPR in 2020WLDFRSafety | WLDFR | HFTD - Substation | Non-Red Flag Warning - Catastrophic Fires | 2022 | Safety | 5338.1784 | 1 | 2022 | Control | 0.053 | 3 | 0 | esc | 0.055966 | 298.7576 | 0.055966 | 298.7576 | 0.055966 | 298.7576 | 0 | 0
[149 empty] | All EPR in 2020WLDFRElectric Reliability | WLDFR | HFTD - Substation | Non-Red Flag Warning - Catastrophic Fires | 2023 | Electric Reliability | 233.2301 | 1 | 2023 | Control | 0.1325 | 3 | 0 | esc | 0 | 0 | 0.15274 | 35.623 | 0.15274 | 35.623 | 0.15274 | 35.623
[149 empty] | All EPR in 2020WLDFRFinancial | WLDFR | HFTD - Substation | Non-Red Flag Warning - Catastrophic Fires | 2023 | Financial | 8896.516 | 1 | 2023 | Control | 0.053 | 3 | 0 | esc | 0 | 0 | 0.055966 | 497.9043 | 0.055966 | 497.9043 | 0.055966 | 497.9043
[149 empty] | All EPR in 2020WLDFRSafety | WLDFR | HFTD - Substation | Non-Red Flag Warning - Catastrophic Fires | 2023 | Safety | 5534.8915 | 1 | 2023 | Control | 0.053 | 3 | 0 | esc | 0 | 0 | 0.055966 | 309.7669 | 0.055966 | 309.7669 | 0.055966 | 309.7669
[149 empty] | All EPR in 2020WLDFRElectric Reliability | WLDFR | HFTD - Substation | Non-Red Flag Warning - Catastrophic Fires | 2024 | Electric Reliability | 233.2301 | 1 | 2024 | Control | 0.1325 | 3 | 0 | esc | 0 | 0 | 0 | 0 | 0.15274 | 35.623 | 0.15274 | 35.623
[149 empty] | All EPR in 2020WLDFRFinancial | WLDFR | HFTD - Substation | Non-Red Flag Warning - Catastrophic Fires | 2024 | Financial | 8896.516 | 1 | 2024 | Control | 0.053 | 3 | 0 | esc | 0 | 0 | 0 | 0 | 0.055966 | 497.9043 | 0.055966 | 497.9043
[149 empty] | All EPR in 2020WLDFRSafety | WLDFR | HFTD - Substation | Non-Red Flag Warning - Catastrophic Fires | 2024 | Safety | 5534.8915 | 1 | 2024 | Control | 0.053 | 3 | 0 | esc | 0 | 0 | 0 | 0 | 0.055966 | 309.7669 | 0.055966 | 309.7669
[149 empty] | All EPR in 2020WLDFRElectric Reliability | WLDFR | HFTD - Substation | Non-Red Flag Warning - Catastrophic Fires | 2025 | Electric Reliability | 233.2301 | 1 | 2025 | Control | 0.1325 | 3 | 0 | esc | 0 | 0 | 0 | 0 | 0 | 0 | 0.15274 | 35.623
[149 empty] | All EPR in 2020WLDFRFinancial | WLDFR | HFTD - Substation | Non-Red Flag Warning - Catastrophic Fires | 2025 | Financial | 8896.516 | 1 | 2025 | Control | 0.053 | 3 | 0 | esc | 0 | 0 | 0 | 0 | 0 | 0 | 0.055966 | 497.9043
[149 empty] | All EPR in 2020WLDFRSafety | WLDFR | HFTD - Substation | Non-Red Flag Warning - Catastrophic Fires | 2025 | Safety | 5534.8915 | 1 | 2025 | Control | 0.053 | 3 | 0 | esc | 0 | 0 | 0 | 0 | 0 | 0 | 0.055966 | 309.7669
[149 empty] | All EPR in 2020WLDFRElectric Reliability | WLDFR | HFTD - Substation | Non-Red Flag Warning - Destructive Fires | 2021 | Electric Reliability | 222.2294 | 1 | 2021 | Control | 0.1325 | 3 | 0 | esc | 0.15274 | 33.9428 | 0.15274 | 33.9428 | 0 | 0 | 0 | 0
[149 empty] | All EPR in 2020WLDFRFinancial | WLDFR | HFTD - Substation | Non-Red Flag Warning - Destructive Fires | 2021 | Financial | 8585.7228 | 1 | 2021 | Control | 0.053 | 3 | 0 | esc | 0.055966 | 480.5104 | 0.055966 | 480.5104 | 0 | 0 | 0 | 0
[149 empty] | All EPR in 2020WLDFRElectric Reliability | WLDFR | HFTD - Substation | Non-Red Flag Warning - Destructive Fires | 2022 | Electric Reliability | 222.2294 | 1 | 2022 | Control | 0.1325 | 3 | 0 | esc | 0.15274 | 33.9428 | 0.15274 | 33.9428 | 0.15274 | 33.9428 | 0 | 0
[149 empty] | All EPR in 2020WLDFRFinancial | WLDFR | HFTD - Substation | Non-Red Flag Warning - Destructive Fires | 2022 | Financial | 8585.7228 | 1 | 2022 | Control | 0.053 | 3 | 0 | esc | 0.055966 | 480.5104 | 0.055966 | 480.5104 | 0.055966 | 480.5104 | 0 | 0
[149 empty] | All EPR in 2020WLDFRElectric Reliability | WLDFR | HFTD - Substation | Non-Red Flag Warning - Destructive Fires | 2023 | Electric Reliability | 233.2301 | 1 | 2023 | Control | 0.1325 | 3 | 0 | esc | 0 | 0 | 0.15274 | 35.623 | 0.15274 | 35.623 | 0.15274 | 35.623
[149 empty] | All EPR in 2020WLDFRFinancial | WLDFR | HFTD - Substation | Non-Red Flag Warning - Destructive Fires | 2023 | Financial | 8896.516 | 1 | 2023 | Control | 0.053 | 3 | 0 | esc | 0 | 0 | 0.055966 | 497.9043 | 0.055966 | 497.9043 | 0.055966 | 497.9043
[149 empty] | All EPR in 2020WLDFRElectric Reliability | WLDFR | HFTD - Substation | Non-Red Flag Warning - Destructive Fires | 2024 | Electric Reliability | 233.2301 | 1 | 2024 | Control | 0.1325 | 3 | 0 | esc | 0 | 0 | 0 | 0 | 0.15274 | 35.623 | 0.15274 | 35.623
[149 empty] | All EPR in 2020WLDFRFinancial | WLDFR | HFTD - Substation | Non-Red Flag Warning - Destructive Fires | 2024 | Financial | 8896.516 | 1 | 2024 | Control | 0.053 | 3 | 0 | esc | 0 | 0 | 0 | 0 | 0.055966 | 497.9043 | 0.055966 | 497.9043
[149 empty] | All EPR in 2020WLDFRElectric Reliability | WLDFR | HFTD - Substation | Non-Red Flag Warning - Destructive Fires | 2025 | Electric Reliability | 233.2301 | 1 | 2025 | Control | 0.1325 | 3 | 0 | esc | 0 | 0 | 0 | 0 | 0 | 0 | 0.15274 | 35.623
[149 empty] | All EPR in 2020WLDFRFinancial | WLDFR | HFTD - Substation | Non-Red Flag Warning - Destructive Fires | 2025 | Financial | 8896.516 | 1 | 2025 | Control | 0.053 | 3 | 0 | esc | 0 | 0 | 0 | 0 | 0 | 0 | 0.055966 | 497.9043
[149 empty] | All EPR in 2020WLDFRElectric Reliability | WLDFR | HFTD - Substation | Non-Red Flag Warning - Large Fires | 2021 | Electric Reliability | 0.69642 | 1 | 2021 | Control | 0.1325 | 3 | 0 | esc | 0.15274 | 0.10637 | 0.15274 | 0.10637 | 0 | 0 | 0 | 0
[149 empty] | All EPR in 2020WLDFRFinancial | WLDFR | HFTD - Substation | Non-Red Flag Warning - Large Fires | 2021 | Financial | 2.942 | 1 | 2021 | Control | 0.053 | 3 | 0 | esc | 0.055966 | 0.16465 | 0.055966 | 0.16465 | 0 | 0 | 0 | 0
[149 empty] | All EPR in 2020WLDFRSafety | WLDFR | HFTD - Substation | Non-Red Flag Warning - Large Fires | 2021 | Safety | 1.6022 | 1 | 2021 | Control | 0.053 | 3 | 0 | esc | 0.055966 | 0.089668 | 0.055966 | 0.089668 | 0 | 0 | 0 | 0
[149 empty] | All EPR in 2020WLDFRElectric Reliability | WLDFR | HFTD - Substation | Non-Red Flag Warning - Large Fires | 2022 | Electric Reliability | 0.69642 | 1 | 2022 | Control | 0.1325 | 3 | 0 | esc | 0.15274 | 0.10637 | 0.15274 | 0.10637 | 0.15274 | 0.10637 | 0 | 0
[149 empty] | All EPR in 2020WLDFRFinancial | WLDFR | HFTD - Substation | Non-Red Flag Warning - Large Fires | 2022 | Financial | 2.942 | 1 | 2022 | Control | 0.053 | 3 | 0 | esc | 0.055966 | 0.16465 | 0.055966 | 0.16465 | 0.055966 | 0.16465 | 0 | 0
[149 empty] | All EPR in 2020WLDFRSafety | WLDFR | HFTD - Substation | Non-Red Flag Warning - Large Fires | 2022 | Safety | 1.6022 | 1 | 2022 | Control | 0.053 | 3 | 0 | esc | 0.055966 | 0.089668 | 0.055966 | 0.089668 | 0.055966 | 0.089668 | 0 | 0
[149 empty] | All EPR in 2020WLDFRElectric Reliability | WLDFR | HFTD - Substation | Non-Red Flag Warning - Large Fires | 2023 | Electric Reliability | 0.71896 | 1 | 2023 | Control | 0.1325 | 3 | 0 | esc | 0 | 0 | 0.15274 | 0.10981 | 0.15274 | 0.10981 | 0.15274 | 0.10981
[149 empty] | All EPR in 2020WLDFRFinancial | WLDFR | HFTD - Substation | Non-Red Flag Warning - Large Fires | 2023 | Financial | 3.0715 | 1 | 2023 | Control | 0.053 | 3 | 0 | esc | 0 | 0 | 0.055966 | 0.1719 | 0.055966 | 0.1719 | 0.055966 | 0.1719
[149 empty] | All EPR in 2020WLDFRSafety | WLDFR | HFTD - Substation | Non-Red Flag Warning - Large Fires | 2023 | Safety | 1.6846 | 1 | 2023 | Control | 0.053 | 3 | 0 | esc | 0 | 0 | 0.055966 | 0.094279 | 0.055966 | 0.094279 | 0.055966 | 0.094279
[149 empty] | All EPR in 2020WLDFRElectric Reliability | WLDFR | HFTD - Substation | Non-Red Flag Warning - Large Fires | 2024 | Electric Reliability | 0.71896 | 1 | 2024 | Control | 0.1325 | 3 | 0 | esc | 0 | 0 | 0 | 0 | 0.15274 | 0.10981 | 0.15274 | 0.10981
[149 empty] | All EPR in 2020WLDFRFinancial | WLDFR | HFTD - Substation | Non-Red Flag Warning - Large Fires | 2024 | Financial | 3.0715 | 1 | 2024 | Control | 0.053 | 3 | 0 | esc | 0 | 0 | 0 | 0 | 0.055966 | 0.1719 | 0.055966 | 0.1719
[149 empty] | All EPR in 2020WLDFRSafety | WLDFR | HFTD - Substation | Non-Red Flag Warning - Large Fires | 2024 | Safety | 1.6846 | 1 | 2024 | Control | 0.053 | 3 | 0 | esc | 0 | 0 | 0 | 0 | 0.055966 | 0.094279 | 0.055966 | 0.094279
[149 empty] | All EPR in 2020WLDFRElectric Reliability | WLDFR | HFTD - Substation | Non-Red Flag Warning - Large Fires | 2025 | Electric Reliability | 0.71896 | 1 | 2025 | Control | 0.1325 | 3 | 0 | esc | 0 | 0 | 0 | 0 | 0 | 0 | 0.15274 | 0.10981
[149 empty] | All EPR in 2020WLDFRFinancial | WLDFR | HFTD - Substation | Non-Red Flag Warning - Large Fires | 2025 | Financial | 3.0715 | 1 | 2025 | Control | 0.053 | 3 | 0 | esc | 0 | 0 | 0 | 0 | 0 | 0 | 0.055966 | 0.1719
[149 empty] | All EPR in 2020WLDFRSafety | WLDFR | HFTD - Substation | Non-Red Flag Warning - Large Fires | 2025 | Safety | 1.6846 | 1 | 2025 | Control | 0.053 | 3 | 0 | esc | 0 | 0 | 0 | 0 | 0 | 0 | 0.055966 | 0.094279
[149 empty] | All EPR in 2020WLDFRElectric Reliability | WLDFR | HFTD - Substation | Non-Red Flag Warning - Small Fires | 2021 | Electric Reliability | 0.036425 | 1 | 2021 | Control | 0.1325 | 3 | 0 | esc | 0.15274 | 0.0055635 | 0.15274 | 0.0055635 | 0 | 0 | 0 | 0
[149 empty] | All EPR in 2020WLDFRFinancial | WLDFR | HFTD - Substation | Non-Red Flag Warning - Small Fires | 2021 | Financial | 0.0015809 | 1 | 2021 | Control | 0.053 | 3 | 0 | esc | 0.055966 | 8.8475e-05 | 0.055966 | 8.8475e-05 | 0 | 0 | 0 | 0
[149 empty] | All EPR in 2020WLDFRSafety | WLDFR | HFTD - Substation | Non-Red Flag Warning - Small Fires | 2021 | Safety | 0.039895 | 1 | 2021 | Control | 0.053 | 3 | 0 | esc | 0.055966 | 0.0022328 | 0.055966 | 0.0022328 | 0 | 0 | 0 | 0
[149 empty] | All EPR in 2020WLDFRElectric Reliability | WLDFR | HFTD - Substation | Non-Red Flag Warning - Small Fires | 2022 | Electric Reliability | 0.036425 | 1 | 2022 | Control | 0.1325 | 3 | 0 | esc | 0.15274 | 0.0055635 | 0.15274 | 0.0055635 | 0.15274 | 0.0055635 | 0 | 0
[149 empty] | All EPR in 2020WLDFRFinancial | WLDFR | HFTD - Substation | Non-Red Flag Warning - Small Fires | 2022 | Financial | 0.0015809 | 1 | 2022 | Control | 0.053 | 3 | 0 | esc | 0.055966 | 8.8475e-05 | 0.055966 | 8.8475e-05 | 0.055966 | 8.8475e-05 | 0 | 0
[149 empty] | All EPR in 2020WLDFRSafety | WLDFR | HFTD - Substation | Non-Red Flag Warning - Small Fires | 2022 | Safety | 0.039895 | 1 | 2022 | Control | 0.053 | 3 | 0 | esc | 0.055966 | 0.0022328 | 0.055966 | 0.0022328 | 0.055966 | 0.0022328 | 0 | 0
[149 empty] | All EPR in 2020WLDFRElectric Reliability | WLDFR | HFTD - Substation | Non-Red Flag Warning - Small Fires | 2023 | Electric Reliability | 0.03759 | 1 | 2023 | Control | 0.1325 | 3 | 0 | esc | 0 | 0 | 0.15274 | 0.0057414 | 0.15274 | 0.0057414 | 0.15274 | 0.0057414
[149 empty] | All EPR in 2020WLDFRFinancial | WLDFR | HFTD - Substation | Non-Red Flag Warning - Small Fires | 2023 | Financial | 0.0016314 | 1 | 2023 | Control | 0.053 | 3 | 0 | esc | 0 | 0 | 0.055966 | 9.1305e-05 | 0.055966 | 9.1305e-05 | 0.055966 | 9.1305e-05
[149 empty] | All EPR in 2020WLDFRSafety | WLDFR | HFTD - Substation | Non-Red Flag Warning - Small Fires | 2023 | Safety | 0.041187 | 1 | 2023 | Control | 0.053 | 3 | 0 | esc | 0 | 0 | 0.055966 | 0.0023051 | 0.055966 | 0.0023051 | 0.055966 | 0.0023051
[149 empty] | All EPR in 2020WLDFRElectric Reliability | WLDFR | HFTD - Substation | Non-Red Flag Warning - Small Fires | 2024 | Electric Reliability | 0.03759 | 1 | 2024 | Control | 0.1325 | 3 | 0 | esc | 0 | 0 | 0 | 0 | 0.15274 | 0.0057414 | 0.15274 | 0.0057414
[149 empty] | All EPR in 2020WLDFRFinancial | WLDFR | HFTD - Substation | Non-Red Flag Warning - Small Fires | 2024 | Financial | 0.0016314 | 1 | 2024 | Control | 0.053 | 3 | 0 | esc | 0 | 0 | 0 | 0 | 0.055966 | 9.1305e-05 | 0.055966 | 9.1305e-05
[149 empty] | All EPR in 2020WLDFRSafety | WLDFR | HFTD - Substation | Non-Red Flag Warning - Small Fires | 2024 | Safety | 0.041187 | 1 | 2024 | Control | 0.053 | 3 | 0 | esc | 0 | 0 | 0 | 0 | 0.055966 | 0.0023051 | 0.055966 | 0.0023051
[149 empty] | All EPR in 2020WLDFRElectric Reliability | WLDFR | HFTD - Substation | Non-Red Flag Warning - Small Fires | 2025 | Electric Reliability | 0.03759 | 1 | 2025 | Control | 0.1325 | 3 | 0 | esc | 0 | 0 | 0 | 0 | 0 | 0 | 0.15274 | 0.0057414
[149 empty] | All EPR in 2020WLDFRFinancial | WLDFR | HFTD - Substation | Non-Red Flag Warning - Small Fires | 2025 | Financial | 0.0016314 | 1 | 2025 | Control | 0.053 | 3 | 0 | esc | 0 | 0 | 0 | 0 | 0 | 0 | 0.055966 | 9.1305e-05
[149 empty] | All EPR in 2020WLDFRSafety | WLDFR | HFTD - Substation | Non-Red Flag Warning - Small Fires | 2025 | Safety | 0.041187 | 1 | 2025 | Control | 0.053 | 3 | 0 | esc | 0 | 0 | 0 | 0 | 0 | 0 | 0.055966 | 0.0023051
[149 empty] | All EPR in 2020WLDFRElectric Reliability | WLDFR | HFTD - Substation | Red Flag Warning - Catastrophic Fires | 2021 | Electric Reliability | 222.2294 | 1 | 2021 | Control | 0.1325 | 3 | 0 | esc | 0.15274 | 33.9428 | 0.15274 | 33.9428 | 0 | 0 | 0 | 0
[149 empty] | All EPR in 2020WLDFRFinancial | WLDFR | HFTD - Substation | Red Flag Warning - Catastrophic Fires | 2021 | Financial | 8585.7228 | 1 | 2021 | Control | 0.053 | 3 | 0 | esc | 0.055966 | 480.5104 | 0.055966 | 480.5104 | 0 | 0 | 0 | 0
[149 empty] | All EPR in 2020WLDFRSafety | WLDFR | HFTD - Substation | Red Flag Warning - Catastrophic Fires | 2021 | Safety | 5338.1784 | 1 | 2021 | Control | 0.053 | 3 | 0 | esc | 0.055966 | 298.7576 | 0.055966 | 298.7576 | 0 | 0 | 0 | 0
[149 empty] | All EPR in 2020WLDFRElectric Reliability | WLDFR | HFTD - Substation | Red Flag Warning - Catastrophic Fires | 2022 | Electric Reliability | 222.2294 | 1 | 2022 | Control | 0.1325 | 3 | 0 | esc | 0.15274 | 33.9428 | 0.15274 | 33.9428 | 0.15274 | 33.9428 | 0 | 0
[149 empty] | All EPR in 2020WLDFRFinancial | WLDFR | HFTD - Substation | Red Flag Warning - Catastrophic Fires | 2022 | Financial | 8585.7228 | 1 | 2022 | Control | 0.053 | 3 | 0 | esc | 0.055966 | 480.5104 | 0.055966 | 480.5104 | 0.055966 | 480.5104 | 0 | 0
[149 empty] | All EPR in 2020WLDFRSafety | WLDFR | HFTD - Substation | Red Flag Warning - Catastrophic Fires | 2022 | Safety | 5338.1784 | 1 | 2022 | Control | 0.053 | 3 | 0 | esc | 0.055966 | 298.7576 | 0.055966 | 298.7576 | 0.055966 | 298.7576 | 0 | 0
[149 empty] | All EPR in 2020WLDFRElectric Reliability | WLDFR | HFTD - Substation | Red Flag Warning - Catastrophic Fires | 2023 | Electric Reliability | 233.2301 | 1 | 2023 | Control | 0.1325 | 3 | 0 | esc | 0 | 0 | 0.15274 | 35.623 | 0.15274 | 35.623 | 0.15274 | 35.623
[149 empty] | All EPR in 2020WLDFRFinancial | WLDFR | HFTD - Substation | Red Flag Warning - Catastrophic Fires | 2023 | Financial | 8896.516 | 1 | 2023 | Control | 0.053 | 3 | 0 | esc | 0 | 0 | 0.055966 | 497.9043 | 0.055966 | 497.9043 | 0.055966 | 497.9043
[149 empty] | All EPR in 2020WLDFRSafety | WLDFR | HFTD - Substation | Red Flag Warning - Catastrophic Fires | 2023 | Safety | 5534.8915 | 1 | 2023 | Control | 0.053 | 3 | 0 | esc | 0 | 0 | 0.055966 | 309.7669 | 0.055966 | 309.7669 | 0.055966 | 309.7669
[149 empty] | All EPR in 2020WLDFRElectric Reliability | WLDFR | HFTD - Substation | Red Flag Warning - Catastrophic Fires | 2024 | Electric Reliability | 233.2301 | 1 | 2024 | Control | 0.1325 | 3 | 0 | esc | 0 | 0 | 0 | 0 | 0.15274 | 35.623 | 0.15274 | 35.623
[149 empty] | All EPR in 2020WLDFRFinancial | WLDFR | HFTD - Substation | Red Flag Warning - Catastrophic Fires | 2024 | Financial | 8896.516 | 1 | 2024 | Control | 0.053 | 3 | 0 | esc | 0 | 0 | 0 | 0 | 0.055966 | 497.9043 | 0.055966 | 497.9043
[149 empty] | All EPR in 2020WLDFRSafety | WLDFR | HFTD - Substation | Red Flag Warning - Catastrophic Fires | 2024 | Safety | 5534.8915 | 1 | 2024 | Control | 0.053 | 3 | 0 | esc | 0 | 0 | 0 | 0 | 0.055966 | 309.7669 | 0.055966 | 309.7669
[149 empty] | All EPR in 2020WLDFRElectric Reliability | WLDFR | HFTD - Substation | Red Flag Warning - Catastrophic Fires | 2025 | Electric Reliability | 233.2301 | 1 | 2025 | Control | 0.1325 | 3 | 0 | esc | 0 | 0 | 0 | 0 | 0 | 0 | 0.15274 | 35.623
[149 empty] | All EPR in 2020WLDFRFinancial | WLDFR | HFTD - Substation | Red Flag Warning - Catastrophic Fires | 2025 | Financial | 8896.516 | 1 | 2025 | Control | 0.053 | 3 | 0 | esc | 0 | 0 | 0 | 0 | 0 | 0 | 0.055966 | 497.9043
[149 empty] | All EPR in 2020WLDFRSafety | WLDFR | HFTD - Substation | Red Flag Warning - Catastrophic Fires | 2025 | Safety | 5534.8915 | 1 | 2025 | Control | 0.053 | 3 | 0 | esc | 0 | 0 | 0 | 0 | 0 | 0 | 0.055966 | 309.7669
[149 empty] | All EPR in 2020WLDFRElectric Reliability | WLDFR | HFTD - Substation | Red Flag Warning - Destructive Fires | 2021 | Electric Reliability | 222.2294 | 1 | 2021 | Control | 0.1325 | 3 | 0 | esc | 0.15274 | 33.9428 | 0.15274 | 33.9428 | 0 | 0 | 0 | 0
[149 empty] | All EPR in 2020WLDFRFinancial | WLDFR | HFTD - Substation | Red Flag Warning - Destructive Fires | 2021 | Financial | 8585.7228 | 1 | 2021 | Control | 0.053 | 3 | 0 | esc | 0.055966 | 480.5104 | 0.055966 | 480.5104 | 0 | 0 | 0 | 0
[149 empty] | All EPR in 2020WLDFRElectric Reliability | WLDFR | HFTD - Substation | Red Flag Warning - Destructive Fires | 2022 | Electric Reliability | 222.2294 | 1 | 2022 | Control | 0.1325 | 3 | 0 | esc | 0.15274 | 33.9428 | 0.15274 | 33.9428 | 0.15274 | 33.9428 | 0 | 0
[149 empty] | All EPR in 2020WLDFRFinancial | WLDFR | HFTD - Substation | Red Flag Warning - Destructive Fires | 2022 | Financial | 8585.7228 | 1 | 2022 | Control | 0.053 | 3 | 0 | esc | 0.055966 | 480.5104 | 0.055966 | 480.5104 | 0.055966 | 480.5104 | 0 | 0
[149 empty] | All EPR in 2020WLDFRElectric Reliability | WLDFR | HFTD - Substation | Red Flag Warning - Destructive Fires | 2023 | Electric Reliability | 233.2301 | 1 | 2023 | Control | 0.1325 | 3 | 0 | esc | 0 | 0 | 0.15274 | 35.623 | 0.15274 | 35.623 | 0.15274 | 35.623
[149 empty] | All EPR in 2020WLDFRFinancial | WLDFR | HFTD - Substation | Red Flag Warning - Destructive Fires | 2023 | Financial | 8896.516 | 1 | 2023 | Control | 0.053 | 3 | 0 | esc | 0 | 0 | 0.055966 | 497.9043 | 0.055966 | 497.9043 | 0.055966 | 497.9043
[149 empty] | All EPR in 2020WLDFRElectric Reliability | WLDFR | HFTD - Substation | Red Flag Warning - Destructive Fires | 2024 | Electric Reliability | 233.2301 | 1 | 2024 | Control | 0.1325 | 3 | 0 | esc | 0 | 0 | 0 | 0 | 0.15274 | 35.623 | 0.15274 | 35.623
[149 empty] | All EPR in 2020WLDFRFinancial | WLDFR | HFTD - Substation | Red Flag Warning - Destructive Fires | 2024 | Financial | 8896.516 | 1 | 2024 | Control | 0.053 | 3 | 0 | esc | 0 | 0 | 0 | 0 | 0.055966 | 497.9043 | 0.055966 | 497.9043
[149 empty] | All EPR in 2020WLDFRElectric Reliability | WLDFR | HFTD - Substation | Red Flag Warning - Destructive Fires | 2025 | Electric Reliability | 233.2301 | 1 | 2025 | Control | 0.1325 | 3 | 0 | esc | 0 | 0 | 0 | 0 | 0 | 0 | 0.15274 | 35.623
[149 empty] | All EPR in 2020WLDFRFinancial | WLDFR | HFTD - Substation | Red Flag Warning - Destructive Fires | 2025 | Financial | 8896.516 | 1 | 2025 | Control | 0.053 | 3 | 0 | esc | 0 | 0 | 0 | 0 | 0 | 0 | 0.055966 | 497.9043
[149 empty] | All EPR in 2020WLDFRElectric Reliability | WLDFR | HFTD - Substation | Red Flag Warning - Large Fires | 2021 | Electric Reliability | 0.69642 | 1 | 2021 | Control | 0.1325 | 3 | 0 | esc | 0.15274 | 0.10637 | 0.15274 | 0.10637 | 0 | 0 | 0 | 0
[149 empty] | All EPR in 2020WLDFRFinancial | WLDFR | HFTD - Substation | Red Flag Warning - Large Fires | 2021 | Financial | 2.942 | 1 | 2021 | Control | 0.053 | 3 | 0 | esc | 0.055966 | 0.16465 | 0.055966 | 0.16465 | 0 | 0 | 0 | 0
[149 empty] | All EPR in 2020WLDFRSafety | WLDFR | HFTD - Substation | Red Flag Warning - Large Fires | 2021 | Safety | 1.6022 | 1 | 2021 | Control | 0.053 | 3 | 0 | esc | 0.055966 | 0.089668 | 0.055966 | 0.089668 | 0 | 0 | 0 | 0
[149 empty] | All EPR in 2020WLDFRElectric Reliability | WLDFR | HFTD - Substation | Red Flag Warning - Large Fires | 2022 | Electric Reliability | 0.69642 | 1 | 2022 | Control | 0.1325 | 3 | 0 | esc | 0.15274 | 0.10637 | 0.15274 | 0.10637 | 0.15274 | 0.10637 | 0 | 0
[149 empty] | All EPR in 2020WLDFRFinancial | WLDFR | HFTD - Substation | Red Flag Warning - Large Fires | 2022 | Financial | 2.942 | 1 | 2022 | Control | 0.053 | 3 | 0 | esc | 0.055966 | 0.16465 | 0.055966 | 0.16465 | 0.055966 | 0.16465 | 0 | 0
[149 empty] | All EPR in 2020WLDFRSafety | WLDFR | HFTD - Substation | Red Flag Warning - Large Fires | 2022 | Safety | 1.6022 | 1 | 2022 | Control | 0.053 | 3 | 0 | esc | 0.055966 | 0.089668 | 0.055966 | 0.089668 | 0.055966 | 0.089668 | 0 | 0
[149 empty] | All EPR in 2020WLDFRElectric Reliability | WLDFR | HFTD - Substation | Red Flag Warning - Large Fires | 2023 | Electric Reliability | 0.71896 | 1 | 2023 | Control | 0.1325 | 3 | 0 | esc | 0 | 0 | 0.15274 | 0.10981 | 0.15274 | 0.10981 | 0.15274 | 0.10981
[149 empty] | All EPR in 2020WLDFRFinancial | WLDFR | HFTD - Substation | Red Flag Warning - Large Fires | 2023 | Financial | 3.0715 | 1 | 2023 | Control | 0.053 | 3 | 0 | esc | 0 | 0 | 0.055966 | 0.1719 | 0.055966 | 0.1719 | 0.055966 | 0.1719
[149 empty] | All EPR in 2020WLDFRSafety | WLDFR | HFTD - Substation | Red Flag Warning - Large Fires | 2023 | Safety | 1.6846 | 1 | 2023 | Control | 0.053 | 3 | 0 | esc | 0 | 0 | 0.055966 | 0.094279 | 0.055966 | 0.094279 | 0.055966 | 0.094279
[149 empty] | All EPR in 2020WLDFRElectric Reliability | WLDFR | HFTD - Substation | Red Flag Warning - Large Fires | 2024 | Electric Reliability | 0.71896 | 1 | 2024 | Control | 0.1325 | 3 | 0 | esc | 0 | 0 | 0 | 0 | 0.15274 | 0.10981 | 0.15274 | 0.10981
[149 empty] | All EPR in 2020WLDFRFinancial | WLDFR | HFTD - Substation | Red Flag Warning - Large Fires | 2024 | Financial | 3.0715 | 1 | 2024 | Control | 0.053 | 3 | 0 | esc | 0 | 0 | 0 | 0 | 0.055966 | 0.1719 | 0.055966 | 0.1719
[149 empty] | All EPR in 2020WLDFRSafety | WLDFR | HFTD - Substation | Red Flag Warning - Large Fires | 2024 | Safety | 1.6846 | 1 | 2024 | Control | 0.053 | 3 | 0 | esc | 0 | 0 | 0 | 0 | 0.055966 | 0.094279 | 0.055966 | 0.094279
[149 empty] | All EPR in 2020WLDFRElectric Reliability | WLDFR | HFTD - Substation | Red Flag Warning - Large Fires | 2025 | Electric Reliability | 0.71896 | 1 | 2025 | Control | 0.1325 | 3 | 0 | esc | 0 | 0 | 0 | 0 | 0 | 0 | 0.15274 | 0.10981
[149 empty] | All EPR in 2020WLDFRFinancial | WLDFR | HFTD - Substation | Red Flag Warning - Large Fires | 2025 | Financial | 3.0715 | 1 | 2025 | Control | 0.053 | 3 | 0 | esc | 0 | 0 | 0 | 0 | 0 | 0 | 0.055966 | 0.1719
[149 empty] | All EPR in 2020WLDFRSafety | WLDFR | HFTD - Substation | Red Flag Warning - Large Fires | 2025 | Safety | 1.6846 | 1 | 2025 | Control | 0.053 | 3 | 0 | esc | 0 | 0 | 0 | 0 | 0 | 0 | 0.055966 | 0.094279
[149 empty] | All EPR in 2020WLDFRElectric Reliability | WLDFR | HFTD - Substation | Red Flag Warning - Small Fires | 2021 | Electric Reliability | 0.036425 | 1 | 2021 | Control | 0.1325 | 3 | 0 | esc | 0.15274 | 0.0055635 | 0.15274 | 0.0055635 | 0 | 0 | 0 | 0
[149 empty] | All EPR in 2020WLDFRFinancial | WLDFR | HFTD - Substation | Red Flag Warning - Small Fires | 2021 | Financial | 0.0015809 | 1 | 2021 | Control | 0.053 | 3 | 0 | esc | 0.055966 | 8.8475e-05 | 0.055966 | 8.8475e-05 | 0 | 0 | 0 | 0
[149 empty] | All EPR in 2020WLDFRSafety | WLDFR | HFTD - Substation | Red Flag Warning - Small Fires | 2021 | Safety | 0.039895 | 1 | 2021 | Control | 0.053 | 3 | 0 | esc | 0.055966 | 0.0022328 | 0.055966 | 0.0022328 | 0 | 0 | 0 | 0
[149 empty] | All EPR in 2020WLDFRElectric Reliability | WLDFR | HFTD - Substation | Red Flag Warning - Small Fires | 2022 | Electric Reliability | 0.036425 | 1 | 2022 | Control | 0.1325 | 3 | 0 | esc | 0.15274 | 0.0055635 | 0.15274 | 0.0055635 | 0.15274 | 0.0055635 | 0 | 0
[149 empty] | All EPR in 2020WLDFRFinancial | WLDFR | HFTD - Substation | Red Flag Warning - Small Fires | 2022 | Financial | 0.0015809 | 1 | 2022 | Control | 0.053 | 3 | 0 | esc | 0.055966 | 8.8475e-05 | 0.055966 | 8.8475e-05 | 0.055966 | 8.8475e-05 | 0 | 0
[149 empty] | All EPR in 2020WLDFRSafety | WLDFR | HFTD - Substation | Red Flag Warning - Small Fires | 2022 | Safety | 0.039895 | 1 | 2022 | Control | 0.053 | 3 | 0 | esc | 0.055966 | 0.0022328 | 0.055966 | 0.0022328 | 0.055966 | 0.0022328 | 0 | 0
[149 empty] | All EPR in 2020WLDFRElectric Reliability | WLDFR | HFTD - Substation | Red Flag Warning - Small Fires | 2023 | Electric Reliability | 0.03759 | 1 | 2023 | Control | 0.1325 | 3 | 0 | esc | 0 | 0 | 0.15274 | 0.0057414 | 0.15274 | 0.0057414 | 0.15274 | 0.0057414
[149 empty] | All EPR in 2020WLDFRFinancial | WLDFR | HFTD - Substation | Red Flag Warning - Small Fires | 2023 | Financial | 0.0016314 | 1 | 2023 | Control | 0.053 | 3 | 0 | esc | 0 | 0 | 0.055966 | 9.1305e-05 | 0.055966 | 9.1305e-05 | 0.055966 | 9.1305e-05
[149 empty] | All EPR in 2020WLDFRSafety | WLDFR | HFTD - Substation | Red Flag Warning - Small Fires | 2023 | Safety | 0.041187 | 1 | 2023 | Control | 0.053 | 3 | 0 | esc | 0 | 0 | 0.055966 | 0.0023051 | 0.055966 | 0.0023051 | 0.055966 | 0.0023051
[149 empty] | All EPR in 2020WLDFRElectric Reliability | WLDFR | HFTD - Substation | Red Flag Warning - Small Fires | 2024 | Electric Reliability | 0.03759 | 1 | 2024 | Control | 0.1325 | 3 | 0 | esc | 0 | 0 | 0 | 0 | 0.15274 | 0.0057414 | 0.15274 | 0.0057414
[149 empty] | All EPR in 2020WLDFRFinancial | WLDFR | HFTD - Substation | Red Flag Warning - Small Fires | 2024 | Financial | 0.0016314 | 1 | 2024 | Control | 0.053 | 3 | 0 | esc | 0 | 0 | 0 | 0 | 0.055966 | 9.1305e-05 | 0.055966 | 9.1305e-05
[149 empty] | All EPR in 2020WLDFRSafety | WLDFR | HFTD - Substation | Red Flag Warning - Small Fires | 2024 | Safety | 0.041187 | 1 | 2024 | Control | 0.053 | 3 | 0 | esc | 0 | 0 | 0 | 0 | 0.055966 | 0.0023051 | 0.055966 | 0.0023051
[149 empty] | All EPR in 2020WLDFRElectric Reliability | WLDFR | HFTD - Substation | Red Flag Warning - Small Fires | 2025 | Electric Reliability | 0.03759 | 1 | 2025 | Control | 0.1325 | 3 | 0 | esc | 0 | 0 | 0 | 0 | 0 | 0 | 0.15274 | 0.0057414
[149 empty] | All EPR in 2020WLDFRFinancial | WLDFR | HFTD - Substation | Red Flag Warning - Small Fires | 2025 | Financial | 0.0016314 | 1 | 2025 | Control | 0.053 | 3 | 0 | esc | 0 | 0 | 0 | 0 | 0 | 0 | 0.055966 | 9.1305e-05
[149 empty] | All EPR in 2020WLDFRSafety | WLDFR | HFTD - Substation | Red Flag Warning - Small Fires | 2025 | Safety | 0.041187 | 1 | 2025 | Control | 0.053 | 3 | 0 | esc | 0 | 0 | 0 | 0 | 0 | 0 | 0.055966 | 0.0023051
[149 empty] | All EPR in 2020WLDFRElectric Reliability | WLDFR | HFTD - Transmission - Tier 2 - 115 kV or Lower | Non-Red Flag Warning - Catastrophic Fires | 2021 | Electric Reliability | 222.2294 | 1299.3 | 2021 | Control | 0.1325 | 3 | 0 | esc | 0.15274 | 33.9428 | 0.15274 | 33.9428 | 0 | 0 | 0 | 0
[149 empty] | All EPR in 2020WLDFRFinancial | WLDFR | HFTD - Transmission - Tier 2 - 115 kV or Lower | Non-Red Flag Warning - Catastrophic Fires | 2021 | Financial | 8585.7228 | 1299.3 | 2021 | Control | 0.053 | 3 | 0 | esc | 0.055966 | 480.5104 | 0.055966 | 480.5104 | 0 | 0 | 0 | 0
[149 empty] | All EPR in 2020WLDFRSafety | WLDFR | HFTD - Transmission - Tier 2 - 115 kV or Lower | Non-Red Flag Warning - Catastrophic Fires | 2021 | Safety | 5338.1784 | 1299.3 | 2021 | Control | 0.053 | 3 | 0 | esc | 0.055966 | 298.7576 | 0.055966 | 298.7576 | 0 | 0 | 0 | 0
[149 empty] | All EPR in 2020WLDFRElectric Reliability | WLDFR | HFTD - Transmission - Tier 2 - 115 kV or Lower | Non-Red Flag Warning - Catastrophic Fires | 2022 | Electric Reliability | 222.2294 | 1299.3 | 2022 | Control | 0.1325 | 3 | 0 | esc | 0.15274 | 33.9428 | 0.15274 | 33.9428 | 0.15274 | 33.9428 | 0 | 0
[149 empty] | All EPR in 2020WLDFRFinancial | WLDFR | HFTD - Transmission - Tier 2 - 115 kV or Lower | Non-Red Flag Warning - Catastrophic Fires | 2022 | Financial | 8585.7228 | 1299.3 | 2022 | Control | 0.053 | 3 | 0 | esc | 0.055966 | 480.5104 | 0.055966 | 480.5104 | 0.055966 | 480.5104 | 0 | 0
[149 empty] | All EPR in 2020WLDFRSafety | WLDFR | HFTD - Transmission - Tier 2 - 115 kV or Lower | Non-Red Flag Warning - Catastrophic Fires | 2022 | Safety | 5338.1784 | 1299.3 | 2022 | Control | 0.053 | 3 | 0 | esc | 0.055966 | 298.7576 | 0.055966 | 298.7576 | 0.055966 | 298.7576 | 0 | 0
[149 empty] | All EPR in 2020WLDFRElectric Reliability | WLDFR | HFTD - Transmission - Tier 2 - 115 kV or Lower | Non-Red Flag Warning - Catastrophic Fires | 2023 | Electric Reliability | 233.2301 | 1299.3 | 2023 | Control | 0.1325 | 3 | 0 | esc | 0 | 0 | 0.15274 | 35.623 | 0.15274 | 35.623 | 0.15274 | 35.623
[149 empty] | All EPR in 2020WLDFRFinancial | WLDFR | HFTD - Transmission - Tier 2 - 115 kV or Lower | Non-Red Flag Warning - Catastrophic Fires | 2023 | Financial | 8896.516 | 1299.3 | 2023 | Control | 0.053 | 3 | 0 | esc | 0 | 0 | 0.055966 | 497.9043 | 0.055966 | 497.9043 | 0.055966 | 497.9043
[149 empty] | All EPR in 2020WLDFRSafety | WLDFR | HFTD - Transmission - Tier 2 - 115 kV or Lower | Non-Red Flag Warning - Catastrophic Fires | 2023 | Safety | 5534.8915 | 1299.3 | 2023 | Control | 0.053 | 3 | 0 | esc | 0 | 0 | 0.055966 | 309.7669 | 0.055966 | 309.7669 | 0.055966 | 309.7669
[149 empty] | All EPR in 2020WLDFRElectric Reliability | WLDFR | HFTD - Transmission - Tier 2 - 115 kV or Lower | Non-Red Flag Warning - Catastrophic Fires | 2024 | Electric Reliability | 233.2301 | 1299.3 | 2024 | Control | 0.1325 | 3 | 0 | esc | 0 | 0 | 0 | 0 | 0.15274 | 35.623 | 0.15274 | 35.623
[149 empty] | All EPR in 2020WLDFRFinancial | WLDFR | HFTD - Transmission - Tier 2 - 115 kV or Lower | Non-Red Flag Warning - Catastrophic Fires | 2024 | Financial | 8896.516 | 1299.3 | 2024 | Control | 0.053 | 3 | 0 | esc | 0 | 0 | 0 | 0 | 0.055966 | 497.9043 | 0.055966 | 497.9043
[149 empty] | All EPR in 2020WLDFRSafety | WLDFR | HFTD - Transmission - Tier 2 - 115 kV or Lower | Non-Red Flag Warning - Catastrophic Fires | 2024 | Safety | 5534.8915 | 1299.3 | 2024 | Control | 0.053 | 3 | 0 | esc | 0 | 0 | 0 | 0 | 0.055966 | 309.7669 | 0.055966 | 309.7669
[149 empty] | All EPR in 2020WLDFRElectric Reliability | WLDFR | HFTD - Transmission - Tier 2 - 115 kV or Lower | Non-Red Flag Warning - Catastrophic Fires | 2025 | Electric Reliability | 233.2301 | 1299.3 | 2025 | Control | 0.1325 | 3 | 0 | esc | 0 | 0 | 0 | 0 | 0 | 0 | 0.15274 | 35.623
[149 empty] | All EPR in 2020WLDFRFinancial | WLDFR | HFTD - Transmission - Tier 2 - 115 kV or Lower | Non-Red Flag Warning - Catastrophic Fires | 2025 | Financial | 8896.516 | 1299.3 | 2025 | Control | 0.053 | 3 | 0 | esc | 0 | 0 | 0 | 0 | 0 | 0 | 0.055966 | 497.9043
[149 empty] | All EPR in 2020WLDFRSafety | WLDFR | HFTD - Transmission - Tier 2 - 115 kV or Lower | Non-Red Flag Warning - Catastrophic Fires | 2025 | Safety | 5534.8915 | 1299.3 | 2025 | Control | 0.053 | 3 | 0 | esc | 0 | 0 | 0 | 0 | 0 | 0 | 0.055966 | 309.7669
[149 empty] | All EPR in 2020WLDFRElectric Reliability | WLDFR | HFTD - Transmission - Tier 2 - 115 kV or Lower | Non-Red Flag Warning - Destructive Fires | 2021 | Electric Reliability | 222.2294 | 1299.3 | 2021 | Control | 0.1325 | 3 | 0 | esc | 0.15274 | 33.9428 | 0.15274 | 33.9428 | 0 | 0 | 0 | 0
[149 empty] | All EPR in 2020WLDFRFinancial | WLDFR | HFTD - Transmission - Tier 2 - 115 kV or Lower | Non-Red Flag Warning - Destructive Fires | 2021 | Financial | 8585.7228 | 1299.3 | 2021 | Control | 0.053 | 3 | 0 | esc | 0.055966 | 480.5104 | 0.055966 | 480.5104 | 0 | 0 | 0 | 0
[149 empty] | All EPR in 2020WLDFRElectric Reliability | WLDFR | HFTD - Transmission - Tier 2 - 115 kV or Lower | Non-Red Flag Warning - Destructive Fires | 2022 | Electric Reliability | 222.2294 | 1299.3 | 2022 | Control | 0.1325 | 3 | 0 | esc | 0.15274 | 33.9428 | 0.15274 | 33.9428 | 0.15274 | 33.9428 | 0 | 0
[149 empty] | All EPR in 2020WLDFRFinancial | WLDFR | HFTD - Transmission - Tier 2 - 115 kV or Lower | Non-Red Flag Warning - Destructive Fires | 2022 | Financial | 8585.7228 | 1299.3 | 2022 | Control | 0.053 | 3 | 0 | esc | 0.055966 | 480.5104 | 0.055966 | 480.5104 | 0.055966 | 480.5104 | 0 | 0
[149 empty] | All EPR in 2020WLDFRElectric Reliability | WLDFR | HFTD - Transmission - Tier 2 - 115 kV or Lower | Non-Red Flag Warning - Destructive Fires | 2023 | Electric Reliability | 233.2301 | 1299.3 | 2023 | Control | 0.1325 | 3 | 0 | esc | 0 | 0 | 0.15274 | 35.623 | 0.15274 | 35.623 | 0.15274 | 35.623
[149 empty] | All EPR in 2020WLDFRFinancial | WLDFR | HFTD - Transmission - Tier 2 - 115 kV or Lower | Non-Red Flag Warning - Destructive Fires | 2023 | Financial | 8896.516 | 1299.3 | 2023 | Control | 0.053 | 3 | 0 | esc | 0 | 0 | 0.055966 | 497.9043 | 0.055966 | 497.9043 | 0.055966 | 497.9043
[149 empty] | All EPR in 2020WLDFRElectric Reliability | WLDFR | HFTD - Transmission - Tier 2 - 115 kV or Lower | Non-Red Flag Warning - Destructive Fires | 2024 | Electric Reliability | 233.2301 | 1299.3 | 2024 | Control | 0.1325 | 3 | 0 | esc | 0 | 0 | 0 | 0 | 0.15274 | 35.623 | 0.15274 | 35.623
[149 empty] | All EPR in 2020WLDFRFinancial | WLDFR | HFTD - Transmission - Tier 2 - 115 kV or Lower | Non-Red Flag Warning - Destructive Fires | 2024 | Financial | 8896.516 | 1299.3 | 2024 | Control | 0.053 | 3 | 0 | esc | 0 | 0 | 0 | 0 | 0.055966 | 497.9043 | 0.055966 | 497.9043
[149 empty] | All EPR in 2020WLDFRElectric Reliability | WLDFR | HFTD - Transmission - Tier 2 - 115 kV or Lower | Non-Red Flag Warning - Destructive Fires | 2025 | Electric Reliability | 233.2301 | 1299.3 | 2025 | Control | 0.1325 | 3 | 0 | esc | 0 | 0 | 0 | 0 | 0 | 0 | 0.15274 | 35.623
[149 empty] | All EPR in 2020WLDFRFinancial | WLDFR | HFTD - Transmission - Tier 2 - 115 kV or Lower | Non-Red Flag Warning - Destructive Fires | 2025 | Financial | 8896.516 | 1299.3 | 2025 | Control | 0.053 | 3 | 0 | esc | 0 | 0 | 0 | 0 | 0 | 0 | 0.055966 | 497.9043
[149 empty] | All EPR in 2020WLDFRElectric Reliability | WLDFR | HFTD - Transmission - Tier 2 - 115 kV or Lower | Non-Red Flag Warning - Large Fires | 2021 | Electric Reliability | 0.69642 | 1299.3 | 2021 | Control | 0.1325 | 3 | 0 | esc | 0.15274 | 0.10637 | 0.15274 | 0.10637 | 0 | 0 | 0 | 0
[149 empty] | All EPR in 2020WLDFRFinancial | WLDFR | HFTD - Transmission - Tier 2 - 115 kV or Lower | Non-Red Flag Warning - Large Fires | 2021 | Financial | 2.942 | 1299.3 | 2021 | Control | 0.053 | 3 | 0 | esc | 0.055966 | 0.16465 | 0.055966 | 0.16465 | 0 | 0 | 0 | 0
[149 empty] | All EPR in 2020WLDFRSafety | WLDFR | HFTD - Transmission - Tier 2 - 115 kV or Lower | Non-Red Flag Warning - Large Fires | 2021 | Safety | 1.6022 | 1299.3 | 2021 | Control | 0.053 | 3 | 0 | esc | 0.055966 | 0.089668 | 0.055966 | 0.089668 | 0 | 0 | 0 | 0
[149 empty] | All EPR in 2020WLDFRElectric Reliability | WLDFR | HFTD - Transmission - Tier 2 - 115 kV or Lower | Non-Red Flag Warning - Large Fires | 2022 | Electric Reliability | 0.69642 | 1299.3 | 2022 | Control | 0.1325 | 3 | 0 | esc | 0.15274 | 0.10637 | 0.15274 | 0.10637 | 0.15274 | 0.10637 | 0 | 0
[149 empty] | All EPR in 2020WLDFRFinancial | WLDFR | HFTD - Transmission - Tier 2 - 115 kV or Lower | Non-Red Flag Warning - Large Fires | 2022 | Financial | 2.942 | 1299.3 | 2022 | Control | 0.053 | 3 | 0 | esc | 0.055966 | 0.16465 | 0.055966 | 0.16465 | 0.055966 | 0.16465 | 0 | 0
[149 empty] | All EPR in 2020WLDFRSafety | WLDFR | HFTD - Transmission - Tier 2 - 115 kV or Lower | Non-Red Flag Warning - Large Fires | 2022 | Safety | 1.6022 | 1299.3 | 2022 | Control | 0.053 | 3 | 0 | esc | 0.055966 | 0.089668 | 0.055966 | 0.089668 | 0.055966 | 0.089668 | 0 | 0
[149 empty] | All EPR in 2020WLDFRElectric Reliability | WLDFR | HFTD - Transmission - Tier 2 - 115 kV or Lower | Non-Red Flag Warning - Large Fires | 2023 | Electric Reliability | 0.71896 | 1299.3 | 2023 | Control | 0.1325 | 3 | 0 | esc | 0 | 0 | 0.15274 | 0.10981 | 0.15274 | 0.10981 | 0.15274 | 0.10981
[149 empty] | All EPR in 2020WLDFRFinancial | WLDFR | HFTD - Transmission - Tier 2 - 115 kV or Lower | Non-Red Flag Warning - Large Fires | 2023 | Financial | 3.0715 | 1299.3 | 2023 | Control | 0.053 | 3 | 0 | esc | 0 | 0 | 0.055966 | 0.1719 | 0.055966 | 0.1719 | 0.055966 | 0.1719
[149 empty] | All EPR in 2020WLDFRSafety | WLDFR | HFTD - Transmission - Tier 2 - 115 kV or Lower | Non-Red Flag Warning - Large Fires | 2023 | Safety | 1.6846 | 1299.3 | 2023 | Control | 0.053 | 3 | 0 | esc | 0 | 0 | 0.055966 | 0.094279 | 0.055966 | 0.094279 | 0.055966 | 0.094279
[149 empty] | All EPR in 2020WLDFRElectric Reliability | WLDFR | HFTD - Transmission - Tier 2 - 115 kV or Lower | Non-Red Flag Warning - Large Fires | 2024 | Electric Reliability | 0.71896 | 1299.3 | 2024 | Control | 0.1325 | 3 | 0 | esc | 0 | 0 | 0 | 0 | 0.15274 | 0.10981 | 0.15274 | 0.10981
[149 empty] | All EPR in 2020WLDFRFinancial | WLDFR | HFTD - Transmission - Tier 2 - 115 kV or Lower | Non-Red Flag Warning - Large Fires | 2024 | Financial | 3.0715 | 1299.3 | 2024 | Control | 0.053 | 3 | 0 | esc | 0 | 0 | 0 | 0 | 0.055966 | 0.1719 | 0.055966 | 0.1719
[149 empty] | All EPR in 2020WLDFRSafety | WLDFR | HFTD - Transmission - Tier 2 - 115 kV or Lower | Non-Red Flag Warning - Large Fires | 2024 | Safety | 1.6846 | 1299.3 | 2024 | Control | 0.053 | 3 | 0 | esc | 0 | 0 | 0 | 0 | 0.055966 | 0.094279 | 0.055966 | 0.094279
[149 empty] | All EPR in 2020WLDFRElectric Reliability | WLDFR | HFTD - Transmission - Tier 2 - 115 kV or Lower | Non-Red Flag Warning - Large Fires | 2025 | Electric Reliability | 0.71896 | 1299.3 | 2025 | Control | 0.1325 | 3 | 0 | esc | 0 | 0 | 0 | 0 | 0 | 0 | 0.15274 | 0.10981
[149 empty] | All EPR in 2020WLDFRFinancial | WLDFR | HFTD - Transmission - Tier 2 - 115 kV or Lower | Non-Red Flag Warning - Large Fires | 2025 | Financial | 3.0715 | 1299.3 | 2025 | Control | 0.053 | 3 | 0 | esc | 0 | 0 | 0 | 0 | 0 | 0 | 0.055966 | 0.1719
[149 empty] | All EPR in 2020WLDFRSafety | WLDFR | HFTD - Transmission - Tier 2 - 115 kV or Lower | Non-Red Flag Warning - Large Fires | 2025 | Safety | 1.6846 | 1299.3 | 2025 | Control | 0.053 | 3 | 0 | esc | 0 | 0 | 0 | 0 | 0 | 0 | 0.055966 | 0.094279
[149 empty] | All EPR in 2020WLDFRElectric Reliability | WLDFR | HFTD - Transmission - Tier 2 - 115 kV or Lower | Non-Red Flag Warning - Small Fires | 2021 | Electric Reliability | 0.036425 | 1299.3 | 2021 | Control | 0.1325 | 3 | 0 | esc | 0.15274 | 0.0055635 | 0.15274 | 0.0055635 | 0 | 0 | 0 | 0
[149 empty] | All EPR in 2020WLDFRFinancial | WLDFR | HFTD - Transmission - Tier 2 - 115 kV or Lower | Non-Red Flag Warning - Small Fires | 2021 | Financial | 0.0015809 | 1299.3 | 2021 | Control | 0.053 | 3 | 0 | esc | 0.055966 | 8.8475e-05 | 0.055966 | 8.8475e-05 | 0 | 0 | 0 | 0
[149 empty] | All EPR in 2020WLDFRSafety | WLDFR | HFTD - Transmission - Tier 2 - 115 kV or Lower | Non-Red Flag Warning - Small Fires | 2021 | Safety | 0.039895 | 1299.3 | 2021 | Control | 0.053 | 3 | 0 | esc | 0.055966 | 0.0022328 | 0.055966 | 0.0022328 | 0 | 0 | 0 | 0
[149 empty] | All EPR in 2020WLDFRElectric Reliability | WLDFR | HFTD - Transmission - Tier 2 - 115 kV or Lower | Non-Red Flag Warning - Small Fires | 2022 | Electric Reliability | 0.036425 | 1299.3 | 2022 | Control | 0.1325 | 3 | 0 | esc | 0.15274 | 0.0055635 | 0.15274 | 0.0055635 | 0.15274 | 0.0055635 | 0 | 0
[149 empty] | All EPR in 2020WLDFRFinancial | WLDFR | HFTD - Transmission - Tier 2 - 115 kV or Lower | Non-Red Flag Warning - Small Fires | 2022 | Financial | 0.0015809 | 1299.3 | 2022 | Control | 0.053 | 3 | 0 | esc | 0.055966 | 8.8475e-05 | 0.055966 | 8.8475e-05 | 0.055966 | 8.8475e-05 | 0 | 0
[149 empty] | All EPR in 2020WLDFRSafety | WLDFR | HFTD - Transmission - Tier 2 - 115 kV or Lower | Non-Red Flag Warning - Small Fires | 2022 | Safety | 0.039895 | 1299.3 | 2022 | Control | 0.053 | 3 | 0 | esc | 0.055966 | 0.0022328 | 0.055966 | 0.0022328 | 0.055966 | 0.0022328 | 0 | 0
[149 empty] | All EPR in 2020WLDFRElectric Reliability | WLDFR | HFTD - Transmission - Tier 2 - 115 kV or Lower | Non-Red Flag Warning - Small Fires | 2023 | Electric Reliability | 0.03759 | 1299.3 | 2023 | Control | 0.1325 | 3 | 0 | esc | 0 | 0 | 0.15274 | 0.0057414 | 0.15274 | 0.0057414 | 0.15274 | 0.0057414
[149 empty] | All EPR in 2020WLDFRFinancial | WLDFR | HFTD - Transmission - Tier 2 - 115 kV or Lower | Non-Red Flag Warning - Small Fires | 2023 | Financial | 0.0016314 | 1299.3 | 2023 | Control | 0.053 | 3 | 0 | esc | 0 | 0 | 0.055966 | 9.1305e-05 | 0.055966 | 9.1305e-05 | 0.055966 | 9.1305e-05
[149 empty] | All EPR in 2020WLDFRSafety | WLDFR | HFTD - Transmission - Tier 2 - 115 kV or Lower | Non-Red Flag Warning - Small Fires | 2023 | Safety | 0.041187 | 1299.3 | 2023 | Control | 0.053 | 3 | 0 | esc | 0 | 0 | 0.055966 | 0.0023051 | 0.055966 | 0.0023051 | 0.055966 | 0.0023051
[149 empty] | All EPR in 2020WLDFRElectric Reliability | WLDFR | HFTD - Transmission - Tier 2 - 115 kV or Lower | Non-Red Flag Warning - Small Fires | 2024 | Electric Reliability | 0.03759 | 1299.3 | 2024 | Control | 0.1325 | 3 | 0 | esc | 0 | 0 | 0 | 0 | 0.15274 | 0.0057414 | 0.15274 | 0.0057414
[149 empty] | All EPR in 2020WLDFRFinancial | WLDFR | HFTD - Transmission - Tier 2 - 115 kV or Lower | Non-Red Flag Warning - Small Fires | 2024 | Financial | 0.0016314 | 1299.3 | 2024 | Control | 0.053 | 3 | 0 | esc | 0 | 0 | 0 | 0 | 0.055966 | 9.1305e-05 | 0.055966 | 9.1305e-05
[149 empty] | All EPR in 2020WLDFRSafety | WLDFR | HFTD - Transmission - Tier 2 - 115 kV or Lower | Non-Red Flag Warning - Small Fires | 2024 | Safety | 0.041187 | 1299.3 | 2024 | Control | 0.053 | 3 | 0 | esc | 0 | 0 | 0 | 0 | 0.055966 | 0.0023051 | 0.055966 | 0.0023051
[149 empty] | All EPR in 2020WLDFRElectric Reliability | WLDFR | HFTD - Transmission - Tier 2 - 115 kV or Lower | Non-Red Flag Warning - Small Fires | 2025 | Electric Reliability | 0.03759 | 1299.3 | 2025 | Control | 0.1325 | 3 | 0 | esc | 0 | 0 | 0 | 0 | 0 | 0 | 0.15274 | 0.0057414
[149 empty] | All EPR in 2020WLDFRFinancial | WLDFR | HFTD - Transmission - Tier 2 - 115 kV or Lower | Non-Red Flag Warning - Small Fires | 2025 | Financial | 0.0016314 | 1299.3 | 2025 | Control | 0.053 | 3 | 0 | esc | 0 | 0 | 0 | 0 | 0 | 0 | 0.055966 | 9.1305e-05
[149 empty] | All EPR in 2020WLDFRSafety | WLDFR | HFTD - Transmission - Tier 2 - 115 kV or Lower | Non-Red Flag Warning - Small Fires | 2025 | Safety | 0.041187 | 1299.3 | 2025 | Control | 0.053 | 3 | 0 | esc | 0 | 0 | 0 | 0 | 0 | 0 | 0.055966 | 0.0023051
[149 empty] | All EPR in 2020WLDFRElectric Reliability | WLDFR | HFTD - Transmission - Tier 2 - 115 kV or Lower | Red Flag Warning - Catastrophic Fires | 2021 | Electric Reliability | 222.2294 | 1299.3 | 2021 | Control | 0.1325 | 3 | 0 | esc | 0.15274 | 33.9428 | 0.15274 | 33.9428 | 0 | 0 | 0 | 0
[149 empty] | All EPR in 2020WLDFRFinancial | WLDFR | HFTD - Transmission - Tier 2 - 115 kV or Lower | Red Flag Warning - Catastrophic Fires | 2021 | Financial | 8585.7228 | 1299.3 | 2021 | Control | 0.053 | 3 | 0 | esc | 0.055966 | 480.5104 | 0.055966 | 480.5104 | 0 | 0 | 0 | 0
[149 empty] | All EPR in 2020WLDFRSafety | WLDFR | HFTD - Transmission - Tier 2 - 115 kV or Lower | Red Flag Warning - Catastrophic Fires | 2021 | Safety | 5338.1784 | 1299.3 | 2021 | Control | 0.053 | 3 | 0 | esc | 0.055966 | 298.7576 | 0.055966 | 298.7576 | 0 | 0 | 0 | 0
[149 empty] | All EPR in 2020WLDFRElectric Reliability | WLDFR | HFTD - Transmission - Tier 2 - 115 kV or Lower | Red Flag Warning - Catastrophic Fires | 2022 | Electric Reliability | 222.2294 | 1299.3 | 2022 | Control | 0.1325 | 3 | 0 | esc | 0.15274 | 33.9428 | 0.15274 | 33.9428 | 0.15274 | 33.9428 | 0 | 0
[149 empty] | All EPR in 2020WLDFRFinancial | WLDFR | HFTD - Transmission - Tier 2 - 115 kV or Lower | Red Flag Warning - Catastrophic Fires | 2022 | Financial | 8585.7228 | 1299.3 | 2022 | Control | 0.053 | 3 | 0 | esc | 0.055966 | 480.5104 | 0.055966 | 480.5104 | 0.055966 | 480.5104 | 0 | 0
[149 empty] | All EPR in 2020WLDFRSafety | WLDFR | HFTD - Transmission - Tier 2 - 115 kV or Lower | Red Flag Warning - Catastrophic Fires | 2022 | Safety | 5338.1784 | 1299.3 | 2022 | Control | 0.053 | 3 | 0 | esc | 0.055966 | 298.7576 | 0.055966 | 298.7576 | 0.055966 | 298.7576 | 0 | 0
[149 empty] | All EPR in 2020WLDFRElectric Reliability | WLDFR | HFTD - Transmission - Tier 2 - 115 kV or Lower | Red Flag Warning - Catastrophic Fires | 2023 | Electric Reliability | 233.2301 | 1299.3 | 2023 | Control | 0.1325 | 3 | 0 | esc | 0 | 0 | 0.15274 | 35.623 | 0.15274 | 35.623 | 0.15274 | 35.623
[149 empty] | All EPR in 2020WLDFRFinancial | WLDFR | HFTD - Transmission - Tier 2 - 115 kV or Lower | Red Flag Warning - Catastrophic Fires | 2023 | Financial | 8896.516 | 1299.3 | 2023 | Control | 0.053 | 3 | 0 | esc | 0 | 0 | 0.055966 | 497.9043 | 0.055966 | 497.9043 | 0.055966 | 497.9043
[149 empty] | All EPR in 2020WLDFRSafety | WLDFR | HFTD - Transmission - Tier 2 - 115 kV or Lower | Red Flag Warning - Catastrophic Fires | 2023 | Safety | 5534.8915 | 1299.3 | 2023 | Control | 0.053 | 3 | 0 | esc | 0 | 0 | 0.055966 | 309.7669 | 0.055966 | 309.7669 | 0.055966 | 309.7669
[149 empty] | All EPR in 2020WLDFRElectric Reliability | WLDFR | HFTD - Transmission - Tier 2 - 115 kV or Lower | Red Flag Warning - Catastrophic Fires | 2024 | Electric Reliability | 233.2301 | 1299.3 | 2024 | Control | 0.1325 | 3 | 0 | esc | 0 | 0 | 0 | 0 | 0.15274 | 35.623 | 0.15274 | 35.623
[149 empty] | All EPR in 2020WLDFRFinancial | WLDFR | HFTD - Transmission - Tier 2 - 115 kV or Lower | Red Flag Warning - Catastrophic Fires | 2024 | Financial | 8896.516 | 1299.3 | 2024 | Control | 0.053 | 3 | 0 | esc | 0 | 0 | 0 | 0 | 0.055966 | 497.9043 | 0.055966 | 497.9043
[149 empty] | All EPR in 2020WLDFRSafety | WLDFR | HFTD - Transmission - Tier 2 - 115 kV or Lower | Red Flag Warning - Catastrophic Fires | 2024 | Safety | 5534.8915 | 1299.3 | 2024 | Control | 0.053 | 3 | 0 | esc | 0 | 0 | 0 | 0 | 0.055966 | 309.7669 | 0.055966 | 309.7669
[149 empty] | All EPR in 2020WLDFRElectric Reliability | WLDFR | HFTD - Transmission - Tier 2 - 115 kV or Lower | Red Flag Warning - Catastrophic Fires | 2025 | Electric Reliability | 233.2301 | 1299.3 | 2025 | Control | 0.1325 | 3 | 0 | esc | 0 | 0 | 0 | 0 | 0 | 0 | 0.15274 | 35.623
[149 empty] | All EPR in 2020WLDFRFinancial | WLDFR | HFTD - Transmission - Tier 2 - 115 kV or Lower | Red Flag Warning - Catastrophic Fires | 2025 | Financial | 8896.516 | 1299.3 | 2025 | Control | 0.053 | 3 | 0 | esc | 0 | 0 | 0 | 0 | 0 | 0 | 0.055966 | 497.9043
[149 empty] | All EPR in 2020WLDFRSafety | WLDFR | HFTD - Transmission - Tier 2 - 115 kV or Lower | Red Flag Warning - Catastrophic Fires | 2025 | Safety | 5534.8915 | 1299.3 | 2025 | Control | 0.053 | 3 | 0 | esc | 0 | 0 | 0 | 0 | 0 | 0 | 0.055966 | 309.7669
[149 empty] | All EPR in 2020WLDFRElectric Reliability | WLDFR | HFTD - Transmission - Tier 2 - 115 kV or Lower | Red Flag Warning - Destructive Fires | 2021 | Electric Reliability | 222.2294 | 1299.3 | 2021 | Control | 0.1325 | 3 | 0 | esc | 0.15274 | 33.9428 | 0.15274 | 33.9428 | 0 | 0 | 0 | 0
[149 empty] | All EPR in 2020WLDFRFinancial | WLDFR | HFTD - Transmission - Tier 2 - 115 kV or Lower | Red Flag Warning - Destructive Fires | 2021 | Financial | 8585.7228 | 1299.3 | 2021 | Control | 0.053 | 3 | 0 | esc | 0.055966 | 480.5104 | 0.055966 | 480.5104 | 0 | 0 | 0 | 0
[149 empty] | All EPR in 2020WLDFRElectric Reliability | WLDFR | HFTD - Transmission - Tier 2 - 115 kV or Lower | Red Flag Warning - Destructive Fires | 2022 | Electric Reliability | 222.2294 | 1299.3 | 2022 | Control | 0.1325 | 3 | 0 | esc | 0.15274 | 33.9428 | 0.15274 | 33.9428 | 0.15274 | 33.9428 | 0 | 0
[149 empty] | All EPR in 2020WLDFRFinancial | WLDFR | HFTD - Transmission - Tier 2 - 115 kV or Lower | Red Flag Warning - Destructive Fires | 2022 | Financial | 8585.7228 | 1299.3 | 2022 | Control | 0.053 | 3 | 0 | esc | 0.055966 | 480.5104 | 0.055966 | 480.5104 | 0.055966 | 480.5104 | 0 | 0
[149 empty] | All EPR in 2020WLDFRElectric Reliability | WLDFR | HFTD - Transmission - Tier 2 - 115 kV or Lower | Red Flag Warning - Destructive Fires | 2023 | Electric Reliability | 233.2301 | 1299.3 | 2023 | Control | 0.1325 | 3 | 0 | esc | 0 | 0 | 0.15274 | 35.623 | 0.15274 | 35.623 | 0.15274 | 35.623
[149 empty] | All EPR in 2020WLDFRFinancial | WLDFR | HFTD - Transmission - Tier 2 - 115 kV or Lower | Red Flag Warning - Destructive Fires | 2023 | Financial | 8896.516 | 1299.3 | 2023 | Control | 0.053 | 3 | 0 | esc | 0 | 0 | 0.055966 | 497.9043 | 0.055966 | 497.9043 | 0.055966 | 497.9043
[149 empty] | All EPR in 2020WLDFRElectric Reliability | WLDFR | HFTD - Transmission - Tier 2 - 115 kV or Lower | Red Flag Warning - Destructive Fires | 2024 | Electric Reliability | 233.2301 | 1299.3 | 2024 | Control | 0.1325 | 3 | 0 | esc | 0 | 0 | 0 | 0 | 0.15274 | 35.623 | 0.15274 | 35.623
[149 empty] | All EPR in 2020WLDFRFinancial | WLDFR | HFTD - Transmission - Tier 2 - 115 kV or Lower | Red Flag Warning - Destructive Fires | 2024 | Financial | 8896.516 | 1299.3 | 2024 | Control | 0.053 | 3 | 0 | esc | 0 | 0 | 0 | 0 | 0.055966 | 497.9043 | 0.055966 | 497.9043
[149 empty] | All EPR in 2020WLDFRElectric Reliability | WLDFR | HFTD - Transmission - Tier 2 - 115 kV or Lower | Red Flag Warning - Destructive Fires | 2025 | Electric Reliability | 233.2301 | 1299.3 | 2025 | Control | 0.1325 | 3 | 0 | esc | 0 | 0 | 0 | 0 | 0 | 0 | 0.15274 | 35.623
[149 empty] | All EPR in 2020WLDFRFinancial | WLDFR | HFTD - Transmission - Tier 2 - 115 kV or Lower | Red Flag Warning - Destructive Fires | 2025 | Financial | 8896.516 | 1299.3 | 2025 | Control | 0.053 | 3 | 0 | esc | 0 | 0 | 0 | 0 | 0 | 0 | 0.055966 | 497.9043
[149 empty] | All EPR in 2020WLDFRElectric Reliability | WLDFR | HFTD - Transmission - Tier 2 - 115 kV or Lower | Red Flag Warning - Large Fires | 2021 | Electric Reliability | 0.69642 | 1299.3 | 2021 | Control | 0.1325 | 3 | 0 | esc | 0.15274 | 0.10637 | 0.15274 | 0.10637 | 0 | 0 | 0 | 0
[149 empty] | All EPR in 2020WLDFRFinancial | WLDFR | HFTD - Transmission - Tier 2 - 115 kV or Lower | Red Flag Warning - Large Fires | 2021 | Financial | 2.942 | 1299.3 | 2021 | Control | 0.053 | 3 | 0 | esc | 0.055966 | 0.16465 | 0.055966 | 0.16465 | 0 | 0 | 0 | 0
[149 empty] | All EPR in 2020WLDFRSafety | WLDFR | HFTD - Transmission - Tier 2 - 115 kV or Lower | Red Flag Warning - Large Fires | 2021 | Safety | 1.6022 | 1299.3 | 2021 | Control | 0.053 | 3 | 0 | esc | 0.055966 | 0.089668 | 0.055966 | 0.089668 | 0 | 0 | 0 | 0
[149 empty] | All EPR in 2020WLDFRElectric Reliability | WLDFR | HFTD - Transmission - Tier 2 - 115 kV or Lower | Red Flag Warning - Large Fires | 2022 | Electric Reliability | 0.69642 | 1299.3 | 2022 | Control | 0.1325 | 3 | 0 | esc | 0.15274 | 0.10637 | 0.15274 | 0.10637 | 0.15274 | 0.10637 | 0 | 0
[149 empty] | All EPR in 2020WLDFRFinancial | WLDFR | HFTD - Transmission - Tier 2 - 115 kV or Lower | Red Flag Warning - Large Fires | 2022 | Financial | 2.942 | 1299.3 | 2022 | Control | 0.053 | 3 | 0 | esc | 0.055966 | 0.16465 | 0.055966 | 0.16465 | 0.055966 | 0.16465 | 0 | 0
[149 empty] | All EPR in 2020WLDFRSafety | WLDFR | HFTD - Transmission - Tier 2 - 115 kV or Lower | Red Flag Warning - Large Fires | 2022 | Safety | 1.6022 | 1299.3 | 2022 | Control | 0.053 | 3 | 0 | esc | 0.055966 | 0.089668 | 0.055966 | 0.089668 | 0.055966 | 0.089668 | 0 | 0
[149 empty] | All EPR in 2020WLDFRElectric Reliability | WLDFR | HFTD - Transmission - Tier 2 - 115 kV or Lower | Red Flag Warning - Large Fires | 2023 | Electric Reliability | 0.71896 | 1299.3 | 2023 | Control | 0.1325 | 3 | 0 | esc | 0 | 0 | 0.15274 | 0.10981 | 0.15274 | 0.10981 | 0.15274 | 0.10981
[149 empty] | All EPR in 2020WLDFRFinancial | WLDFR | HFTD - Transmission - Tier 2 - 115 kV or Lower | Red Flag Warning - Large Fires | 2023 | Financial | 3.0715 | 1299.3 | 2023 | Control | 0.053 | 3 | 0 | esc | 0 | 0 | 0.055966 | 0.1719 | 0.055966 | 0.1719 | 0.055966 | 0.1719
[149 empty] | All EPR in 2020WLDFRSafety | WLDFR | HFTD - Transmission - Tier 2 - 115 kV or Lower | Red Flag Warning - Large Fires | 2023 | Safety | 1.6846 | 1299.3 | 2023 | Control | 0.053 | 3 | 0 | esc | 0 | 0 | 0.055966 | 0.094279 | 0.055966 | 0.094279 | 0.055966 | 0.094279
[149 empty] | All EPR in 2020WLDFRElectric Reliability | WLDFR | HFTD - Transmission - Tier 2 - 115 kV or Lower | Red Flag Warning - Large Fires | 2024 | Electric Reliability | 0.71896 | 1299.3 | 2024 | Control | 0.1325 | 3 | 0 | esc | 0 | 0 | 0 | 0 | 0.15274 | 0.10981 | 0.15274 | 0.10981
[149 empty] | All EPR in 2020WLDFRFinancial | WLDFR | HFTD - Transmission - Tier 2 - 115 kV or Lower | Red Flag Warning - Large Fires | 2024 | Financial | 3.0715 | 1299.3 | 2024 | Control | 0.053 | 3 | 0 | esc | 0 | 0 | 0 | 0 | 0.055966 | 0.1719 | 0.055966 | 0.1719
[149 empty] | All EPR in 2020WLDFRSafety | WLDFR | HFTD - Transmission - Tier 2 - 115 kV or Lower | Red Flag Warning - Large Fires | 2024 | Safety | 1.6846 | 1299.3 | 2024 | Control | 0.053 | 3 | 0 | esc | 0 | 0 | 0 | 0 | 0.055966 | 0.094279 | 0.055966 | 0.094279
[149 empty] | All EPR in 2020WLDFRElectric Reliability | WLDFR | HFTD - Transmission - Tier 2 - 115 kV or Lower | Red Flag Warning - Large Fires | 2025 | Electric Reliability | 0.71896 | 1299.3 | 2025 | Control | 0.1325 | 3 | 0 | esc | 0 | 0 | 0 | 0 | 0 | 0 | 0.15274 | 0.10981
[149 empty] | All EPR in 2020WLDFRFinancial | WLDFR | HFTD - Transmission - Tier 2 - 115 kV or Lower | Red Flag Warning - Large Fires | 2025 | Financial | 3.0715 | 1299.3 | 2025 | Control | 0.053 | 3 | 0 | esc | 0 | 0 | 0 | 0 | 0 | 0 | 0.055966 | 0.1719
[149 empty] | All EPR in 2020WLDFRSafety | WLDFR | HFTD - Transmission - Tier 2 - 115 kV or Lower | Red Flag Warning - Large Fires | 2025 | Safety | 1.6846 | 1299.3 | 2025 | Control | 0.053 | 3 | 0 | esc | 0 | 0 | 0 | 0 | 0 | 0 | 0.055966 | 0.094279
[149 empty] | All EPR in 2020WLDFRElectric Reliability | WLDFR | HFTD - Transmission - Tier 2 - 115 kV or Lower | Red Flag Warning - Small Fires | 2021 | Electric Reliability | 0.036425 | 1299.3 | 2021 | Control | 0.1325 | 3 | 0 | esc | 0.15274 | 0.0055635 | 0.15274 | 0.0055635 | 0 | 0 | 0 | 0
[149 empty] | All EPR in 2020WLDFRFinancial | WLDFR | HFTD - Transmission - Tier 2 - 115 kV or Lower | Red Flag Warning - Small Fires | 2021 | Financial | 0.0015809 | 1299.3 | 2021 | Control | 0.053 | 3 | 0 | esc | 0.055966 | 8.8475e-05 | 0.055966 | 8.8475e-05 | 0 | 0 | 0 | 0
[149 empty] | All EPR in 2020WLDFRSafety | WLDFR | HFTD - Transmission - Tier 2 - 115 kV or Lower | Red Flag Warning - Small Fires | 2021 | Safety | 0.039895 | 1299.3 | 2021 | Control | 0.053 | 3 | 0 | esc | 0.055966 | 0.0022328 | 0.055966 | 0.0022328 | 0 | 0 | 0 | 0
[149 empty] | All EPR in 2020WLDFRElectric Reliability | WLDFR | HFTD - Transmission - Tier 2 - 115 kV or Lower | Red Flag Warning - Small Fires | 2022 | Electric Reliability | 0.036425 | 1299.3 | 2022 | Control | 0.1325 | 3 | 0 | esc | 0.15274 | 0.0055635 | 0.15274 | 0.0055635 | 0.15274 | 0.0055635 | 0 | 0
[149 empty] | All EPR in 2020WLDFRFinancial | WLDFR | HFTD - Transmission - Tier 2 - 115 kV or Lower | Red Flag Warning - Small Fires | 2022 | Financial | 0.0015809 | 1299.3 | 2022 | Control | 0.053 | 3 | 0 | esc | 0.055966 | 8.8475e-05 | 0.055966 | 8.8475e-05 | 0.055966 | 8.8475e-05 | 0 | 0
[149 empty] | All EPR in 2020WLDFRSafety | WLDFR | HFTD - Transmission - Tier 2 - 115 kV or Lower | Red Flag Warning - Small Fires | 2022 | Safety | 0.039895 | 1299.3 | 2022 | Control | 0.053 | 3 | 0 | esc | 0.055966 | 0.0022328 | 0.055966 | 0.0022328 | 0.055966 | 0.0022328 | 0 | 0
[149 empty] | All EPR in 2020WLDFRElectric Reliability | WLDFR | HFTD - Transmission - Tier 2 - 115 kV or Lower | Red Flag Warning - Small Fires | 2023 | Electric Reliability | 0.03759 | 1299.3 | 2023 | Control | 0.1325 | 3 | 0 | esc | 0 | 0 | 0.15274 | 0.0057414 | 0.15274 | 0.0057414 | 0.15274 | 0.0057414
[149 empty] | All EPR in 2020WLDFRFinancial | WLDFR | HFTD - Transmission - Tier 2 - 115 kV or Lower | Red Flag Warning - Small Fires | 2023 | Financial | 0.0016314 | 1299.3 | 2023 | Control | 0.053 | 3 | 0 | esc | 0 | 0 | 0.055966 | 9.1305e-05 | 0.055966 | 9.1305e-05 | 0.055966 | 9.1305e-05
[149 empty] | All EPR in 2020WLDFRSafety | WLDFR | HFTD - Transmission - Tier 2 - 115 kV or Lower | Red Flag Warning - Small Fires | 2023 | Safety | 0.041187 | 1299.3 | 2023 | Control | 0.053 | 3 | 0 | esc | 0 | 0 | 0.055966 | 0.0023051 | 0.055966 | 0.0023051 | 0.055966 | 0.0023051
[149 empty] | All EPR in 2020WLDFRElectric Reliability | WLDFR | HFTD - Transmission - Tier 2 - 115 kV or Lower | Red Flag Warning - Small Fires | 2024 | Electric Reliability | 0.03759 | 1299.3 | 2024 | Control | 0.1325 | 3 | 0 | esc | 0 | 0 | 0 | 0 | 0.15274 | 0.0057414 | 0.15274 | 0.0057414
[149 empty] | All EPR in 2020WLDFRFinancial | WLDFR | HFTD - Transmission - Tier 2 - 115 kV or Lower | Red Flag Warning - Small Fires | 2024 | Financial | 0.0016314 | 1299.3 | 2024 | Control | 0.053 | 3 | 0 | esc | 0 | 0 | 0 | 0 | 0.055966 | 9.1305e-05 | 0.055966 | 9.1305e-05
[149 empty] | All EPR in 2020WLDFRSafety | WLDFR | HFTD - Transmission - Tier 2 - 115 kV or Lower | Red Flag Warning - Small Fires | 2024 | Safety | 0.041187 | 1299.3 | 2024 | Control | 0.053 | 3 | 0 | esc | 0 | 0 | 0 | 0 | 0.055966 | 0.0023051 | 0.055966 | 0.0023051
[149 empty] | All EPR in 2020WLDFRElectric Reliability | WLDFR | HFTD - Transmission - Tier 2 - 115 kV or Lower | Red Flag Warning - Small Fires | 2025 | Electric Reliability | 0.03759 | 1299.3 | 2025 | Control | 0.1325 | 3 | 0 | esc | 0 | 0 | 0 | 0 | 0 | 0 | 0.15274 | 0.0057414
[149 empty] | All EPR in 2020WLDFRFinancial | WLDFR | HFTD - Transmission - Tier 2 - 115 kV or Lower | Red Flag Warning - Small Fires | 2025 | Financial | 0.0016314 | 1299.3 | 2025 | Control | 0.053 | 3 | 0 | esc | 0 | 0 | 0 | 0 | 0 | 0 | 0.055966 | 9.1305e-05
[149 empty] | All EPR in 2020WLDFRSafety | WLDFR | HFTD - Transmission - Tier 2 - 115 kV or Lower | Red Flag Warning - Small Fires | 2025 | Safety | 0.041187 | 1299.3 | 2025 | Control | 0.053 | 3 | 0 | esc | 0 | 0 | 0 | 0 | 0 | 0 | 0.055966 | 0.0023051
[149 empty] | All EPR in 2020WLDFRElectric Reliability | WLDFR | HFTD - Transmission - Tier 2 - 230 kV or Higher | Non-Red Flag Warning - Catastrophic Fires | 2021 | Electric Reliability | 222.2294 | 1759.53 | 2021 | Control | 0.1325 | 3 | 0 | esc | 0.15274 | 33.9428 | 0.15274 | 33.9428 | 0 | 0 | 0 | 0
[149 empty] | All EPR in 2020WLDFRFinancial | WLDFR | HFTD - Transmission - Tier 2 - 230 kV or Higher | Non-Red Flag Warning - Catastrophic Fires | 2021 | Financial | 8585.7228 | 1759.53 | 2021 | Control | 0.053 | 3 | 0 | esc | 0.055966 | 480.5104 | 0.055966 | 480.5104 | 0 | 0 | 0 | 0
[149 empty] | All EPR in 2020WLDFRSafety | WLDFR | HFTD - Transmission - Tier 2 - 230 kV or Higher | Non-Red Flag Warning - Catastrophic Fires | 2021 | Safety | 5338.1784 | 1759.53 | 2021 | Control | 0.053 | 3 | 0 | esc | 0.055966 | 298.7576 | 0.055966 | 298.7576 | 0 | 0 | 0 | 0
[149 empty] | All EPR in 2020WLDFRElectric Reliability | WLDFR | HFTD - Transmission - Tier 2 - 230 kV or Higher | Non-Red Flag Warning - Catastrophic Fires | 2022 | Electric Reliability | 222.2294 | 1759.53 | 2022 | Control | 0.1325 | 3 | 0 | esc | 0.15274 | 33.9428 | 0.15274 | 33.9428 | 0.15274 | 33.9428 | 0 | 0
[149 empty] | All EPR in 2020WLDFRFinancial | WLDFR | HFTD - Transmission - Tier 2 - 230 kV or Higher | Non-Red Flag Warning - Catastrophic Fires | 2022 | Financial | 8585.7228 | 1759.53 | 2022 | Control | 0.053 | 3 | 0 | esc | 0.055966 | 480.5104 | 0.055966 | 480.5104 | 0.055966 | 480.5104 | 0 | 0
[149 empty] | All EPR in 2020WLDFRSafety | WLDFR | HFTD - Transmission - Tier 2 - 230 kV or Higher | Non-Red Flag Warning - Catastrophic Fires | 2022 | Safety | 5338.1784 | 1759.53 | 2022 | Control | 0.053 | 3 | 0 | esc | 0.055966 | 298.7576 | 0.055966 | 298.7576 | 0.055966 | 298.7576 | 0 | 0
[149 empty] | All EPR in 2020WLDFRElectric Reliability | WLDFR | HFTD - Transmission - Tier 2 - 230 kV or Higher | Non-Red Flag Warning - Catastrophic Fires | 2023 | Electric Reliability | 233.2301 | 1759.53 | 2023 | Control | 0.1325 | 3 | 0 | esc | 0 | 0 | 0.15274 | 35.623 | 0.15274 | 35.623 | 0.15274 | 35.623
[149 empty] | All EPR in 2020WLDFRFinancial | WLDFR | HFTD - Transmission - Tier 2 - 230 kV or Higher | Non-Red Flag Warning - Catastrophic Fires | 2023 | Financial | 8896.516 | 1759.53 | 2023 | Control | 0.053 | 3 | 0 | esc | 0 | 0 | 0.055966 | 497.9043 | 0.055966 | 497.9043 | 0.055966 | 497.9043
[149 empty] | All EPR in 2020WLDFRSafety | WLDFR | HFTD - Transmission - Tier 2 - 230 kV or Higher | Non-Red Flag Warning - Catastrophic Fires | 2023 | Safety | 5534.8915 | 1759.53 | 2023 | Control | 0.053 | 3 | 0 | esc | 0 | 0 | 0.055966 | 309.7669 | 0.055966 | 309.7669 | 0.055966 | 309.7669
[149 empty] | All EPR in 2020WLDFRElectric Reliability | WLDFR | HFTD - Transmission - Tier 2 - 230 kV or Higher | Non-Red Flag Warning - Catastrophic Fires | 2024 | Electric Reliability | 233.2301 | 1759.53 | 2024 | Control | 0.1325 | 3 | 0 | esc | 0 | 0 | 0 | 0 | 0.15274 | 35.623 | 0.15274 | 35.623
[149 empty] | All EPR in 2020WLDFRFinancial | WLDFR | HFTD - Transmission - Tier 2 - 230 kV or Higher | Non-Red Flag Warning - Catastrophic Fires | 2024 | Financial | 8896.516 | 1759.53 | 2024 | Control | 0.053 | 3 | 0 | esc | 0 | 0 | 0 | 0 | 0.055966 | 497.9043 | 0.055966 | 497.9043
[149 empty] | All EPR in 2020WLDFRSafety | WLDFR | HFTD - Transmission - Tier 2 - 230 kV or Higher | Non-Red Flag Warning - Catastrophic Fires | 2024 | Safety | 5534.8915 | 1759.53 | 2024 | Control | 0.053 | 3 | 0 | esc | 0 | 0 | 0 | 0 | 0.055966 | 309.7669 | 0.055966 | 309.7669
[149 empty] | All EPR in 2020WLDFRElectric Reliability | WLDFR | HFTD - Transmission - Tier 2 - 230 kV or Higher | Non-Red Flag Warning - Catastrophic Fires | 2025 | Electric Reliability | 233.2301 | 1759.53 | 2025 | Control | 0.1325 | 3 | 0 | esc | 0 | 0 | 0 | 0 | 0 | 0 | 0.15274 | 35.623
[149 empty] | All EPR in 2020WLDFRFinancial | WLDFR | HFTD - Transmission - Tier 2 - 230 kV or Higher | Non-Red Flag Warning - Catastrophic Fires | 2025 | Financial | 8896.516 | 1759.53 | 2025 | Control | 0.053 | 3 | 0 | esc | 0 | 0 | 0 | 0 | 0 | 0 | 0.055966 | 497.9043
[149 empty] | All EPR in 2020WLDFRSafety | WLDFR | HFTD - Transmission - Tier 2 - 230 kV or Higher | Non-Red Flag Warning - Catastrophic Fires | 2025 | Safety | 5534.8915 | 1759.53 | 2025 | Control | 0.053 | 3 | 0 | esc | 0 | 0 | 0 | 0 | 0 | 0 | 0.055966 | 309.7669
[149 empty] | All EPR in 2020WLDFRElectric Reliability | WLDFR | HFTD - Transmission - Tier 2 - 230 kV or Higher | Non-Red Flag Warning - Destructive Fires | 2021 | Electric Reliability | 222.2294 | 1759.53 | 2021 | Control | 0.1325 | 3 | 0 | esc | 0.15274 | 33.9428 | 0.15274 | 33.9428 | 0 | 0 | 0 | 0
[149 empty] | All EPR in 2020WLDFRFinancial | WLDFR | HFTD - Transmission - Tier 2 - 230 kV or Higher | Non-Red Flag Warning - Destructive Fires | 2021 | Financial | 8585.7228 | 1759.53 | 2021 | Control | 0.053 | 3 | 0 | esc | 0.055966 | 480.5104 | 0.055966 | 480.5104 | 0 | 0 | 0 | 0
[149 empty] | All EPR in 2020WLDFRElectric Reliability | WLDFR | HFTD - Transmission - Tier 2 - 230 kV or Higher | Non-Red Flag Warning - Destructive Fires | 2022 | Electric Reliability | 222.2294 | 1759.53 | 2022 | Control | 0.1325 | 3 | 0 | esc | 0.15274 | 33.9428 | 0.15274 | 33.9428 | 0.15274 | 33.9428 | 0 | 0
[149 empty] | All EPR in 2020WLDFRFinancial | WLDFR | HFTD - Transmission - Tier 2 - 230 kV or Higher | Non-Red Flag Warning - Destructive Fires | 2022 | Financial | 8585.7228 | 1759.53 | 2022 | Control | 0.053 | 3 | 0 | esc | 0.055966 | 480.5104 | 0.055966 | 480.5104 | 0.055966 | 480.5104 | 0 | 0
[149 empty] | All EPR in 2020WLDFRElectric Reliability | WLDFR | HFTD - Transmission - Tier 2 - 230 kV or Higher | Non-Red Flag Warning - Destructive Fires | 2023 | Electric Reliability | 233.2301 | 1759.53 | 2023 | Control | 0.1325 | 3 | 0 | esc | 0 | 0 | 0.15274 | 35.623 | 0.15274 | 35.623 | 0.15274 | 35.623
[149 empty] | All EPR in 2020WLDFRFinancial | WLDFR | HFTD - Transmission - Tier 2 - 230 kV or Higher | Non-Red Flag Warning - Destructive Fires | 2023 | Financial | 8896.516 | 1759.53 | 2023 | Control | 0.053 | 3 | 0 | esc | 0 | 0 | 0.055966 | 497.9043 | 0.055966 | 497.9043 | 0.055966 | 497.9043
[149 empty] | All EPR in 2020WLDFRElectric Reliability | WLDFR | HFTD - Transmission - Tier 2 - 230 kV or Higher | Non-Red Flag Warning - Destructive Fires | 2024 | Electric Reliability | 233.2301 | 1759.53 | 2024 | Control | 0.1325 | 3 | 0 | esc | 0 | 0 | 0 | 0 | 0.15274 | 35.623 | 0.15274 | 35.623
[149 empty] | All EPR in 2020WLDFRFinancial | WLDFR | HFTD - Transmission - Tier 2 - 230 kV or Higher | Non-Red Flag Warning - Destructive Fires | 2024 | Financial | 8896.516 | 1759.53 | 2024 | Control | 0.053 | 3 | 0 | esc | 0 | 0 | 0 | 0 | 0.055966 | 497.9043 | 0.055966 | 497.9043
[149 empty] | All EPR in 2020WLDFRElectric Reliability | WLDFR | HFTD - Transmission - Tier 2 - 230 kV or Higher | Non-Red Flag Warning - Destructive Fires | 2025 | Electric Reliability | 233.2301 | 1759.53 | 2025 | Control | 0.1325 | 3 | 0 | esc | 0 | 0 | 0 | 0 | 0 | 0 | 0.15274 | 35.623
[149 empty] | All EPR in 2020WLDFRFinancial | WLDFR | HFTD - Transmission - Tier 2 - 230 kV or Higher | Non-Red Flag Warning - Destructive Fires | 2025 | Financial | 8896.516 | 1759.53 | 2025 | Control | 0.053 | 3 | 0 | esc | 0 | 0 | 0 | 0 | 0 | 0 | 0.055966 | 497.9043
[149 empty] | All EPR in 2020WLDFRElectric Reliability | WLDFR | HFTD - Transmission - Tier 2 - 230 kV or Higher | Non-Red Flag Warning - Large Fires | 2021 | Electric Reliability | 0.69642 | 1759.53 | 2021 | Control | 0.1325 | 3 | 0 | esc | 0.15274 | 0.10637 | 0.15274 | 0.10637 | 0 | 0 | 0 | 0
[149 empty] | All EPR in 2020WLDFRFinancial | WLDFR | HFTD - Transmission - Tier 2 - 230 kV or Higher | Non-Red Flag Warning - Large Fires | 2021 | Financial | 2.942 | 1759.53 | 2021 | Control | 0.053 | 3 | 0 | esc | 0.055966 | 0.16465 | 0.055966 | 0.16465 | 0 | 0 | 0 | 0
[149 empty] | All EPR in 2020WLDFRSafety | WLDFR | HFTD - Transmission - Tier 2 - 230 kV or Higher | Non-Red Flag Warning - Large Fires | 2021 | Safety | 1.6022 | 1759.53 | 2021 | Control | 0.053 | 3 | 0 | esc | 0.055966 | 0.089668 | 0.055966 | 0.089668 | 0 | 0 | 0 | 0
[149 empty] | All EPR in 2020WLDFRElectric Reliability | WLDFR | HFTD - Transmission - Tier 2 - 230 kV or Higher | Non-Red Flag Warning - Large Fires | 2022 | Electric Reliability | 0.69642 | 1759.53 | 2022 | Control | 0.1325 | 3 | 0 | esc | 0.15274 | 0.10637 | 0.15274 | 0.10637 | 0.15274 | 0.10637 | 0 | 0
[149 empty] | All EPR in 2020WLDFRFinancial | WLDFR | HFTD - Transmission - Tier 2 - 230 kV or Higher | Non-Red Flag Warning - Large Fires | 2022 | Financial | 2.942 | 1759.53 | 2022 | Control | 0.053 | 3 | 0 | esc | 0.055966 | 0.16465 | 0.055966 | 0.16465 | 0.055966 | 0.16465 | 0 | 0
[149 empty] | All EPR in 2020WLDFRSafety | WLDFR | HFTD - Transmission - Tier 2 - 230 kV or Higher | Non-Red Flag Warning - Large Fires | 2022 | Safety | 1.6022 | 1759.53 | 2022 | Control | 0.053 | 3 | 0 | esc | 0.055966 | 0.089668 | 0.055966 | 0.089668 | 0.055966 | 0.089668 | 0 | 0
[149 empty] | All EPR in 2020WLDFRElectric Reliability | WLDFR | HFTD - Transmission - Tier 2 - 230 kV or Higher | Non-Red Flag Warning - Large Fires | 2023 | Electric Reliability | 0.71896 | 1759.53 | 2023 | Control | 0.1325 | 3 | 0 | esc | 0 | 0 | 0.15274 | 0.10981 | 0.15274 | 0.10981 | 0.15274 | 0.10981
[149 empty] | All EPR in 2020WLDFRFinancial | WLDFR | HFTD - Transmission - Tier 2 - 230 kV or Higher | Non-Red Flag Warning - Large Fires | 2023 | Financial | 3.0715 | 1759.53 | 2023 | Control | 0.053 | 3 | 0 | esc | 0 | 0 | 0.055966 | 0.1719 | 0.055966 | 0.1719 | 0.055966 | 0.1719
[149 empty] | All EPR in 2020WLDFRSafety | WLDFR | HFTD - Transmission - Tier 2 - 230 kV or Higher | Non-Red Flag Warning - Large Fires | 2023 | Safety | 1.6846 | 1759.53 | 2023 | Control | 0.053 | 3 | 0 | esc | 0 | 0 | 0.055966 | 0.094279 | 0.055966 | 0.094279 | 0.055966 | 0.094279
[149 empty] | All EPR in 2020WLDFRElectric Reliability | WLDFR | HFTD - Transmission - Tier 2 - 230 kV or Higher | Non-Red Flag Warning - Large Fires | 2024 | Electric Reliability | 0.71896 | 1759.53 | 2024 | Control | 0.1325 | 3 | 0 | esc | 0 | 0 | 0 | 0 | 0.15274 | 0.10981 | 0.15274 | 0.10981
[149 empty] | All EPR in 2020WLDFRFinancial | WLDFR | HFTD - Transmission - Tier 2 - 230 kV or Higher | Non-Red Flag Warning - Large Fires | 2024 | Financial | 3.0715 | 1759.53 | 2024 | Control | 0.053 | 3 | 0 | esc | 0 | 0 | 0 | 0 | 0.055966 | 0.1719 | 0.055966 | 0.1719
[149 empty] | All EPR in 2020WLDFRSafety | WLDFR | HFTD - Transmission - Tier 2 - 230 kV or Higher | Non-Red Flag Warning - Large Fires | 2024 | Safety | 1.6846 | 1759.53 | 2024 | Control | 0.053 | 3 | 0 | esc | 0 | 0 | 0 | 0 | 0.055966 | 0.094279 | 0.055966 | 0.094279
[149 empty] | All EPR in 2020WLDFRElectric Reliability | WLDFR | HFTD - Transmission - Tier 2 - 230 kV or Higher | Non-Red Flag Warning - Large Fires | 2025 | Electric Reliability | 0.71896 | 1759.53 | 2025 | Control | 0.1325 | 3 | 0 | esc | 0 | 0 | 0 | 0 | 0 | 0 | 0.15274 | 0.10981
[149 empty] | All EPR in 2020WLDFRFinancial | WLDFR | HFTD - Transmission - Tier 2 - 230 kV or Higher | Non-Red Flag Warning - Large Fires | 2025 | Financial | 3.0715 | 1759.53 | 2025 | Control | 0.053 | 3 | 0 | esc | 0 | 0 | 0 | 0 | 0 | 0 | 0.055966 | 0.1719
[149 empty] | All EPR in 2020WLDFRSafety | WLDFR | HFTD - Transmission - Tier 2 - 230 kV or Higher | Non-Red Flag Warning - Large Fires | 2025 | Safety | 1.6846 | 1759.53 | 2025 | Control | 0.053 | 3 | 0 | esc | 0 | 0 | 0 | 0 | 0 | 0 | 0.055966 | 0.094279
[149 empty] | All EPR in 2020WLDFRElectric Reliability | WLDFR | HFTD - Transmission - Tier 2 - 230 kV or Higher | Non-Red Flag Warning - Small Fires | 2021 | Electric Reliability | 0.036425 | 1759.53 | 2021 | Control | 0.1325 | 3 | 0 | esc | 0.15274 | 0.0055635 | 0.15274 | 0.0055635 | 0 | 0 | 0 | 0
[149 empty] | All EPR in 2020WLDFRFinancial | WLDFR | HFTD - Transmission - Tier 2 - 230 kV or Higher | Non-Red Flag Warning - Small Fires | 2021 | Financial | 0.0015809 | 1759.53 | 2021 | Control | 0.053 | 3 | 0 | esc | 0.055966 | 8.8475e-05 | 0.055966 | 8.8475e-05 | 0 | 0 | 0 | 0
[149 empty] | All EPR in 2020WLDFRSafety | WLDFR | HFTD - Transmission - Tier 2 - 230 kV or Higher | Non-Red Flag Warning - Small Fires | 2021 | Safety | 0.039895 | 1759.53 | 2021 | Control | 0.053 | 3 | 0 | esc | 0.055966 | 0.0022328 | 0.055966 | 0.0022328 | 0 | 0 | 0 | 0
[149 empty] | All EPR in 2020WLDFRElectric Reliability | WLDFR | HFTD - Transmission - Tier 2 - 230 kV or Higher | Non-Red Flag Warning - Small Fires | 2022 | Electric Reliability | 0.036425 | 1759.53 | 2022 | Control | 0.1325 | 3 | 0 | esc | 0.15274 | 0.0055635 | 0.15274 | 0.0055635 | 0.15274 | 0.0055635 | 0 | 0
[149 empty] | All EPR in 2020WLDFRFinancial | WLDFR | HFTD - Transmission - Tier 2 - 230 kV or Higher | Non-Red Flag Warning - Small Fires | 2022 | Financial | 0.0015809 | 1759.53 | 2022 | Control | 0.053 | 3 | 0 | esc | 0.055966 | 8.8475e-05 | 0.055966 | 8.8475e-05 | 0.055966 | 8.8475e-05 | 0 | 0
[149 empty] | All EPR in 2020WLDFRSafety | WLDFR | HFTD - Transmission - Tier 2 - 230 kV or Higher | Non-Red Flag Warning - Small Fires | 2022 | Safety | 0.039895 | 1759.53 | 2022 | Control | 0.053 | 3 | 0 | esc | 0.055966 | 0.0022328 | 0.055966 | 0.0022328 | 0.055966 | 0.0022328 | 0 | 0
[149 empty] | All EPR in 2020WLDFRElectric Reliability | WLDFR | HFTD - Transmission - Tier 2 - 230 kV or Higher | Non-Red Flag Warning - Small Fires | 2023 | Electric Reliability | 0.03759 | 1759.53 | 2023 | Control | 0.1325 | 3 | 0 | esc | 0 | 0 | 0.15274 | 0.0057414 | 0.15274 | 0.0057414 | 0.15274 | 0.0057414
[149 empty] | All EPR in 2020WLDFRFinancial | WLDFR | HFTD - Transmission - Tier 2 - 230 kV or Higher | Non-Red Flag Warning - Small Fires | 2023 | Financial | 0.0016314 | 1759.53 | 2023 | Control | 0.053 | 3 | 0 | esc | 0 | 0 | 0.055966 | 9.1305e-05 | 0.055966 | 9.1305e-05 | 0.055966 | 9.1305e-05
[149 empty] | All EPR in 2020WLDFRSafety | WLDFR | HFTD - Transmission - Tier 2 - 230 kV or Higher | Non-Red Flag Warning - Small Fires | 2023 | Safety | 0.041187 | 1759.53 | 2023 | Control | 0.053 | 3 | 0 | esc | 0 | 0 | 0.055966 | 0.0023051 | 0.055966 | 0.0023051 | 0.055966 | 0.0023051
[149 empty] | All EPR in 2020WLDFRElectric Reliability | WLDFR | HFTD - Transmission - Tier 2 - 230 kV or Higher | Non-Red Flag Warning - Small Fires | 2024 | Electric Reliability | 0.03759 | 1759.53 | 2024 | Control | 0.1325 | 3 | 0 | esc | 0 | 0 | 0 | 0 | 0.15274 | 0.0057414 | 0.15274 | 0.0057414
[149 empty] | All EPR in 2020WLDFRFinancial | WLDFR | HFTD - Transmission - Tier 2 - 230 kV or Higher | Non-Red Flag Warning - Small Fires | 2024 | Financial | 0.0016314 | 1759.53 | 2024 | Control | 0.053 | 3 | 0 | esc | 0 | 0 | 0 | 0 | 0.055966 | 9.1305e-05 | 0.055966 | 9.1305e-05
[149 empty] | All EPR in 2020WLDFRSafety | WLDFR | HFTD - Transmission - Tier 2 - 230 kV or Higher | Non-Red Flag Warning - Small Fires | 2024 | Safety | 0.041187 | 1759.53 | 2024 | Control | 0.053 | 3 | 0 | esc | 0 | 0 | 0 | 0 | 0.055966 | 0.0023051 | 0.055966 | 0.0023051
[149 empty] | All EPR in 2020WLDFRElectric Reliability | WLDFR | HFTD - Transmission - Tier 2 - 230 kV or Higher | Non-Red Flag Warning - Small Fires | 2025 | Electric Reliability | 0.03759 | 1759.53 | 2025 | Control | 0.1325 | 3 | 0 | esc | 0 | 0 | 0 | 0 | 0 | 0 | 0.15274 | 0.0057414
[149 empty] | All EPR in 2020WLDFRFinancial | WLDFR | HFTD - Transmission - Tier 2 - 230 kV or Higher | Non-Red Flag Warning - Small Fires | 2025 | Financial | 0.0016314 | 1759.53 | 2025 | Control | 0.053 | 3 | 0 | esc | 0 | 0 | 0 | 0 | 0 | 0 | 0.055966 | 9.1305e-05
[149 empty] | All EPR in 2020WLDFRSafety | WLDFR | HFTD - Transmission - Tier 2 - 230 kV or Higher | Non-Red Flag Warning - Small Fires | 2025 | Safety | 0.041187 | 1759.53 | 2025 | Control | 0.053 | 3 | 0 | esc | 0 | 0 | 0 | 0 | 0 | 0 | 0.055966 | 0.0023051
[149 empty] | All EPR in 2020WLDFRElectric Reliability | WLDFR | HFTD - Transmission - Tier 2 - 230 kV or Higher | Red Flag Warning - Catastrophic Fires | 2021 | Electric Reliability | 222.2294 | 1759.53 | 2021 | Control | 0.1325 | 3 | 0 | esc | 0.15274 | 33.9428 | 0.15274 | 33.9428 | 0 | 0 | 0 | 0
[149 empty] | All EPR in 2020WLDFRFinancial | WLDFR | HFTD - Transmission - Tier 2 - 230 kV or Higher | Red Flag Warning - Catastrophic Fires | 2021 | Financial | 8585.7228 | 1759.53 | 2021 | Control | 0.053 | 3 | 0 | esc | 0.055966 | 480.5104 | 0.055966 | 480.5104 | 0 | 0 | 0 | 0
[149 empty] | All EPR in 2020WLDFRSafety | WLDFR | HFTD - Transmission - Tier 2 - 230 kV or Higher | Red Flag Warning - Catastrophic Fires | 2021 | Safety | 5338.1784 | 1759.53 | 2021 | Control | 0.053 | 3 | 0 | esc | 0.055966 | 298.7576 | 0.055966 | 298.7576 | 0 | 0 | 0 | 0
[149 empty] | All EPR in 2020WLDFRElectric Reliability | WLDFR | HFTD - Transmission - Tier 2 - 230 kV or Higher | Red Flag Warning - Catastrophic Fires | 2022 | Electric Reliability | 222.2294 | 1759.53 | 2022 | Control | 0.1325 | 3 | 0 | esc | 0.15274 | 33.9428 | 0.15274 | 33.9428 | 0.15274 | 33.9428 | 0 | 0
[149 empty] | All EPR in 2020WLDFRFinancial | WLDFR | HFTD - Transmission - Tier 2 - 230 kV or Higher | Red Flag Warning - Catastrophic Fires | 2022 | Financial | 8585.7228 | 1759.53 | 2022 | Control | 0.053 | 3 | 0 | esc | 0.055966 | 480.5104 | 0.055966 | 480.5104 | 0.055966 | 480.5104 | 0 | 0
[149 empty] | All EPR in 2020WLDFRSafety | WLDFR | HFTD - Transmission - Tier 2 - 230 kV or Higher | Red Flag Warning - Catastrophic Fires | 2022 | Safety | 5338.1784 | 1759.53 | 2022 | Control | 0.053 | 3 | 0 | esc | 0.055966 | 298.7576 | 0.055966 | 298.7576 | 0.055966 | 298.7576 | 0 | 0
[149 empty] | All EPR in 2020WLDFRElectric Reliability | WLDFR | HFTD - Transmission - Tier 2 - 230 kV or Higher | Red Flag Warning - Catastrophic Fires | 2023 | Electric Reliability | 233.2301 | 1759.53 | 2023 | Control | 0.1325 | 3 | 0 | esc | 0 | 0 | 0.15274 | 35.623 | 0.15274 | 35.623 | 0.15274 | 35.623
[149 empty] | All EPR in 2020WLDFRFinancial | WLDFR | HFTD - Transmission - Tier 2 - 230 kV or Higher | Red Flag Warning - Catastrophic Fires | 2023 | Financial | 8896.516 | 1759.53 | 2023 | Control | 0.053 | 3 | 0 | esc | 0 | 0 | 0.055966 | 497.9043 | 0.055966 | 497.9043 | 0.055966 | 497.9043
[149 empty] | All EPR in 2020WLDFRSafety | WLDFR | HFTD - Transmission - Tier 2 - 230 kV or Higher | Red Flag Warning - Catastrophic Fires | 2023 | Safety | 5534.8915 | 1759.53 | 2023 | Control | 0.053 | 3 | 0 | esc | 0 | 0 | 0.055966 | 309.7669 | 0.055966 | 309.7669 | 0.055966 | 309.7669
[149 empty] | All EPR in 2020WLDFRElectric Reliability | WLDFR | HFTD - Transmission - Tier 2 - 230 kV or Higher | Red Flag Warning - Catastrophic Fires | 2024 | Electric Reliability | 233.2301 | 1759.53 | 2024 | Control | 0.1325 | 3 | 0 | esc | 0 | 0 | 0 | 0 | 0.15274 | 35.623 | 0.15274 | 35.623
[149 empty] | All EPR in 2020WLDFRFinancial | WLDFR | HFTD - Transmission - Tier 2 - 230 kV or Higher | Red Flag Warning - Catastrophic Fires | 2024 | Financial | 8896.516 | 1759.53 | 2024 | Control | 0.053 | 3 | 0 | esc | 0 | 0 | 0 | 0 | 0.055966 | 497.9043 | 0.055966 | 497.9043
[149 empty] | All EPR in 2020WLDFRSafety | WLDFR | HFTD - Transmission - Tier 2 - 230 kV or Higher | Red Flag Warning - Catastrophic Fires | 2024 | Safety | 5534.8915 | 1759.53 | 2024 | Control | 0.053 | 3 | 0 | esc | 0 | 0 | 0 | 0 | 0.055966 | 309.7669 | 0.055966 | 309.7669
[149 empty] | All EPR in 2020WLDFRElectric Reliability | WLDFR | HFTD - Transmission - Tier 2 - 230 kV or Higher | Red Flag Warning - Catastrophic Fires | 2025 | Electric Reliability | 233.2301 | 1759.53 | 2025 | Control | 0.1325 | 3 | 0 | esc | 0 | 0 | 0 | 0 | 0 | 0 | 0.15274 | 35.623
[149 empty] | All EPR in 2020WLDFRFinancial | WLDFR | HFTD - Transmission - Tier 2 - 230 kV or Higher | Red Flag Warning - Catastrophic Fires | 2025 | Financial | 8896.516 | 1759.53 | 2025 | Control | 0.053 | 3 | 0 | esc | 0 | 0 | 0 | 0 | 0 | 0 | 0.055966 | 497.9043
[149 empty] | All EPR in 2020WLDFRSafety | WLDFR | HFTD - Transmission - Tier 2 - 230 kV or Higher | Red Flag Warning - Catastrophic Fires | 2025 | Safety | 5534.8915 | 1759.53 | 2025 | Control | 0.053 | 3 | 0 | esc | 0 | 0 | 0 | 0 | 0 | 0 | 0.055966 | 309.7669
[149 empty] | All EPR in 2020WLDFRElectric Reliability | WLDFR | HFTD - Transmission - Tier 2 - 230 kV or Higher | Red Flag Warning - Destructive Fires | 2021 | Electric Reliability | 222.2294 | 1759.53 | 2021 | Control | 0.1325 | 3 | 0 | esc | 0.15274 | 33.9428 | 0.15274 | 33.9428 | 0 | 0 | 0 | 0
[149 empty] | All EPR in 2020WLDFRFinancial | WLDFR | HFTD - Transmission - Tier 2 - 230 kV or Higher | Red Flag Warning - Destructive Fires | 2021 | Financial | 8585.7228 | 1759.53 | 2021 | Control | 0.053 | 3 | 0 | esc | 0.055966 | 480.5104 | 0.055966 | 480.5104 | 0 | 0 | 0 | 0
[149 empty] | All EPR in 2020WLDFRElectric Reliability | WLDFR | HFTD - Transmission - Tier 2 - 230 kV or Higher | Red Flag Warning - Destructive Fires | 2022 | Electric Reliability | 222.2294 | 1759.53 | 2022 | Control | 0.1325 | 3 | 0 | esc | 0.15274 | 33.9428 | 0.15274 | 33.9428 | 0.15274 | 33.9428 | 0 | 0
[149 empty] | All EPR in 2020WLDFRFinancial | WLDFR | HFTD - Transmission - Tier 2 - 230 kV or Higher | Red Flag Warning - Destructive Fires | 2022 | Financial | 8585.7228 | 1759.53 | 2022 | Control | 0.053 | 3 | 0 | esc | 0.055966 | 480.5104 | 0.055966 | 480.5104 | 0.055966 | 480.5104 | 0 | 0
[149 empty] | All EPR in 2020WLDFRElectric Reliability | WLDFR | HFTD - Transmission - Tier 2 - 230 kV or Higher | Red Flag Warning - Destructive Fires | 2023 | Electric Reliability | 233.2301 | 1759.53 | 2023 | Control | 0.1325 | 3 | 0 | esc | 0 | 0 | 0.15274 | 35.623 | 0.15274 | 35.623 | 0.15274 | 35.623
[149 empty] | All EPR in 2020WLDFRFinancial | WLDFR | HFTD - Transmission - Tier 2 - 230 kV or Higher | Red Flag Warning - Destructive Fires | 2023 | Financial | 8896.516 | 1759.53 | 2023 | Control | 0.053 | 3 | 0 | esc | 0 | 0 | 0.055966 | 497.9043 | 0.055966 | 497.9043 | 0.055966 | 497.9043
[149 empty] | All EPR in 2020WLDFRElectric Reliability | WLDFR | HFTD - Transmission - Tier 2 - 230 kV or Higher | Red Flag Warning - Destructive Fires | 2024 | Electric Reliability | 233.2301 | 1759.53 | 2024 | Control | 0.1325 | 3 | 0 | esc | 0 | 0 | 0 | 0 | 0.15274 | 35.623 | 0.15274 | 35.623
[149 empty] | All EPR in 2020WLDFRFinancial | WLDFR | HFTD - Transmission - Tier 2 - 230 kV or Higher | Red Flag Warning - Destructive Fires | 2024 | Financial | 8896.516 | 1759.53 | 2024 | Control | 0.053 | 3 | 0 | esc | 0 | 0 | 0 | 0 | 0.055966 | 497.9043 | 0.055966 | 497.9043
[149 empty] | All EPR in 2020WLDFRElectric Reliability | WLDFR | HFTD - Transmission - Tier 2 - 230 kV or Higher | Red Flag Warning - Destructive Fires | 2025 | Electric Reliability | 233.2301 | 1759.53 | 2025 | Control | 0.1325 | 3 | 0 | esc | 0 | 0 | 0 | 0 | 0 | 0 | 0.15274 | 35.623
[149 empty] | All EPR in 2020WLDFRFinancial | WLDFR | HFTD - Transmission - Tier 2 - 230 kV or Higher | Red Flag Warning - Destructive Fires | 2025 | Financial | 8896.516 | 1759.53 | 2025 | Control | 0.053 | 3 | 0 | esc | 0 | 0 | 0 | 0 | 0 | 0 | 0.055966 | 497.9043
[149 empty] | All EPR in 2020WLDFRElectric Reliability | WLDFR | HFTD - Transmission - Tier 2 - 230 kV or Higher | Red Flag Warning - Large Fires | 2021 | Electric Reliability | 0.69642 | 1759.53 | 2021 | Control | 0.1325 | 3 | 0 | esc | 0.15274 | 0.10637 | 0.15274 | 0.10637 | 0 | 0 | 0 | 0
[149 empty] | All EPR in 2020WLDFRFinancial | WLDFR | HFTD - Transmission - Tier 2 - 230 kV or Higher | Red Flag Warning - Large Fires | 2021 | Financial | 2.942 | 1759.53 | 2021 | Control | 0.053 | 3 | 0 | esc | 0.055966 | 0.16465 | 0.055966 | 0.16465 | 0 | 0 | 0 | 0
[149 empty] | All EPR in 2020WLDFRSafety | WLDFR | HFTD - Transmission - Tier 2 - 230 kV or Higher | Red Flag Warning - Large Fires | 2021 | Safety | 1.6022 | 1759.53 | 2021 | Control | 0.053 | 3 | 0 | esc | 0.055966 | 0.089668 | 0.055966 | 0.089668 | 0 | 0 | 0 | 0
[149 empty] | All EPR in 2020WLDFRElectric Reliability | WLDFR | HFTD - Transmission - Tier 2 - 230 kV or Higher | Red Flag Warning - Large Fires | 2022 | Electric Reliability | 0.69642 | 1759.53 | 2022 | Control | 0.1325 | 3 | 0 | esc | 0.15274 | 0.10637 | 0.15274 | 0.10637 | 0.15274 | 0.10637 | 0 | 0
[149 empty] | All EPR in 2020WLDFRFinancial | WLDFR | HFTD - Transmission - Tier 2 - 230 kV or Higher | Red Flag Warning - Large Fires | 2022 | Financial | 2.942 | 1759.53 | 2022 | Control | 0.053 | 3 | 0 | esc | 0.055966 | 0.16465 | 0.055966 | 0.16465 | 0.055966 | 0.16465 | 0 | 0
[149 empty] | All EPR in 2020WLDFRSafety | WLDFR | HFTD - Transmission - Tier 2 - 230 kV or Higher | Red Flag Warning - Large Fires | 2022 | Safety | 1.6022 | 1759.53 | 2022 | Control | 0.053 | 3 | 0 | esc | 0.055966 | 0.089668 | 0.055966 | 0.089668 | 0.055966 | 0.089668 | 0 | 0
[149 empty] | All EPR in 2020WLDFRElectric Reliability | WLDFR | HFTD - Transmission - Tier 2 - 230 kV or Higher | Red Flag Warning - Large Fires | 2023 | Electric Reliability | 0.71896 | 1759.53 | 2023 | Control | 0.1325 | 3 | 0 | esc | 0 | 0 | 0.15274 | 0.10981 | 0.15274 | 0.10981 | 0.15274 | 0.10981
[149 empty] | All EPR in 2020WLDFRFinancial | WLDFR | HFTD - Transmission - Tier 2 - 230 kV or Higher | Red Flag Warning - Large Fires | 2023 | Financial | 3.0715 | 1759.53 | 2023 | Control | 0.053 | 3 | 0 | esc | 0 | 0 | 0.055966 | 0.1719 | 0.055966 | 0.1719 | 0.055966 | 0.1719
[149 empty] | All EPR in 2020WLDFRSafety | WLDFR | HFTD - Transmission - Tier 2 - 230 kV or Higher | Red Flag Warning - Large Fires | 2023 | Safety | 1.6846 | 1759.53 | 2023 | Control | 0.053 | 3 | 0 | esc | 0 | 0 | 0.055966 | 0.094279 | 0.055966 | 0.094279 | 0.055966 | 0.094279
[149 empty] | All EPR in 2020WLDFRElectric Reliability | WLDFR | HFTD - Transmission - Tier 2 - 230 kV or Higher | Red Flag Warning - Large Fires | 2024 | Electric Reliability | 0.71896 | 1759.53 | 2024 | Control | 0.1325 | 3 | 0 | esc | 0 | 0 | 0 | 0 | 0.15274 | 0.10981 | 0.15274 | 0.10981
[149 empty] | All EPR in 2020WLDFRFinancial | WLDFR | HFTD - Transmission - Tier 2 - 230 kV or Higher | Red Flag Warning - Large Fires | 2024 | Financial | 3.0715 | 1759.53 | 2024 | Control | 0.053 | 3 | 0 | esc | 0 | 0 | 0 | 0 | 0.055966 | 0.1719 | 0.055966 | 0.1719
[149 empty] | All EPR in 2020WLDFRSafety | WLDFR | HFTD - Transmission - Tier 2 - 230 kV or Higher | Red Flag Warning - Large Fires | 2024 | Safety | 1.6846 | 1759.53 | 2024 | Control | 0.053 | 3 | 0 | esc | 0 | 0 | 0 | 0 | 0.055966 | 0.094279 | 0.055966 | 0.094279
[149 empty] | All EPR in 2020WLDFRElectric Reliability | WLDFR | HFTD - Transmission - Tier 2 - 230 kV or Higher | Red Flag Warning - Large Fires | 2025 | Electric Reliability | 0.71896 | 1759.53 | 2025 | Control | 0.1325 | 3 | 0 | esc | 0 | 0 | 0 | 0 | 0 | 0 | 0.15274 | 0.10981
[149 empty] | All EPR in 2020WLDFRFinancial | WLDFR | HFTD - Transmission - Tier 2 - 230 kV or Higher | Red Flag Warning - Large Fires | 2025 | Financial | 3.0715 | 1759.53 | 2025 | Control | 0.053 | 3 | 0 | esc | 0 | 0 | 0 | 0 | 0 | 0 | 0.055966 | 0.1719
[149 empty] | All EPR in 2020WLDFRSafety | WLDFR | HFTD - Transmission - Tier 2 - 230 kV or Higher | Red Flag Warning - Large Fires | 2025 | Safety | 1.6846 | 1759.53 | 2025 | Control | 0.053 | 3 | 0 | esc | 0 | 0 | 0 | 0 | 0 | 0 | 0.055966 | 0.094279
[149 empty] | All EPR in 2020WLDFRElectric Reliability | WLDFR | HFTD - Transmission - Tier 2 - 230 kV or Higher | Red Flag Warning - Small Fires | 2021 | Electric Reliability | 0.036425 | 1759.53 | 2021 | Control | 0.1325 | 3 | 0 | esc | 0.15274 | 0.0055635 | 0.15274 | 0.0055635 | 0 | 0 | 0 | 0
[149 empty] | All EPR in 2020WLDFRFinancial | WLDFR | HFTD - Transmission - Tier 2 - 230 kV or Higher | Red Flag Warning - Small Fires | 2021 | Financial | 0.0015809 | 1759.53 | 2021 | Control | 0.053 | 3 | 0 | esc | 0.055966 | 8.8475e-05 | 0.055966 | 8.8475e-05 | 0 | 0 | 0 | 0
[149 empty] | All EPR in 2020WLDFRSafety | WLDFR | HFTD - Transmission - Tier 2 - 230 kV or Higher | Red Flag Warning - Small Fires | 2021 | Safety | 0.039895 | 1759.53 | 2021 | Control | 0.053 | 3 | 0 | esc | 0.055966 | 0.0022328 | 0.055966 | 0.0022328 | 0 | 0 | 0 | 0
[149 empty] | All EPR in 2020WLDFRElectric Reliability | WLDFR | HFTD - Transmission - Tier 2 - 230 kV or Higher | Red Flag Warning - Small Fires | 2022 | Electric Reliability | 0.036425 | 1759.53 | 2022 | Control | 0.1325 | 3 | 0 | esc | 0.15274 | 0.0055635 | 0.15274 | 0.0055635 | 0.15274 | 0.0055635 | 0 | 0
[149 empty] | All EPR in 2020WLDFRFinancial | WLDFR | HFTD - Transmission - Tier 2 - 230 kV or Higher | Red Flag Warning - Small Fires | 2022 | Financial | 0.0015809 | 1759.53 | 2022 | Control | 0.053 | 3 | 0 | esc | 0.055966 | 8.8475e-05 | 0.055966 | 8.8475e-05 | 0.055966 | 8.8475e-05 | 0 | 0
[149 empty] | All EPR in 2020WLDFRSafety | WLDFR | HFTD - Transmission - Tier 2 - 230 kV or Higher | Red Flag Warning - Small Fires | 2022 | Safety | 0.039895 | 1759.53 | 2022 | Control | 0.053 | 3 | 0 | esc | 0.055966 | 0.0022328 | 0.055966 | 0.0022328 | 0.055966 | 0.0022328 | 0 | 0
[149 empty] | All EPR in 2020WLDFRElectric Reliability | WLDFR | HFTD - Transmission - Tier 2 - 230 kV or Higher | Red Flag Warning - Small Fires | 2023 | Electric Reliability | 0.03759 | 1759.53 | 2023 | Control | 0.1325 | 3 | 0 | esc | 0 | 0 | 0.15274 | 0.0057414 | 0.15274 | 0.0057414 | 0.15274 | 0.0057414
[149 empty] | All EPR in 2020WLDFRFinancial | WLDFR | HFTD - Transmission - Tier 2 - 230 kV or Higher | Red Flag Warning - Small Fires | 2023 | Financial | 0.0016314 | 1759.53 | 2023 | Control | 0.053 | 3 | 0 | esc | 0 | 0 | 0.055966 | 9.1305e-05 | 0.055966 | 9.1305e-05 | 0.055966 | 9.1305e-05
[149 empty] | All EPR in 2020WLDFRSafety | WLDFR | HFTD - Transmission - Tier 2 - 230 kV or Higher | Red Flag Warning - Small Fires | 2023 | Safety | 0.041187 | 1759.53 | 2023 | Control | 0.053 | 3 | 0 | esc | 0 | 0 | 0.055966 | 0.0023051 | 0.055966 | 0.0023051 | 0.055966 | 0.0023051
[149 empty] | All EPR in 2020WLDFRElectric Reliability | WLDFR | HFTD - Transmission - Tier 2 - 230 kV or Higher | Red Flag Warning - Small Fires | 2024 | Electric Reliability | 0.03759 | 1759.53 | 2024 | Control | 0.1325 | 3 | 0 | esc | 0 | 0 | 0 | 0 | 0.15274 | 0.0057414 | 0.15274 | 0.0057414
[149 empty] | All EPR in 2020WLDFRFinancial | WLDFR | HFTD - Transmission - Tier 2 - 230 kV or Higher | Red Flag Warning - Small Fires | 2024 | Financial | 0.0016314 | 1759.53 | 2024 | Control | 0.053 | 3 | 0 | esc | 0 | 0 | 0 | 0 | 0.055966 | 9.1305e-05 | 0.055966 | 9.1305e-05
[149 empty] | All EPR in 2020WLDFRSafety | WLDFR | HFTD - Transmission - Tier 2 - 230 kV or Higher | Red Flag Warning - Small Fires | 2024 | Safety | 0.041187 | 1759.53 | 2024 | Control | 0.053 | 3 | 0 | esc | 0 | 0 | 0 | 0 | 0.055966 | 0.0023051 | 0.055966 | 0.0023051
[149 empty] | All EPR in 2020WLDFRElectric Reliability | WLDFR | HFTD - Transmission - Tier 2 - 230 kV or Higher | Red Flag Warning - Small Fires | 2025 | Electric Reliability | 0.03759 | 1759.53 | 2025 | Control | 0.1325 | 3 | 0 | esc | 0 | 0 | 0 | 0 | 0 | 0 | 0.15274 | 0.0057414
[149 empty] | All EPR in 2020WLDFRFinancial | WLDFR | HFTD - Transmission - Tier 2 - 230 kV or Higher | Red Flag Warning - Small Fires | 2025 | Financial | 0.0016314 | 1759.53 | 2025 | Control | 0.053 | 3 | 0 | esc | 0 | 0 | 0 | 0 | 0 | 0 | 0.055966 | 9.1305e-05
[149 empty] | All EPR in 2020WLDFRSafety | WLDFR | HFTD - Transmission - Tier 2 - 230 kV or Higher | Red Flag Warning - Small Fires | 2025 | Safety | 0.041187 | 1759.53 | 2025 | Control | 0.053 | 3 | 0 | esc | 0 | 0 | 0 | 0 | 0 | 0 | 0.055966 | 0.0023051
[149 empty] | All EPR in 2020WLDFRElectric Reliability | WLDFR | HFTD - Transmission - Tier 2 - 60/70 kV | Non-Red Flag Warning - Catastrophic Fires | 2021 | Electric Reliability | 222.2294 | 1419.51 | 2021 | Control | 0.1325 | 3 | 0 | esc | 0.15274 | 33.9428 | 0.15274 | 33.9428 | 0 | 0 | 0 | 0
[149 empty] | All EPR in 2020WLDFRFinancial | WLDFR | HFTD - Transmission - Tier 2 - 60/70 kV | Non-Red Flag Warning - Catastrophic Fires | 2021 | Financial | 8585.7228 | 1419.51 | 2021 | Control | 0.053 | 3 | 0 | esc | 0.055966 | 480.5104 | 0.055966 | 480.5104 | 0 | 0 | 0 | 0
[149 empty] | All EPR in 2020WLDFRSafety | WLDFR | HFTD - Transmission - Tier 2 - 60/70 kV | Non-Red Flag Warning - Catastrophic Fires | 2021 | Safety | 5338.1784 | 1419.51 | 2021 | Control | 0.053 | 3 | 0 | esc | 0.055966 | 298.7576 | 0.055966 | 298.7576 | 0 | 0 | 0 | 0
[149 empty] | All EPR in 2020WLDFRElectric Reliability | WLDFR | HFTD - Transmission - Tier 2 - 60/70 kV | Non-Red Flag Warning - Catastrophic Fires | 2022 | Electric Reliability | 222.2294 | 1419.51 | 2022 | Control | 0.1325 | 3 | 0 | esc | 0.15274 | 33.9428 | 0.15274 | 33.9428 | 0.15274 | 33.9428 | 0 | 0
[149 empty] | All EPR in 2020WLDFRFinancial | WLDFR | HFTD - Transmission - Tier 2 - 60/70 kV | Non-Red Flag Warning - Catastrophic Fires | 2022 | Financial | 8585.7228 | 1419.51 | 2022 | Control | 0.053 | 3 | 0 | esc | 0.055966 | 480.5104 | 0.055966 | 480.5104 | 0.055966 | 480.5104 | 0 | 0
[149 empty] | All EPR in 2020WLDFRSafety | WLDFR | HFTD - Transmission - Tier 2 - 60/70 kV | Non-Red Flag Warning - Catastrophic Fires | 2022 | Safety | 5338.1784 | 1419.51 | 2022 | Control | 0.053 | 3 | 0 | esc | 0.055966 | 298.7576 | 0.055966 | 298.7576 | 0.055966 | 298.7576 | 0 | 0
[149 empty] | All EPR in 2020WLDFRElectric Reliability | WLDFR | HFTD - Transmission - Tier 2 - 60/70 kV | Non-Red Flag Warning - Catastrophic Fires | 2023 | Electric Reliability | 233.2301 | 1419.51 | 2023 | Control | 0.1325 | 3 | 0 | esc | 0 | 0 | 0.15274 | 35.623 | 0.15274 | 35.623 | 0.15274 | 35.623
[149 empty] | All EPR in 2020WLDFRFinancial | WLDFR | HFTD - Transmission - Tier 2 - 60/70 kV | Non-Red Flag Warning - Catastrophic Fires | 2023 | Financial | 8896.516 | 1419.51 | 2023 | Control | 0.053 | 3 | 0 | esc | 0 | 0 | 0.055966 | 497.9043 | 0.055966 | 497.9043 | 0.055966 | 497.9043
[149 empty] | All EPR in 2020WLDFRSafety | WLDFR | HFTD - Transmission - Tier 2 - 60/70 kV | Non-Red Flag Warning - Catastrophic Fires | 2023 | Safety | 5534.8915 | 1419.51 | 2023 | Control | 0.053 | 3 | 0 | esc | 0 | 0 | 0.055966 | 309.7669 | 0.055966 | 309.7669 | 0.055966 | 309.7669
[149 empty] | All EPR in 2020WLDFRElectric Reliability | WLDFR | HFTD - Transmission - Tier 2 - 60/70 kV | Non-Red Flag Warning - Catastrophic Fires | 2024 | Electric Reliability | 233.2301 | 1419.51 | 2024 | Control | 0.1325 | 3 | 0 | esc | 0 | 0 | 0 | 0 | 0.15274 | 35.623 | 0.15274 | 35.623
[149 empty] | All EPR in 2020WLDFRFinancial | WLDFR | HFTD - Transmission - Tier 2 - 60/70 kV | Non-Red Flag Warning - Catastrophic Fires | 2024 | Financial | 8896.516 | 1419.51 | 2024 | Control | 0.053 | 3 | 0 | esc | 0 | 0 | 0 | 0 | 0.055966 | 497.9043 | 0.055966 | 497.9043
[149 empty] | All EPR in 2020WLDFRSafety | WLDFR | HFTD - Transmission - Tier 2 - 60/70 kV | Non-Red Flag Warning - Catastrophic Fires | 2024 | Safety | 5534.8915 | 1419.51 | 2024 | Control | 0.053 | 3 | 0 | esc | 0 | 0 | 0 | 0 | 0.055966 | 309.7669 | 0.055966 | 309.7669
[149 empty] | All EPR in 2020WLDFRElectric Reliability | WLDFR | HFTD - Transmission - Tier 2 - 60/70 kV | Non-Red Flag Warning - Catastrophic Fires | 2025 | Electric Reliability | 233.2301 | 1419.51 | 2025 | Control | 0.1325 | 3 | 0 | esc | 0 | 0 | 0 | 0 | 0 | 0 | 0.15274 | 35.623
[149 empty] | All EPR in 2020WLDFRFinancial | WLDFR | HFTD - Transmission - Tier 2 - 60/70 kV | Non-Red Flag Warning - Catastrophic Fires | 2025 | Financial | 8896.516 | 1419.51 | 2025 | Control | 0.053 | 3 | 0 | esc | 0 | 0 | 0 | 0 | 0 | 0 | 0.055966 | 497.9043
[149 empty] | All EPR in 2020WLDFRSafety | WLDFR | HFTD - Transmission - Tier 2 - 60/70 kV | Non-Red Flag Warning - Catastrophic Fires | 2025 | Safety | 5534.8915 | 1419.51 | 2025 | Control | 0.053 | 3 | 0 | esc | 0 | 0 | 0 | 0 | 0 | 0 | 0.055966 | 309.7669
[149 empty] | All EPR in 2020WLDFRElectric Reliability | WLDFR | HFTD - Transmission - Tier 2 - 60/70 kV | Non-Red Flag Warning - Destructive Fires | 2021 | Electric Reliability | 222.2294 | 1419.51 | 2021 | Control | 0.1325 | 3 | 0 | esc | 0.15274 | 33.9428 | 0.15274 | 33.9428 | 0 | 0 | 0 | 0
[149 empty] | All EPR in 2020WLDFRFinancial | WLDFR | HFTD - Transmission - Tier 2 - 60/70 kV | Non-Red Flag Warning - Destructive Fires | 2021 | Financial | 8585.7228 | 1419.51 | 2021 | Control | 0.053 | 3 | 0 | esc | 0.055966 | 480.5104 | 0.055966 | 480.5104 | 0 | 0 | 0 | 0
[149 empty] | All EPR in 2020WLDFRElectric Reliability | WLDFR | HFTD - Transmission - Tier 2 - 60/70 kV | Non-Red Flag Warning - Destructive Fires | 2022 | Electric Reliability | 222.2294 | 1419.51 | 2022 | Control | 0.1325 | 3 | 0 | esc | 0.15274 | 33.9428 | 0.15274 | 33.9428 | 0.15274 | 33.9428 | 0 | 0
[149 empty] | All EPR in 2020WLDFRFinancial | WLDFR | HFTD - Transmission - Tier 2 - 60/70 kV | Non-Red Flag Warning - Destructive Fires | 2022 | Financial | 8585.7228 | 1419.51 | 2022 | Control | 0.053 | 3 | 0 | esc | 0.055966 | 480.5104 | 0.055966 | 480.5104 | 0.055966 | 480.5104 | 0 | 0
[149 empty] | All EPR in 2020WLDFRElectric Reliability | WLDFR | HFTD - Transmission - Tier 2 - 60/70 kV | Non-Red Flag Warning - Destructive Fires | 2023 | Electric Reliability | 233.2301 | 1419.51 | 2023 | Control | 0.1325 | 3 | 0 | esc | 0 | 0 | 0.15274 | 35.623 | 0.15274 | 35.623 | 0.15274 | 35.623
[149 empty] | All EPR in 2020WLDFRFinancial | WLDFR | HFTD - Transmission - Tier 2 - 60/70 kV | Non-Red Flag Warning - Destructive Fires | 2023 | Financial | 8896.516 | 1419.51 | 2023 | Control | 0.053 | 3 | 0 | esc | 0 | 0 | 0.055966 | 497.9043 | 0.055966 | 497.9043 | 0.055966 | 497.9043
[149 empty] | All EPR in 2020WLDFRElectric Reliability | WLDFR | HFTD - Transmission - Tier 2 - 60/70 kV | Non-Red Flag Warning - Destructive Fires | 2024 | Electric Reliability | 233.2301 | 1419.51 | 2024 | Control | 0.1325 | 3 | 0 | esc | 0 | 0 | 0 | 0 | 0.15274 | 35.623 | 0.15274 | 35.623
[149 empty] | All EPR in 2020WLDFRFinancial | WLDFR | HFTD - Transmission - Tier 2 - 60/70 kV | Non-Red Flag Warning - Destructive Fires | 2024 | Financial | 8896.516 | 1419.51 | 2024 | Control | 0.053 | 3 | 0 | esc | 0 | 0 | 0 | 0 | 0.055966 | 497.9043 | 0.055966 | 497.9043
[149 empty] | All EPR in 2020WLDFRElectric Reliability | WLDFR | HFTD - Transmission - Tier 2 - 60/70 kV | Non-Red Flag Warning - Destructive Fires | 2025 | Electric Reliability | 233.2301 | 1419.51 | 2025 | Control | 0.1325 | 3 | 0 | esc | 0 | 0 | 0 | 0 | 0 | 0 | 0.15274 | 35.623
[149 empty] | All EPR in 2020WLDFRFinancial | WLDFR | HFTD - Transmission - Tier 2 - 60/70 kV | Non-Red Flag Warning - Destructive Fires | 2025 | Financial | 8896.516 | 1419.51 | 2025 | Control | 0.053 | 3 | 0 | esc | 0 | 0 | 0 | 0 | 0 | 0 | 0.055966 | 497.9043
[149 empty] | All EPR in 2020WLDFRElectric Reliability | WLDFR | HFTD - Transmission - Tier 2 - 60/70 kV | Non-Red Flag Warning - Large Fires | 2021 | Electric Reliability | 0.69642 | 1419.51 | 2021 | Control | 0.1325 | 3 | 0 | esc | 0.15274 | 0.10637 | 0.15274 | 0.10637 | 0 | 0 | 0 | 0
[149 empty] | All EPR in 2020WLDFRFinancial | WLDFR | HFTD - Transmission - Tier 2 - 60/70 kV | Non-Red Flag Warning - Large Fires | 2021 | Financial | 2.942 | 1419.51 | 2021 | Control | 0.053 | 3 | 0 | esc | 0.055966 | 0.16465 | 0.055966 | 0.16465 | 0 | 0 | 0 | 0
[149 empty] | All EPR in 2020WLDFRSafety | WLDFR | HFTD - Transmission - Tier 2 - 60/70 kV | Non-Red Flag Warning - Large Fires | 2021 | Safety | 1.6022 | 1419.51 | 2021 | Control | 0.053 | 3 | 0 | esc | 0.055966 | 0.089668 | 0.055966 | 0.089668 | 0 | 0 | 0 | 0
[149 empty] | All EPR in 2020WLDFRElectric Reliability | WLDFR | HFTD - Transmission - Tier 2 - 60/70 kV | Non-Red Flag Warning - Large Fires | 2022 | Electric Reliability | 0.69642 | 1419.51 | 2022 | Control | 0.1325 | 3 | 0 | esc | 0.15274 | 0.10637 | 0.15274 | 0.10637 | 0.15274 | 0.10637 | 0 | 0
[149 empty] | All EPR in 2020WLDFRFinancial | WLDFR | HFTD - Transmission - Tier 2 - 60/70 kV | Non-Red Flag Warning - Large Fires | 2022 | Financial | 2.942 | 1419.51 | 2022 | Control | 0.053 | 3 | 0 | esc | 0.055966 | 0.16465 | 0.055966 | 0.16465 | 0.055966 | 0.16465 | 0 | 0
[149 empty] | All EPR in 2020WLDFRSafety | WLDFR | HFTD - Transmission - Tier 2 - 60/70 kV | Non-Red Flag Warning - Large Fires | 2022 | Safety | 1.6022 | 1419.51 | 2022 | Control | 0.053 | 3 | 0 | esc | 0.055966 | 0.089668 | 0.055966 | 0.089668 | 0.055966 | 0.089668 | 0 | 0
[149 empty] | All EPR in 2020WLDFRElectric Reliability | WLDFR | HFTD - Transmission - Tier 2 - 60/70 kV | Non-Red Flag Warning - Large Fires | 2023 | Electric Reliability | 0.71896 | 1419.51 | 2023 | Control | 0.1325 | 3 | 0 | esc | 0 | 0 | 0.15274 | 0.10981 | 0.15274 | 0.10981 | 0.15274 | 0.10981
[149 empty] | All EPR in 2020WLDFRFinancial | WLDFR | HFTD - Transmission - Tier 2 - 60/70 kV | Non-Red Flag Warning - Large Fires | 2023 | Financial | 3.0715 | 1419.51 | 2023 | Control | 0.053 | 3 | 0 | esc | 0 | 0 | 0.055966 | 0.1719 | 0.055966 | 0.1719 | 0.055966 | 0.1719
[149 empty] | All EPR in 2020WLDFRSafety | WLDFR | HFTD - Transmission - Tier 2 - 60/70 kV | Non-Red Flag Warning - Large Fires | 2023 | Safety | 1.6846 | 1419.51 | 2023 | Control | 0.053 | 3 | 0 | esc | 0 | 0 | 0.055966 | 0.094279 | 0.055966 | 0.094279 | 0.055966 | 0.094279
[149 empty] | All EPR in 2020WLDFRElectric Reliability | WLDFR | HFTD - Transmission - Tier 2 - 60/70 kV | Non-Red Flag Warning - Large Fires | 2024 | Electric Reliability | 0.71896 | 1419.51 | 2024 | Control | 0.1325 | 3 | 0 | esc | 0 | 0 | 0 | 0 | 0.15274 | 0.10981 | 0.15274 | 0.10981
[149 empty] | All EPR in 2020WLDFRFinancial | WLDFR | HFTD - Transmission - Tier 2 - 60/70 kV | Non-Red Flag Warning - Large Fires | 2024 | Financial | 3.0715 | 1419.51 | 2024 | Control | 0.053 | 3 | 0 | esc | 0 | 0 | 0 | 0 | 0.055966 | 0.1719 | 0.055966 | 0.1719
[149 empty] | All EPR in 2020WLDFRSafety | WLDFR | HFTD - Transmission - Tier 2 - 60/70 kV | Non-Red Flag Warning - Large Fires | 2024 | Safety | 1.6846 | 1419.51 | 2024 | Control | 0.053 | 3 | 0 | esc | 0 | 0 | 0 | 0 | 0.055966 | 0.094279 | 0.055966 | 0.094279
[149 empty] | All EPR in 2020WLDFRElectric Reliability | WLDFR | HFTD - Transmission - Tier 2 - 60/70 kV | Non-Red Flag Warning - Large Fires | 2025 | Electric Reliability | 0.71896 | 1419.51 | 2025 | Control | 0.1325 | 3 | 0 | esc | 0 | 0 | 0 | 0 | 0 | 0 | 0.15274 | 0.10981
[149 empty] | All EPR in 2020WLDFRFinancial | WLDFR | HFTD - Transmission - Tier 2 - 60/70 kV | Non-Red Flag Warning - Large Fires | 2025 | Financial | 3.0715 | 1419.51 | 2025 | Control | 0.053 | 3 | 0 | esc | 0 | 0 | 0 | 0 | 0 | 0 | 0.055966 | 0.1719
[149 empty] | All EPR in 2020WLDFRSafety | WLDFR | HFTD - Transmission - Tier 2 - 60/70 kV | Non-Red Flag Warning - Large Fires | 2025 | Safety | 1.6846 | 1419.51 | 2025 | Control | 0.053 | 3 | 0 | esc | 0 | 0 | 0 | 0 | 0 | 0 | 0.055966 | 0.094279
[149 empty] | All EPR in 2020WLDFRElectric Reliability | WLDFR | HFTD - Transmission - Tier 2 - 60/70 kV | Non-Red Flag Warning - Small Fires | 2021 | Electric Reliability | 0.036425 | 1419.51 | 2021 | Control | 0.1325 | 3 | 0 | esc | 0.15274 | 0.0055635 | 0.15274 | 0.0055635 | 0 | 0 | 0 | 0
[149 empty] | All EPR in 2020WLDFRFinancial | WLDFR | HFTD - Transmission - Tier 2 - 60/70 kV | Non-Red Flag Warning - Small Fires | 2021 | Financial | 0.0015809 | 1419.51 | 2021 | Control | 0.053 | 3 | 0 | esc | 0.055966 | 8.8475e-05 | 0.055966 | 8.8475e-05 | 0 | 0 | 0 | 0
[149 empty] | All EPR in 2020WLDFRSafety | WLDFR | HFTD - Transmission - Tier 2 - 60/70 kV | Non-Red Flag Warning - Small Fires | 2021 | Safety | 0.039895 | 1419.51 | 2021 | Control | 0.053 | 3 | 0 | esc | 0.055966 | 0.0022328 | 0.055966 | 0.0022328 | 0 | 0 | 0 | 0
[149 empty] | All EPR in 2020WLDFRElectric Reliability | WLDFR | HFTD - Transmission - Tier 2 - 60/70 kV | Non-Red Flag Warning - Small Fires | 2022 | Electric Reliability | 0.036425 | 1419.51 | 2022 | Control | 0.1325 | 3 | 0 | esc | 0.15274 | 0.0055635 | 0.15274 | 0.0055635 | 0.15274 | 0.0055635 | 0 | 0
[149 empty] | All EPR in 2020WLDFRFinancial | WLDFR | HFTD - Transmission - Tier 2 - 60/70 kV | Non-Red Flag Warning - Small Fires | 2022 | Financial | 0.0015809 | 1419.51 | 2022 | Control | 0.053 | 3 | 0 | esc | 0.055966 | 8.8475e-05 | 0.055966 | 8.8475e-05 | 0.055966 | 8.8475e-05 | 0 | 0
[149 empty] | All EPR in 2020WLDFRSafety | WLDFR | HFTD - Transmission - Tier 2 - 60/70 kV | Non-Red Flag Warning - Small Fires | 2022 | Safety | 0.039895 | 1419.51 | 2022 | Control | 0.053 | 3 | 0 | esc | 0.055966 | 0.0022328 | 0.055966 | 0.0022328 | 0.055966 | 0.0022328 | 0 | 0
[149 empty] | All EPR in 2020WLDFRElectric Reliability | WLDFR | HFTD - Transmission - Tier 2 - 60/70 kV | Non-Red Flag Warning - Small Fires | 2023 | Electric Reliability | 0.03759 | 1419.51 | 2023 | Control | 0.1325 | 3 | 0 | esc | 0 | 0 | 0.15274 | 0.0057414 | 0.15274 | 0.0057414 | 0.15274 | 0.0057414
[149 empty] | All EPR in 2020WLDFRFinancial | WLDFR | HFTD - Transmission - Tier 2 - 60/70 kV | Non-Red Flag Warning - Small Fires | 2023 | Financial | 0.0016314 | 1419.51 | 2023 | Control | 0.053 | 3 | 0 | esc | 0 | 0 | 0.055966 | 9.1305e-05 | 0.055966 | 9.1305e-05 | 0.055966 | 9.1305e-05
[149 empty] | All EPR in 2020WLDFRSafety | WLDFR | HFTD - Transmission - Tier 2 - 60/70 kV | Non-Red Flag Warning - Small Fires | 2023 | Safety | 0.041187 | 1419.51 | 2023 | Control | 0.053 | 3 | 0 | esc | 0 | 0 | 0.055966 | 0.0023051 | 0.055966 | 0.0023051 | 0.055966 | 0.0023051
[149 empty] | All EPR in 2020WLDFRElectric Reliability | WLDFR | HFTD - Transmission - Tier 2 - 60/70 kV | Non-Red Flag Warning - Small Fires | 2024 | Electric Reliability | 0.03759 | 1419.51 | 2024 | Control | 0.1325 | 3 | 0 | esc | 0 | 0 | 0 | 0 | 0.15274 | 0.0057414 | 0.15274 | 0.0057414
[149 empty] | All EPR in 2020WLDFRFinancial | WLDFR | HFTD - Transmission - Tier 2 - 60/70 kV | Non-Red Flag Warning - Small Fires | 2024 | Financial | 0.0016314 | 1419.51 | 2024 | Control | 0.053 | 3 | 0 | esc | 0 | 0 | 0 | 0 | 0.055966 | 9.1305e-05 | 0.055966 | 9.1305e-05
[149 empty] | All EPR in 2020WLDFRSafety | WLDFR | HFTD - Transmission - Tier 2 - 60/70 kV | Non-Red Flag Warning - Small Fires | 2024 | Safety | 0.041187 | 1419.51 | 2024 | Control | 0.053 | 3 | 0 | esc | 0 | 0 | 0 | 0 | 0.055966 | 0.0023051 | 0.055966 | 0.0023051
[149 empty] | All EPR in 2020WLDFRElectric Reliability | WLDFR | HFTD - Transmission - Tier 2 - 60/70 kV | Non-Red Flag Warning - Small Fires | 2025 | Electric Reliability | 0.03759 | 1419.51 | 2025 | Control | 0.1325 | 3 | 0 | esc | 0 | 0 | 0 | 0 | 0 | 0 | 0.15274 | 0.0057414
[149 empty] | All EPR in 2020WLDFRFinancial | WLDFR | HFTD - Transmission - Tier 2 - 60/70 kV | Non-Red Flag Warning - Small Fires | 2025 | Financial | 0.0016314 | 1419.51 | 2025 | Control | 0.053 | 3 | 0 | esc | 0 | 0 | 0 | 0 | 0 | 0 | 0.055966 | 9.1305e-05
[149 empty] | All EPR in 2020WLDFRSafety | WLDFR | HFTD - Transmission - Tier 2 - 60/70 kV | Non-Red Flag Warning - Small Fires | 2025 | Safety | 0.041187 | 1419.51 | 2025 | Control | 0.053 | 3 | 0 | esc | 0 | 0 | 0 | 0 | 0 | 0 | 0.055966 | 0.0023051
[149 empty] | All EPR in 2020WLDFRElectric Reliability | WLDFR | HFTD - Transmission - Tier 2 - 60/70 kV | Red Flag Warning - Catastrophic Fires | 2021 | Electric Reliability | 222.2294 | 1419.51 | 2021 | Control | 0.1325 | 3 | 0 | esc | 0.15274 | 33.9428 | 0.15274 | 33.9428 | 0 | 0 | 0 | 0
[149 empty] | All EPR in 2020WLDFRFinancial | WLDFR | HFTD - Transmission - Tier 2 - 60/70 kV | Red Flag Warning - Catastrophic Fires | 2021 | Financial | 8585.7228 | 1419.51 | 2021 | Control | 0.053 | 3 | 0 | esc | 0.055966 | 480.5104 | 0.055966 | 480.5104 | 0 | 0 | 0 | 0
[149 empty] | All EPR in 2020WLDFRSafety | WLDFR | HFTD - Transmission - Tier 2 - 60/70 kV | Red Flag Warning - Catastrophic Fires | 2021 | Safety | 5338.1784 | 1419.51 | 2021 | Control | 0.053 | 3 | 0 | esc | 0.055966 | 298.7576 | 0.055966 | 298.7576 | 0 | 0 | 0 | 0
[149 empty] | All EPR in 2020WLDFRElectric Reliability | WLDFR | HFTD - Transmission - Tier 2 - 60/70 kV | Red Flag Warning - Catastrophic Fires | 2022 | Electric Reliability | 222.2294 | 1419.51 | 2022 | Control | 0.1325 | 3 | 0 | esc | 0.15274 | 33.9428 | 0.15274 | 33.9428 | 0.15274 | 33.9428 | 0 | 0
[149 empty] | All EPR in 2020WLDFRFinancial | WLDFR | HFTD - Transmission - Tier 2 - 60/70 kV | Red Flag Warning - Catastrophic Fires | 2022 | Financial | 8585.7228 | 1419.51 | 2022 | Control | 0.053 | 3 | 0 | esc | 0.055966 | 480.5104 | 0.055966 | 480.5104 | 0.055966 | 480.5104 | 0 | 0
[149 empty] | All EPR in 2020WLDFRSafety | WLDFR | HFTD - Transmission - Tier 2 - 60/70 kV | Red Flag Warning - Catastrophic Fires | 2022 | Safety | 5338.1784 | 1419.51 | 2022 | Control | 0.053 | 3 | 0 | esc | 0.055966 | 298.7576 | 0.055966 | 298.7576 | 0.055966 | 298.7576 | 0 | 0
[149 empty] | All EPR in 2020WLDFRElectric Reliability | WLDFR | HFTD - Transmission - Tier 2 - 60/70 kV | Red Flag Warning - Catastrophic Fires | 2023 | Electric Reliability | 233.2301 | 1419.51 | 2023 | Control | 0.1325 | 3 | 0 | esc | 0 | 0 | 0.15274 | 35.623 | 0.15274 | 35.623 | 0.15274 | 35.623
[149 empty] | All EPR in 2020WLDFRFinancial | WLDFR | HFTD - Transmission - Tier 2 - 60/70 kV | Red Flag Warning - Catastrophic Fires | 2023 | Financial | 8896.516 | 1419.51 | 2023 | Control | 0.053 | 3 | 0 | esc | 0 | 0 | 0.055966 | 497.9043 | 0.055966 | 497.9043 | 0.055966 | 497.9043
[149 empty] | All EPR in 2020WLDFRSafety | WLDFR | HFTD - Transmission - Tier 2 - 60/70 kV | Red Flag Warning - Catastrophic Fires | 2023 | Safety | 5534.8915 | 1419.51 | 2023 | Control | 0.053 | 3 | 0 | esc | 0 | 0 | 0.055966 | 309.7669 | 0.055966 | 309.7669 | 0.055966 | 309.7669
[149 empty] | All EPR in 2020WLDFRElectric Reliability | WLDFR | HFTD - Transmission - Tier 2 - 60/70 kV | Red Flag Warning - Catastrophic Fires | 2024 | Electric Reliability | 233.2301 | 1419.51 | 2024 | Control | 0.1325 | 3 | 0 | esc | 0 | 0 | 0 | 0 | 0.15274 | 35.623 | 0.15274 | 35.623
[149 empty] | All EPR in 2020WLDFRFinancial | WLDFR | HFTD - Transmission - Tier 2 - 60/70 kV | Red Flag Warning - Catastrophic Fires | 2024 | Financial | 8896.516 | 1419.51 | 2024 | Control | 0.053 | 3 | 0 | esc | 0 | 0 | 0 | 0 | 0.055966 | 497.9043 | 0.055966 | 497.9043
[149 empty] | All EPR in 2020WLDFRSafety | WLDFR | HFTD - Transmission - Tier 2 - 60/70 kV | Red Flag Warning - Catastrophic Fires | 2024 | Safety | 5534.8915 | 1419.51 | 2024 | Control | 0.053 | 3 | 0 | esc | 0 | 0 | 0 | 0 | 0.055966 | 309.7669 | 0.055966 | 309.7669
[149 empty] | All EPR in 2020WLDFRElectric Reliability | WLDFR | HFTD - Transmission - Tier 2 - 60/70 kV | Red Flag Warning - Catastrophic Fires | 2025 | Electric Reliability | 233.2301 | 1419.51 | 2025 | Control | 0.1325 | 3 | 0 | esc | 0 | 0 | 0 | 0 | 0 | 0 | 0.15274 | 35.623
[149 empty] | All EPR in 2020WLDFRFinancial | WLDFR | HFTD - Transmission - Tier 2 - 60/70 kV | Red Flag Warning - Catastrophic Fires | 2025 | Financial | 8896.516 | 1419.51 | 2025 | Control | 0.053 | 3 | 0 | esc | 0 | 0 | 0 | 0 | 0 | 0 | 0.055966 | 497.9043
[149 empty] | All EPR in 2020WLDFRSafety | WLDFR | HFTD - Transmission - Tier 2 - 60/70 kV | Red Flag Warning - Catastrophic Fires | 2025 | Safety | 5534.8915 | 1419.51 | 2025 | Control | 0.053 | 3 | 0 | esc | 0 | 0 | 0 | 0 | 0 | 0 | 0.055966 | 309.7669
[149 empty] | All EPR in 2020WLDFRElectric Reliability | WLDFR | HFTD - Transmission - Tier 2 - 60/70 kV | Red Flag Warning - Destructive Fires | 2021 | Electric Reliability | 222.2294 | 1419.51 | 2021 | Control | 0.1325 | 3 | 0 | esc | 0.15274 | 33.9428 | 0.15274 | 33.9428 | 0 | 0 | 0 | 0
[149 empty] | All EPR in 2020WLDFRFinancial | WLDFR | HFTD - Transmission - Tier 2 - 60/70 kV | Red Flag Warning - Destructive Fires | 2021 | Financial | 8585.7228 | 1419.51 | 2021 | Control | 0.053 | 3 | 0 | esc | 0.055966 | 480.5104 | 0.055966 | 480.5104 | 0 | 0 | 0 | 0
[149 empty] | All EPR in 2020WLDFRElectric Reliability | WLDFR | HFTD - Transmission - Tier 2 - 60/70 kV | Red Flag Warning - Destructive Fires | 2022 | Electric Reliability | 222.2294 | 1419.51 | 2022 | Control | 0.1325 | 3 | 0 | esc | 0.15274 | 33.9428 | 0.15274 | 33.9428 | 0.15274 | 33.9428 | 0 | 0
[149 empty] | All EPR in 2020WLDFRFinancial | WLDFR | HFTD - Transmission - Tier 2 - 60/70 kV | Red Flag Warning - Destructive Fires | 2022 | Financial | 8585.7228 | 1419.51 | 2022 | Control | 0.053 | 3 | 0 | esc | 0.055966 | 480.5104 | 0.055966 | 480.5104 | 0.055966 | 480.5104 | 0 | 0
[149 empty] | All EPR in 2020WLDFRElectric Reliability | WLDFR | HFTD - Transmission - Tier 2 - 60/70 kV | Red Flag Warning - Destructive Fires | 2023 | Electric Reliability | 233.2301 | 1419.51 | 2023 | Control | 0.1325 | 3 | 0 | esc | 0 | 0 | 0.15274 | 35.623 | 0.15274 | 35.623 | 0.15274 | 35.623
[149 empty] | All EPR in 2020WLDFRFinancial | WLDFR | HFTD - Transmission - Tier 2 - 60/70 kV | Red Flag Warning - Destructive Fires | 2023 | Financial | 8896.516 | 1419.51 | 2023 | Control | 0.053 | 3 | 0 | esc | 0 | 0 | 0.055966 | 497.9043 | 0.055966 | 497.9043 | 0.055966 | 497.9043
[149 empty] | All EPR in 2020WLDFRElectric Reliability | WLDFR | HFTD - Transmission - Tier 2 - 60/70 kV | Red Flag Warning - Destructive Fires | 2024 | Electric Reliability | 233.2301 | 1419.51 | 2024 | Control | 0.1325 | 3 | 0 | esc | 0 | 0 | 0 | 0 | 0.15274 | 35.623 | 0.15274 | 35.623
[149 empty] | All EPR in 2020WLDFRFinancial | WLDFR | HFTD - Transmission - Tier 2 - 60/70 kV | Red Flag Warning - Destructive Fires | 2024 | Financial | 8896.516 | 1419.51 | 2024 | Control | 0.053 | 3 | 0 | esc | 0 | 0 | 0 | 0 | 0.055966 | 497.9043 | 0.055966 | 497.9043
[149 empty] | All EPR in 2020WLDFRElectric Reliability | WLDFR | HFTD - Transmission - Tier 2 - 60/70 kV | Red Flag Warning - Destructive Fires | 2025 | Electric Reliability | 233.2301 | 1419.51 | 2025 | Control | 0.1325 | 3 | 0 | esc | 0 | 0 | 0 | 0 | 0 | 0 | 0.15274 | 35.623
[149 empty] | All EPR in 2020WLDFRFinancial | WLDFR | HFTD - Transmission - Tier 2 - 60/70 kV | Red Flag Warning - Destructive Fires | 2025 | Financial | 8896.516 | 1419.51 | 2025 | Control | 0.053 | 3 | 0 | esc | 0 | 0 | 0 | 0 | 0 | 0 | 0.055966 | 497.9043
[149 empty] | All EPR in 2020WLDFRElectric Reliability | WLDFR | HFTD - Transmission - Tier 2 - 60/70 kV | Red Flag Warning - Large Fires | 2021 | Electric Reliability | 0.69642 | 1419.51 | 2021 | Control | 0.1325 | 3 | 0 | esc | 0.15274 | 0.10637 | 0.15274 | 0.10637 | 0 | 0 | 0 | 0
[149 empty] | All EPR in 2020WLDFRFinancial | WLDFR | HFTD - Transmission - Tier 2 - 60/70 kV | Red Flag Warning - Large Fires | 2021 | Financial | 2.942 | 1419.51 | 2021 | Control | 0.053 | 3 | 0 | esc | 0.055966 | 0.16465 | 0.055966 | 0.16465 | 0 | 0 | 0 | 0
[149 empty] | All EPR in 2020WLDFRSafety | WLDFR | HFTD - Transmission - Tier 2 - 60/70 kV | Red Flag Warning - Large Fires | 2021 | Safety | 1.6022 | 1419.51 | 2021 | Control | 0.053 | 3 | 0 | esc | 0.055966 | 0.089668 | 0.055966 | 0.089668 | 0 | 0 | 0 | 0
[149 empty] | All EPR in 2020WLDFRElectric Reliability | WLDFR | HFTD - Transmission - Tier 2 - 60/70 kV | Red Flag Warning - Large Fires | 2022 | Electric Reliability | 0.69642 | 1419.51 | 2022 | Control | 0.1325 | 3 | 0 | esc | 0.15274 | 0.10637 | 0.15274 | 0.10637 | 0.15274 | 0.10637 | 0 | 0
[149 empty] | All EPR in 2020WLDFRFinancial | WLDFR | HFTD - Transmission - Tier 2 - 60/70 kV | Red Flag Warning - Large Fires | 2022 | Financial | 2.942 | 1419.51 | 2022 | Control | 0.053 | 3 | 0 | esc | 0.055966 | 0.16465 | 0.055966 | 0.16465 | 0.055966 | 0.16465 | 0 | 0
[149 empty] | All EPR in 2020WLDFRSafety | WLDFR | HFTD - Transmission - Tier 2 - 60/70 kV | Red Flag Warning - Large Fires | 2022 | Safety | 1.6022 | 1419.51 | 2022 | Control | 0.053 | 3 | 0 | esc | 0.055966 | 0.089668 | 0.055966 | 0.089668 | 0.055966 | 0.089668 | 0 | 0
[149 empty] | All EPR in 2020WLDFRElectric Reliability | WLDFR | HFTD - Transmission - Tier 2 - 60/70 kV | Red Flag Warning - Large Fires | 2023 | Electric Reliability | 0.71896 | 1419.51 | 2023 | Control | 0.1325 | 3 | 0 | esc | 0 | 0 | 0.15274 | 0.10981 | 0.15274 | 0.10981 | 0.15274 | 0.10981
[149 empty] | All EPR in 2020WLDFRFinancial | WLDFR | HFTD - Transmission - Tier 2 - 60/70 kV | Red Flag Warning - Large Fires | 2023 | Financial | 3.0715 | 1419.51 | 2023 | Control | 0.053 | 3 | 0 | esc | 0 | 0 | 0.055966 | 0.1719 | 0.055966 | 0.1719 | 0.055966 | 0.1719
[149 empty] | All EPR in 2020WLDFRSafety | WLDFR | HFTD - Transmission - Tier 2 - 60/70 kV | Red Flag Warning - Large Fires | 2023 | Safety | 1.6846 | 1419.51 | 2023 | Control | 0.053 | 3 | 0 | esc | 0 | 0 | 0.055966 | 0.094279 | 0.055966 | 0.094279 | 0.055966 | 0.094279
[149 empty] | All EPR in 2020WLDFRElectric Reliability | WLDFR | HFTD - Transmission - Tier 2 - 60/70 kV | Red Flag Warning - Large Fires | 2024 | Electric Reliability | 0.71896 | 1419.51 | 2024 | Control | 0.1325 | 3 | 0 | esc | 0 | 0 | 0 | 0 | 0.15274 | 0.10981 | 0.15274 | 0.10981
[149 empty] | All EPR in 2020WLDFRFinancial | WLDFR | HFTD - Transmission - Tier 2 - 60/70 kV | Red Flag Warning - Large Fires | 2024 | Financial | 3.0715 | 1419.51 | 2024 | Control | 0.053 | 3 | 0 | esc | 0 | 0 | 0 | 0 | 0.055966 | 0.1719 | 0.055966 | 0.1719
[149 empty] | All EPR in 2020WLDFRSafety | WLDFR | HFTD - Transmission - Tier 2 - 60/70 kV | Red Flag Warning - Large Fires | 2024 | Safety | 1.6846 | 1419.51 | 2024 | Control | 0.053 | 3 | 0 | esc | 0 | 0 | 0 | 0 | 0.055966 | 0.094279 | 0.055966 | 0.094279
[149 empty] | All EPR in 2020WLDFRElectric Reliability | WLDFR | HFTD - Transmission - Tier 2 - 60/70 kV | Red Flag Warning - Large Fires | 2025 | Electric Reliability | 0.71896 | 1419.51 | 2025 | Control | 0.1325 | 3 | 0 | esc | 0 | 0 | 0 | 0 | 0 | 0 | 0.15274 | 0.10981
[149 empty] | All EPR in 2020WLDFRFinancial | WLDFR | HFTD - Transmission - Tier 2 - 60/70 kV | Red Flag Warning - Large Fires | 2025 | Financial | 3.0715 | 1419.51 | 2025 | Control | 0.053 | 3 | 0 | esc | 0 | 0 | 0 | 0 | 0 | 0 | 0.055966 | 0.1719
[149 empty] | All EPR in 2020WLDFRSafety | WLDFR | HFTD - Transmission - Tier 2 - 60/70 kV | Red Flag Warning - Large Fires | 2025 | Safety | 1.6846 | 1419.51 | 2025 | Control | 0.053 | 3 | 0 | esc | 0 | 0 | 0 | 0 | 0 | 0 | 0.055966 | 0.094279
[149 empty] | All EPR in 2020WLDFRElectric Reliability | WLDFR | HFTD - Transmission - Tier 2 - 60/70 kV | Red Flag Warning - Small Fires | 2021 | Electric Reliability | 0.036425 | 1419.51 | 2021 | Control | 0.1325 | 3 | 0 | esc | 0.15274 | 0.0055635 | 0.15274 | 0.0055635 | 0 | 0 | 0 | 0
[149 empty] | All EPR in 2020WLDFRFinancial | WLDFR | HFTD - Transmission - Tier 2 - 60/70 kV | Red Flag Warning - Small Fires | 2021 | Financial | 0.0015809 | 1419.51 | 2021 | Control | 0.053 | 3 | 0 | esc | 0.055966 | 8.8475e-05 | 0.055966 | 8.8475e-05 | 0 | 0 | 0 | 0
[149 empty] | All EPR in 2020WLDFRSafety | WLDFR | HFTD - Transmission - Tier 2 - 60/70 kV | Red Flag Warning - Small Fires | 2021 | Safety | 0.039895 | 1419.51 | 2021 | Control | 0.053 | 3 | 0 | esc | 0.055966 | 0.0022328 | 0.055966 | 0.0022328 | 0 | 0 | 0 | 0
[149 empty] | All EPR in 2020WLDFRElectric Reliability | WLDFR | HFTD - Transmission - Tier 2 - 60/70 kV | Red Flag Warning - Small Fires | 2022 | Electric Reliability | 0.036425 | 1419.51 | 2022 | Control | 0.1325 | 3 | 0 | esc | 0.15274 | 0.0055635 | 0.15274 | 0.0055635 | 0.15274 | 0.0055635 | 0 | 0
[149 empty] | All EPR in 2020WLDFRFinancial | WLDFR | HFTD - Transmission - Tier 2 - 60/70 kV | Red Flag Warning - Small Fires | 2022 | Financial | 0.0015809 | 1419.51 | 2022 | Control | 0.053 | 3 | 0 | esc | 0.055966 | 8.8475e-05 | 0.055966 | 8.8475e-05 | 0.055966 | 8.8475e-05 | 0 | 0
[149 empty] | All EPR in 2020WLDFRSafety | WLDFR | HFTD - Transmission - Tier 2 - 60/70 kV | Red Flag Warning - Small Fires | 2022 | Safety | 0.039895 | 1419.51 | 2022 | Control | 0.053 | 3 | 0 | esc | 0.055966 | 0.0022328 | 0.055966 | 0.0022328 | 0.055966 | 0.0022328 | 0 | 0
[149 empty] | All EPR in 2020WLDFRElectric Reliability | WLDFR | HFTD - Transmission - Tier 2 - 60/70 kV | Red Flag Warning - Small Fires | 2023 | Electric Reliability | 0.03759 | 1419.51 | 2023 | Control | 0.1325 | 3 | 0 | esc | 0 | 0 | 0.15274 | 0.0057414 | 0.15274 | 0.0057414 | 0.15274 | 0.0057414
[149 empty] | All EPR in 2020WLDFRFinancial | WLDFR | HFTD - Transmission - Tier 2 - 60/70 kV | Red Flag Warning - Small Fires | 2023 | Financial | 0.0016314 | 1419.51 | 2023 | Control | 0.053 | 3 | 0 | esc | 0 | 0 | 0.055966 | 9.1305e-05 | 0.055966 | 9.1305e-05 | 0.055966 | 9.1305e-05
[149 empty] | All EPR in 2020WLDFRSafety | WLDFR | HFTD - Transmission - Tier 2 - 60/70 kV | Red Flag Warning - Small Fires | 2023 | Safety | 0.041187 | 1419.51 | 2023 | Control | 0.053 | 3 | 0 | esc | 0 | 0 | 0.055966 | 0.0023051 | 0.055966 | 0.0023051 | 0.055966 | 0.0023051
[149 empty] | All EPR in 2020WLDFRElectric Reliability | WLDFR | HFTD - Transmission - Tier 2 - 60/70 kV | Red Flag Warning - Small Fires | 2024 | Electric Reliability | 0.03759 | 1419.51 | 2024 | Control | 0.1325 | 3 | 0 | esc | 0 | 0 | 0 | 0 | 0.15274 | 0.0057414 | 0.15274 | 0.0057414
[149 empty] | All EPR in 2020WLDFRFinancial | WLDFR | HFTD - Transmission - Tier 2 - 60/70 kV | Red Flag Warning - Small Fires | 2024 | Financial | 0.0016314 | 1419.51 | 2024 | Control | 0.053 | 3 | 0 | esc | 0 | 0 | 0 | 0 | 0.055966 | 9.1305e-05 | 0.055966 | 9.1305e-05
[149 empty] | All EPR in 2020WLDFRSafety | WLDFR | HFTD - Transmission - Tier 2 - 60/70 kV | Red Flag Warning - Small Fires | 2024 | Safety | 0.041187 | 1419.51 | 2024 | Control | 0.053 | 3 | 0 | esc | 0 | 0 | 0 | 0 | 0.055966 | 0.0023051 | 0.055966 | 0.0023051
[149 empty] | All EPR in 2020WLDFRElectric Reliability | WLDFR | HFTD - Transmission - Tier 2 - 60/70 kV | Red Flag Warning - Small Fires | 2025 | Electric Reliability | 0.03759 | 1419.51 | 2025 | Control | 0.1325 | 3 | 0 | esc | 0 | 0 | 0 | 0 | 0 | 0 | 0.15274 | 0.0057414
[149 empty] | All EPR in 2020WLDFRFinancial | WLDFR | HFTD - Transmission - Tier 2 - 60/70 kV | Red Flag Warning - Small Fires | 2025 | Financial | 0.0016314 | 1419.51 | 2025 | Control | 0.053 | 3 | 0 | esc | 0 | 0 | 0 | 0 | 0 | 0 | 0.055966 | 9.1305e-05
[149 empty] | All EPR in 2020WLDFRSafety | WLDFR | HFTD - Transmission - Tier 2 - 60/70 kV | Red Flag Warning - Small Fires | 2025 | Safety | 0.041187 | 1419.51 | 2025 | Control | 0.053 | 3 | 0 | esc | 0 | 0 | 0 | 0 | 0 | 0 | 0.055966 | 0.0023051
[149 empty] | All EPR in 2020WLDFRElectric Reliability | WLDFR | HFTD - Transmission - Tier 3 - 115 kV or Lower | Non-Red Flag Warning - Catastrophic Fires | 2021 | Electric Reliability | 222.2294 | 446.95 | 2021 | Control | 0.1325 | 3 | 0 | esc | 0.15274 | 33.9428 | 0.15274 | 33.9428 | 0 | 0 | 0 | 0
[149 empty] | All EPR in 2020WLDFRFinancial | WLDFR | HFTD - Transmission - Tier 3 - 115 kV or Lower | Non-Red Flag Warning - Catastrophic Fires | 2021 | Financial | 8585.7228 | 446.95 | 2021 | Control | 0.053 | 3 | 0 | esc | 0.055966 | 480.5104 | 0.055966 | 480.5104 | 0 | 0 | 0 | 0
[149 empty] | All EPR in 2020WLDFRSafety | WLDFR | HFTD - Transmission - Tier 3 - 115 kV or Lower | Non-Red Flag Warning - Catastrophic Fires | 2021 | Safety | 5338.1784 | 446.95 | 2021 | Control | 0.053 | 3 | 0 | esc | 0.055966 | 298.7576 | 0.055966 | 298.7576 | 0 | 0 | 0 | 0
[149 empty] | All EPR in 2020WLDFRElectric Reliability | WLDFR | HFTD - Transmission - Tier 3 - 115 kV or Lower | Non-Red Flag Warning - Catastrophic Fires | 2022 | Electric Reliability | 222.2294 | 446.95 | 2022 | Control | 0.1325 | 3 | 0 | esc | 0.15274 | 33.9428 | 0.15274 | 33.9428 | 0.15274 | 33.9428 | 0 | 0
[149 empty] | All EPR in 2020WLDFRFinancial | WLDFR | HFTD - Transmission - Tier 3 - 115 kV or Lower | Non-Red Flag Warning - Catastrophic Fires | 2022 | Financial | 8585.7228 | 446.95 | 2022 | Control | 0.053 | 3 | 0 | esc | 0.055966 | 480.5104 | 0.055966 | 480.5104 | 0.055966 | 480.5104 | 0 | 0
[149 empty] | All EPR in 2020WLDFRSafety | WLDFR | HFTD - Transmission - Tier 3 - 115 kV or Lower | Non-Red Flag Warning - Catastrophic Fires | 2022 | Safety | 5338.1784 | 446.95 | 2022 | Control | 0.053 | 3 | 0 | esc | 0.055966 | 298.7576 | 0.055966 | 298.7576 | 0.055966 | 298.7576 | 0 | 0
[149 empty] | All EPR in 2020WLDFRElectric Reliability | WLDFR | HFTD - Transmission - Tier 3 - 115 kV or Lower | Non-Red Flag Warning - Catastrophic Fires | 2023 | Electric Reliability | 233.2301 | 446.95 | 2023 | Control | 0.1325 | 3 | 0 | esc | 0 | 0 | 0.15274 | 35.623 | 0.15274 | 35.623 | 0.15274 | 35.623
[149 empty] | All EPR in 2020WLDFRFinancial | WLDFR | HFTD - Transmission - Tier 3 - 115 kV or Lower | Non-Red Flag Warning - Catastrophic Fires | 2023 | Financial | 8896.516 | 446.95 | 2023 | Control | 0.053 | 3 | 0 | esc | 0 | 0 | 0.055966 | 497.9043 | 0.055966 | 497.9043 | 0.055966 | 497.9043
[149 empty] | All EPR in 2020WLDFRSafety | WLDFR | HFTD - Transmission - Tier 3 - 115 kV or Lower | Non-Red Flag Warning - Catastrophic Fires | 2023 | Safety | 5534.8915 | 446.95 | 2023 | Control | 0.053 | 3 | 0 | esc | 0 | 0 | 0.055966 | 309.7669 | 0.055966 | 309.7669 | 0.055966 | 309.7669
[149 empty] | All EPR in 2020WLDFRElectric Reliability | WLDFR | HFTD - Transmission - Tier 3 - 115 kV or Lower | Non-Red Flag Warning - Catastrophic Fires | 2024 | Electric Reliability | 233.2301 | 446.95 | 2024 | Control | 0.1325 | 3 | 0 | esc | 0 | 0 | 0 | 0 | 0.15274 | 35.623 | 0.15274 | 35.623
[149 empty] | All EPR in 2020WLDFRFinancial | WLDFR | HFTD - Transmission - Tier 3 - 115 kV or Lower | Non-Red Flag Warning - Catastrophic Fires | 2024 | Financial | 8896.516 | 446.95 | 2024 | Control | 0.053 | 3 | 0 | esc | 0 | 0 | 0 | 0 | 0.055966 | 497.9043 | 0.055966 | 497.9043
[149 empty] | All EPR in 2020WLDFRSafety | WLDFR | HFTD - Transmission - Tier 3 - 115 kV or Lower | Non-Red Flag Warning - Catastrophic Fires | 2024 | Safety | 5534.8915 | 446.95 | 2024 | Control | 0.053 | 3 | 0 | esc | 0 | 0 | 0 | 0 | 0.055966 | 309.7669 | 0.055966 | 309.7669
[149 empty] | All EPR in 2020WLDFRElectric Reliability | WLDFR | HFTD - Transmission - Tier 3 - 115 kV or Lower | Non-Red Flag Warning - Catastrophic Fires | 2025 | Electric Reliability | 233.2301 | 446.95 | 2025 | Control | 0.1325 | 3 | 0 | esc | 0 | 0 | 0 | 0 | 0 | 0 | 0.15274 | 35.623
[149 empty] | All EPR in 2020WLDFRFinancial | WLDFR | HFTD - Transmission - Tier 3 - 115 kV or Lower | Non-Red Flag Warning - Catastrophic Fires | 2025 | Financial | 8896.516 | 446.95 | 2025 | Control | 0.053 | 3 | 0 | esc | 0 | 0 | 0 | 0 | 0 | 0 | 0.055966 | 497.9043
[149 empty] | All EPR in 2020WLDFRSafety | WLDFR | HFTD - Transmission - Tier 3 - 115 kV or Lower | Non-Red Flag Warning - Catastrophic Fires | 2025 | Safety | 5534.8915 | 446.95 | 2025 | Control | 0.053 | 3 | 0 | esc | 0 | 0 | 0 | 0 | 0 | 0 | 0.055966 | 309.7669
[149 empty] | All EPR in 2020WLDFRElectric Reliability | WLDFR | HFTD - Transmission - Tier 3 - 115 kV or Lower | Non-Red Flag Warning - Destructive Fires | 2021 | Electric Reliability | 222.2294 | 446.95 | 2021 | Control | 0.1325 | 3 | 0 | esc | 0.15274 | 33.9428 | 0.15274 | 33.9428 | 0 | 0 | 0 | 0
[149 empty] | All EPR in 2020WLDFRFinancial | WLDFR | HFTD - Transmission - Tier 3 - 115 kV or Lower | Non-Red Flag Warning - Destructive Fires | 2021 | Financial | 8585.7228 | 446.95 | 2021 | Control | 0.053 | 3 | 0 | esc | 0.055966 | 480.5104 | 0.055966 | 480.5104 | 0 | 0 | 0 | 0
[149 empty] | All EPR in 2020WLDFRElectric Reliability | WLDFR | HFTD - Transmission - Tier 3 - 115 kV or Lower | Non-Red Flag Warning - Destructive Fires | 2022 | Electric Reliability | 222.2294 | 446.95 | 2022 | Control | 0.1325 | 3 | 0 | esc | 0.15274 | 33.9428 | 0.15274 | 33.9428 | 0.15274 | 33.9428 | 0 | 0
[149 empty] | All EPR in 2020WLDFRFinancial | WLDFR | HFTD - Transmission - Tier 3 - 115 kV or Lower | Non-Red Flag Warning - Destructive Fires | 2022 | Financial | 8585.7228 | 446.95 | 2022 | Control | 0.053 | 3 | 0 | esc | 0.055966 | 480.5104 | 0.055966 | 480.5104 | 0.055966 | 480.5104 | 0 | 0
[149 empty] | All EPR in 2020WLDFRElectric Reliability | WLDFR | HFTD - Transmission - Tier 3 - 115 kV or Lower | Non-Red Flag Warning - Destructive Fires | 2023 | Electric Reliability | 233.2301 | 446.95 | 2023 | Control | 0.1325 | 3 | 0 | esc | 0 | 0 | 0.15274 | 35.623 | 0.15274 | 35.623 | 0.15274 | 35.623
[149 empty] | All EPR in 2020WLDFRFinancial | WLDFR | HFTD - Transmission - Tier 3 - 115 kV or Lower | Non-Red Flag Warning - Destructive Fires | 2023 | Financial | 8896.516 | 446.95 | 2023 | Control | 0.053 | 3 | 0 | esc | 0 | 0 | 0.055966 | 497.9043 | 0.055966 | 497.9043 | 0.055966 | 497.9043
[149 empty] | All EPR in 2020WLDFRElectric Reliability | WLDFR | HFTD - Transmission - Tier 3 - 115 kV or Lower | Non-Red Flag Warning - Destructive Fires | 2024 | Electric Reliability | 233.2301 | 446.95 | 2024 | Control | 0.1325 | 3 | 0 | esc | 0 | 0 | 0 | 0 | 0.15274 | 35.623 | 0.15274 | 35.623
[149 empty] | All EPR in 2020WLDFRFinancial | WLDFR | HFTD - Transmission - Tier 3 - 115 kV or Lower | Non-Red Flag Warning - Destructive Fires | 2024 | Financial | 8896.516 | 446.95 | 2024 | Control | 0.053 | 3 | 0 | esc | 0 | 0 | 0 | 0 | 0.055966 | 497.9043 | 0.055966 | 497.9043
[149 empty] | All EPR in 2020WLDFRElectric Reliability | WLDFR | HFTD - Transmission - Tier 3 - 115 kV or Lower | Non-Red Flag Warning - Destructive Fires | 2025 | Electric Reliability | 233.2301 | 446.95 | 2025 | Control | 0.1325 | 3 | 0 | esc | 0 | 0 | 0 | 0 | 0 | 0 | 0.15274 | 35.623
[149 empty] | All EPR in 2020WLDFRFinancial | WLDFR | HFTD - Transmission - Tier 3 - 115 kV or Lower | Non-Red Flag Warning - Destructive Fires | 2025 | Financial | 8896.516 | 446.95 | 2025 | Control | 0.053 | 3 | 0 | esc | 0 | 0 | 0 | 0 | 0 | 0 | 0.055966 | 497.9043
[149 empty] | All EPR in 2020WLDFRElectric Reliability | WLDFR | HFTD - Transmission - Tier 3 - 115 kV or Lower | Non-Red Flag Warning - Large Fires | 2021 | Electric Reliability | 0.69642 | 446.95 | 2021 | Control | 0.1325 | 3 | 0 | esc | 0.15274 | 0.10637 | 0.15274 | 0.10637 | 0 | 0 | 0 | 0
[149 empty] | All EPR in 2020WLDFRFinancial | WLDFR | HFTD - Transmission - Tier 3 - 115 kV or Lower | Non-Red Flag Warning - Large Fires | 2021 | Financial | 2.942 | 446.95 | 2021 | Control | 0.053 | 3 | 0 | esc | 0.055966 | 0.16465 | 0.055966 | 0.16465 | 0 | 0 | 0 | 0
[149 empty] | All EPR in 2020WLDFRSafety | WLDFR | HFTD - Transmission - Tier 3 - 115 kV or Lower | Non-Red Flag Warning - Large Fires | 2021 | Safety | 1.6022 | 446.95 | 2021 | Control | 0.053 | 3 | 0 | esc | 0.055966 | 0.089668 | 0.055966 | 0.089668 | 0 | 0 | 0 | 0
[149 empty] | All EPR in 2020WLDFRElectric Reliability | WLDFR | HFTD - Transmission - Tier 3 - 115 kV or Lower | Non-Red Flag Warning - Large Fires | 2022 | Electric Reliability | 0.69642 | 446.95 | 2022 | Control | 0.1325 | 3 | 0 | esc | 0.15274 | 0.10637 | 0.15274 | 0.10637 | 0.15274 | 0.10637 | 0 | 0
[149 empty] | All EPR in 2020WLDFRFinancial | WLDFR | HFTD - Transmission - Tier 3 - 115 kV or Lower | Non-Red Flag Warning - Large Fires | 2022 | Financial | 2.942 | 446.95 | 2022 | Control | 0.053 | 3 | 0 | esc | 0.055966 | 0.16465 | 0.055966 | 0.16465 | 0.055966 | 0.16465 | 0 | 0
[149 empty] | All EPR in 2020WLDFRSafety | WLDFR | HFTD - Transmission - Tier 3 - 115 kV or Lower | Non-Red Flag Warning - Large Fires | 2022 | Safety | 1.6022 | 446.95 | 2022 | Control | 0.053 | 3 | 0 | esc | 0.055966 | 0.089668 | 0.055966 | 0.089668 | 0.055966 | 0.089668 | 0 | 0
[149 empty] | All EPR in 2020WLDFRElectric Reliability | WLDFR | HFTD - Transmission - Tier 3 - 115 kV or Lower | Non-Red Flag Warning - Large Fires | 2023 | Electric Reliability | 0.71896 | 446.95 | 2023 | Control | 0.1325 | 3 | 0 | esc | 0 | 0 | 0.15274 | 0.10981 | 0.15274 | 0.10981 | 0.15274 | 0.10981
[149 empty] | All EPR in 2020WLDFRFinancial | WLDFR | HFTD - Transmission - Tier 3 - 115 kV or Lower | Non-Red Flag Warning - Large Fires | 2023 | Financial | 3.0715 | 446.95 | 2023 | Control | 0.053 | 3 | 0 | esc | 0 | 0 | 0.055966 | 0.1719 | 0.055966 | 0.1719 | 0.055966 | 0.1719
[149 empty] | All EPR in 2020WLDFRSafety | WLDFR | HFTD - Transmission - Tier 3 - 115 kV or Lower | Non-Red Flag Warning - Large Fires | 2023 | Safety | 1.6846 | 446.95 | 2023 | Control | 0.053 | 3 | 0 | esc | 0 | 0 | 0.055966 | 0.094279 | 0.055966 | 0.094279 | 0.055966 | 0.094279
[149 empty] | All EPR in 2020WLDFRElectric Reliability | WLDFR | HFTD - Transmission - Tier 3 - 115 kV or Lower | Non-Red Flag Warning - Large Fires | 2024 | Electric Reliability | 0.71896 | 446.95 | 2024 | Control | 0.1325 | 3 | 0 | esc | 0 | 0 | 0 | 0 | 0.15274 | 0.10981 | 0.15274 | 0.10981
[149 empty] | All EPR in 2020WLDFRFinancial | WLDFR | HFTD - Transmission - Tier 3 - 115 kV or Lower | Non-Red Flag Warning - Large Fires | 2024 | Financial | 3.0715 | 446.95 | 2024 | Control | 0.053 | 3 | 0 | esc | 0 | 0 | 0 | 0 | 0.055966 | 0.1719 | 0.055966 | 0.1719
[149 empty] | All EPR in 2020WLDFRSafety | WLDFR | HFTD - Transmission - Tier 3 - 115 kV or Lower | Non-Red Flag Warning - Large Fires | 2024 | Safety | 1.6846 | 446.95 | 2024 | Control | 0.053 | 3 | 0 | esc | 0 | 0 | 0 | 0 | 0.055966 | 0.094279 | 0.055966 | 0.094279
[149 empty] | All EPR in 2020WLDFRElectric Reliability | WLDFR | HFTD - Transmission - Tier 3 - 115 kV or Lower | Non-Red Flag Warning - Large Fires | 2025 | Electric Reliability | 0.71896 | 446.95 | 2025 | Control | 0.1325 | 3 | 0 | esc | 0 | 0 | 0 | 0 | 0 | 0 | 0.15274 | 0.10981
[149 empty] | All EPR in 2020WLDFRFinancial | WLDFR | HFTD - Transmission - Tier 3 - 115 kV or Lower | Non-Red Flag Warning - Large Fires | 2025 | Financial | 3.0715 | 446.95 | 2025 | Control | 0.053 | 3 | 0 | esc | 0 | 0 | 0 | 0 | 0 | 0 | 0.055966 | 0.1719
[149 empty] | All EPR in 2020WLDFRSafety | WLDFR | HFTD - Transmission - Tier 3 - 115 kV or Lower | Non-Red Flag Warning - Large Fires | 2025 | Safety | 1.6846 | 446.95 | 2025 | Control | 0.053 | 3 | 0 | esc | 0 | 0 | 0 | 0 | 0 | 0 | 0.055966 | 0.094279
[149 empty] | All EPR in 2020WLDFRElectric Reliability | WLDFR | HFTD - Transmission - Tier 3 - 115 kV or Lower | Non-Red Flag Warning - Small Fires | 2021 | Electric Reliability | 0.036425 | 446.95 | 2021 | Control | 0.1325 | 3 | 0 | esc | 0.15274 | 0.0055635 | 0.15274 | 0.0055635 | 0 | 0 | 0 | 0
[149 empty] | All EPR in 2020WLDFRFinancial | WLDFR | HFTD - Transmission - Tier 3 - 115 kV or Lower | Non-Red Flag Warning - Small Fires | 2021 | Financial | 0.0015809 | 446.95 | 2021 | Control | 0.053 | 3 | 0 | esc | 0.055966 | 8.8475e-05 | 0.055966 | 8.8475e-05 | 0 | 0 | 0 | 0
[149 empty] | All EPR in 2020WLDFRSafety | WLDFR | HFTD - Transmission - Tier 3 - 115 kV or Lower | Non-Red Flag Warning - Small Fires | 2021 | Safety | 0.039895 | 446.95 | 2021 | Control | 0.053 | 3 | 0 | esc | 0.055966 | 0.0022328 | 0.055966 | 0.0022328 | 0 | 0 | 0 | 0
[149 empty] | All EPR in 2020WLDFRElectric Reliability | WLDFR | HFTD - Transmission - Tier 3 - 115 kV or Lower | Non-Red Flag Warning - Small Fires | 2022 | Electric Reliability | 0.036425 | 446.95 | 2022 | Control | 0.1325 | 3 | 0 | esc | 0.15274 | 0.0055635 | 0.15274 | 0.0055635 | 0.15274 | 0.0055635 | 0 | 0
[149 empty] | All EPR in 2020WLDFRFinancial | WLDFR | HFTD - Transmission - Tier 3 - 115 kV or Lower | Non-Red Flag Warning - Small Fires | 2022 | Financial | 0.0015809 | 446.95 | 2022 | Control | 0.053 | 3 | 0 | esc | 0.055966 | 8.8475e-05 | 0.055966 | 8.8475e-05 | 0.055966 | 8.8475e-05 | 0 | 0
[149 empty] | All EPR in 2020WLDFRSafety | WLDFR | HFTD - Transmission - Tier 3 - 115 kV or Lower | Non-Red Flag Warning - Small Fires | 2022 | Safety | 0.039895 | 446.95 | 2022 | Control | 0.053 | 3 | 0 | esc | 0.055966 | 0.0022328 | 0.055966 | 0.0022328 | 0.055966 | 0.0022328 | 0 | 0
[149 empty] | All EPR in 2020WLDFRElectric Reliability | WLDFR | HFTD - Transmission - Tier 3 - 115 kV or Lower | Non-Red Flag Warning - Small Fires | 2023 | Electric Reliability | 0.03759 | 446.95 | 2023 | Control | 0.1325 | 3 | 0 | esc | 0 | 0 | 0.15274 | 0.0057414 | 0.15274 | 0.0057414 | 0.15274 | 0.0057414
[149 empty] | All EPR in 2020WLDFRFinancial | WLDFR | HFTD - Transmission - Tier 3 - 115 kV or Lower | Non-Red Flag Warning - Small Fires | 2023 | Financial | 0.0016314 | 446.95 | 2023 | Control | 0.053 | 3 | 0 | esc | 0 | 0 | 0.055966 | 9.1305e-05 | 0.055966 | 9.1305e-05 | 0.055966 | 9.1305e-05
[149 empty] | All EPR in 2020WLDFRSafety | WLDFR | HFTD - Transmission - Tier 3 - 115 kV or Lower | Non-Red Flag Warning - Small Fires | 2023 | Safety | 0.041187 | 446.95 | 2023 | Control | 0.053 | 3 | 0 | esc | 0 | 0 | 0.055966 | 0.0023051 | 0.055966 | 0.0023051 | 0.055966 | 0.0023051
[149 empty] | All EPR in 2020WLDFRElectric Reliability | WLDFR | HFTD - Transmission - Tier 3 - 115 kV or Lower | Non-Red Flag Warning - Small Fires | 2024 | Electric Reliability | 0.03759 | 446.95 | 2024 | Control | 0.1325 | 3 | 0 | esc | 0 | 0 | 0 | 0 | 0.15274 | 0.0057414 | 0.15274 | 0.0057414
[149 empty] | All EPR in 2020WLDFRFinancial | WLDFR | HFTD - Transmission - Tier 3 - 115 kV or Lower | Non-Red Flag Warning - Small Fires | 2024 | Financial | 0.0016314 | 446.95 | 2024 | Control | 0.053 | 3 | 0 | esc | 0 | 0 | 0 | 0 | 0.055966 | 9.1305e-05 | 0.055966 | 9.1305e-05
[149 empty] | All EPR in 2020WLDFRSafety | WLDFR | HFTD - Transmission - Tier 3 - 115 kV or Lower | Non-Red Flag Warning - Small Fires | 2024 | Safety | 0.041187 | 446.95 | 2024 | Control | 0.053 | 3 | 0 | esc | 0 | 0 | 0 | 0 | 0.055966 | 0.0023051 | 0.055966 | 0.0023051
[149 empty] | All EPR in 2020WLDFRElectric Reliability | WLDFR | HFTD - Transmission - Tier 3 - 115 kV or Lower | Non-Red Flag Warning - Small Fires | 2025 | Electric Reliability | 0.03759 | 446.95 | 2025 | Control | 0.1325 | 3 | 0 | esc | 0 | 0 | 0 | 0 | 0 | 0 | 0.15274 | 0.0057414
[149 empty] | All EPR in 2020WLDFRFinancial | WLDFR | HFTD - Transmission - Tier 3 - 115 kV or Lower | Non-Red Flag Warning - Small Fires | 2025 | Financial | 0.0016314 | 446.95 | 2025 | Control | 0.053 | 3 | 0 | esc | 0 | 0 | 0 | 0 | 0 | 0 | 0.055966 | 9.1305e-05
[149 empty] | All EPR in 2020WLDFRSafety | WLDFR | HFTD - Transmission - Tier 3 - 115 kV or Lower | Non-Red Flag Warning - Small Fires | 2025 | Safety | 0.041187 | 446.95 | 2025 | Control | 0.053 | 3 | 0 | esc | 0 | 0 | 0 | 0 | 0 | 0 | 0.055966 | 0.0023051
[149 empty] | All EPR in 2020WLDFRElectric Reliability | WLDFR | HFTD - Transmission - Tier 3 - 115 kV or Lower | Red Flag Warning - Catastrophic Fires | 2021 | Electric Reliability | 222.2294 | 446.95 | 2021 | Control | 0.1325 | 3 | 0 | esc | 0.15274 | 33.9428 | 0.15274 | 33.9428 | 0 | 0 | 0 | 0
[149 empty] | All EPR in 2020WLDFRFinancial | WLDFR | HFTD - Transmission - Tier 3 - 115 kV or Lower | Red Flag Warning - Catastrophic Fires | 2021 | Financial | 8585.7228 | 446.95 | 2021 | Control | 0.053 | 3 | 0 | esc | 0.055966 | 480.5104 | 0.055966 | 480.5104 | 0 | 0 | 0 | 0
[149 empty] | All EPR in 2020WLDFRSafety | WLDFR | HFTD - Transmission - Tier 3 - 115 kV or Lower | Red Flag Warning - Catastrophic Fires | 2021 | Safety | 5338.1784 | 446.95 | 2021 | Control | 0.053 | 3 | 0 | esc | 0.055966 | 298.7576 | 0.055966 | 298.7576 | 0 | 0 | 0 | 0
[149 empty] | All EPR in 2020WLDFRElectric Reliability | WLDFR | HFTD - Transmission - Tier 3 - 115 kV or Lower | Red Flag Warning - Catastrophic Fires | 2022 | Electric Reliability | 222.2294 | 446.95 | 2022 | Control | 0.1325 | 3 | 0 | esc | 0.15274 | 33.9428 | 0.15274 | 33.9428 | 0.15274 | 33.9428 | 0 | 0
[149 empty] | All EPR in 2020WLDFRFinancial | WLDFR | HFTD - Transmission - Tier 3 - 115 kV or Lower | Red Flag Warning - Catastrophic Fires | 2022 | Financial | 8585.7228 | 446.95 | 2022 | Control | 0.053 | 3 | 0 | esc | 0.055966 | 480.5104 | 0.055966 | 480.5104 | 0.055966 | 480.5104 | 0 | 0
[149 empty] | All EPR in 2020WLDFRSafety | WLDFR | HFTD - Transmission - Tier 3 - 115 kV or Lower | Red Flag Warning - Catastrophic Fires | 2022 | Safety | 5338.1784 | 446.95 | 2022 | Control | 0.053 | 3 | 0 | esc | 0.055966 | 298.7576 | 0.055966 | 298.7576 | 0.055966 | 298.7576 | 0 | 0
[149 empty] | All EPR in 2020WLDFRElectric Reliability | WLDFR | HFTD - Transmission - Tier 3 - 115 kV or Lower | Red Flag Warning - Catastrophic Fires | 2023 | Electric Reliability | 233.2301 | 446.95 | 2023 | Control | 0.1325 | 3 | 0 | esc | 0 | 0 | 0.15274 | 35.623 | 0.15274 | 35.623 | 0.15274 | 35.623
[149 empty] | All EPR in 2020WLDFRFinancial | WLDFR | HFTD - Transmission - Tier 3 - 115 kV or Lower | Red Flag Warning - Catastrophic Fires | 2023 | Financial | 8896.516 | 446.95 | 2023 | Control | 0.053 | 3 | 0 | esc | 0 | 0 | 0.055966 | 497.9043 | 0.055966 | 497.9043 | 0.055966 | 497.9043
[149 empty] | All EPR in 2020WLDFRSafety | WLDFR | HFTD - Transmission - Tier 3 - 115 kV or Lower | Red Flag Warning - Catastrophic Fires | 2023 | Safety | 5534.8915 | 446.95 | 2023 | Control | 0.053 | 3 | 0 | esc | 0 | 0 | 0.055966 | 309.7669 | 0.055966 | 309.7669 | 0.055966 | 309.7669
[149 empty] | All EPR in 2020WLDFRElectric Reliability | WLDFR | HFTD - Transmission - Tier 3 - 115 kV or Lower | Red Flag Warning - Catastrophic Fires | 2024 | Electric Reliability | 233.2301 | 446.95 | 2024 | Control | 0.1325 | 3 | 0 | esc | 0 | 0 | 0 | 0 | 0.15274 | 35.623 | 0.15274 | 35.623
[149 empty] | All EPR in 2020WLDFRFinancial | WLDFR | HFTD - Transmission - Tier 3 - 115 kV or Lower | Red Flag Warning - Catastrophic Fires | 2024 | Financial | 8896.516 | 446.95 | 2024 | Control | 0.053 | 3 | 0 | esc | 0 | 0 | 0 | 0 | 0.055966 | 497.9043 | 0.055966 | 497.9043
[149 empty] | All EPR in 2020WLDFRSafety | WLDFR | HFTD - Transmission - Tier 3 - 115 kV or Lower | Red Flag Warning - Catastrophic Fires | 2024 | Safety | 5534.8915 | 446.95 | 2024 | Control | 0.053 | 3 | 0 | esc | 0 | 0 | 0 | 0 | 0.055966 | 309.7669 | 0.055966 | 309.7669
[149 empty] | All EPR in 2020WLDFRElectric Reliability | WLDFR | HFTD - Transmission - Tier 3 - 115 kV or Lower | Red Flag Warning - Catastrophic Fires | 2025 | Electric Reliability | 233.2301 | 446.95 | 2025 | Control | 0.1325 | 3 | 0 | esc | 0 | 0 | 0 | 0 | 0 | 0 | 0.15274 | 35.623
[149 empty] | All EPR in 2020WLDFRFinancial | WLDFR | HFTD - Transmission - Tier 3 - 115 kV or Lower | Red Flag Warning - Catastrophic Fires | 2025 | Financial | 8896.516 | 446.95 | 2025 | Control | 0.053 | 3 | 0 | esc | 0 | 0 | 0 | 0 | 0 | 0 | 0.055966 | 497.9043
[149 empty] | All EPR in 2020WLDFRSafety | WLDFR | HFTD - Transmission - Tier 3 - 115 kV or Lower | Red Flag Warning - Catastrophic Fires | 2025 | Safety | 5534.8915 | 446.95 | 2025 | Control | 0.053 | 3 | 0 | esc | 0 | 0 | 0 | 0 | 0 | 0 | 0.055966 | 309.7669
[149 empty] | All EPR in 2020WLDFRElectric Reliability | WLDFR | HFTD - Transmission - Tier 3 - 115 kV or Lower | Red Flag Warning - Destructive Fires | 2021 | Electric Reliability | 222.2294 | 446.95 | 2021 | Control | 0.1325 | 3 | 0 | esc | 0.15274 | 33.9428 | 0.15274 | 33.9428 | 0 | 0 | 0 | 0
[149 empty] | All EPR in 2020WLDFRFinancial | WLDFR | HFTD - Transmission - Tier 3 - 115 kV or Lower | Red Flag Warning - Destructive Fires | 2021 | Financial | 8585.7228 | 446.95 | 2021 | Control | 0.053 | 3 | 0 | esc | 0.055966 | 480.5104 | 0.055966 | 480.5104 | 0 | 0 | 0 | 0
[149 empty] | All EPR in 2020WLDFRElectric Reliability | WLDFR | HFTD - Transmission - Tier 3 - 115 kV or Lower | Red Flag Warning - Destructive Fires | 2022 | Electric Reliability | 222.2294 | 446.95 | 2022 | Control | 0.1325 | 3 | 0 | esc | 0.15274 | 33.9428 | 0.15274 | 33.9428 | 0.15274 | 33.9428 | 0 | 0
[149 empty] | All EPR in 2020WLDFRFinancial | WLDFR | HFTD - Transmission - Tier 3 - 115 kV or Lower | Red Flag Warning - Destructive Fires | 2022 | Financial | 8585.7228 | 446.95 | 2022 | Control | 0.053 | 3 | 0 | esc | 0.055966 | 480.5104 | 0.055966 | 480.5104 | 0.055966 | 480.5104 | 0 | 0
[149 empty] | All EPR in 2020WLDFRElectric Reliability | WLDFR | HFTD - Transmission - Tier 3 - 115 kV or Lower | Red Flag Warning - Destructive Fires | 2023 | Electric Reliability | 233.2301 | 446.95 | 2023 | Control | 0.1325 | 3 | 0 | esc | 0 | 0 | 0.15274 | 35.623 | 0.15274 | 35.623 | 0.15274 | 35.623
[149 empty] | All EPR in 2020WLDFRFinancial | WLDFR | HFTD - Transmission - Tier 3 - 115 kV or Lower | Red Flag Warning - Destructive Fires | 2023 | Financial | 8896.516 | 446.95 | 2023 | Control | 0.053 | 3 | 0 | esc | 0 | 0 | 0.055966 | 497.9043 | 0.055966 | 497.9043 | 0.055966 | 497.9043
[149 empty] | All EPR in 2020WLDFRElectric Reliability | WLDFR | HFTD - Transmission - Tier 3 - 115 kV or Lower | Red Flag Warning - Destructive Fires | 2024 | Electric Reliability | 233.2301 | 446.95 | 2024 | Control | 0.1325 | 3 | 0 | esc | 0 | 0 | 0 | 0 | 0.15274 | 35.623 | 0.15274 | 35.623
[149 empty] | All EPR in 2020WLDFRFinancial | WLDFR | HFTD - Transmission - Tier 3 - 115 kV or Lower | Red Flag Warning - Destructive Fires | 2024 | Financial | 8896.516 | 446.95 | 2024 | Control | 0.053 | 3 | 0 | esc | 0 | 0 | 0 | 0 | 0.055966 | 497.9043 | 0.055966 | 497.9043
[149 empty] | All EPR in 2020WLDFRElectric Reliability | WLDFR | HFTD - Transmission - Tier 3 - 115 kV or Lower | Red Flag Warning - Destructive Fires | 2025 | Electric Reliability | 233.2301 | 446.95 | 2025 | Control | 0.1325 | 3 | 0 | esc | 0 | 0 | 0 | 0 | 0 | 0 | 0.15274 | 35.623
[149 empty] | All EPR in 2020WLDFRFinancial | WLDFR | HFTD - Transmission - Tier 3 - 115 kV or Lower | Red Flag Warning - Destructive Fires | 2025 | Financial | 8896.516 | 446.95 | 2025 | Control | 0.053 | 3 | 0 | esc | 0 | 0 | 0 | 0 | 0 | 0 | 0.055966 | 497.9043
[149 empty] | All EPR in 2020WLDFRElectric Reliability | WLDFR | HFTD - Transmission - Tier 3 - 115 kV or Lower | Red Flag Warning - Large Fires | 2021 | Electric Reliability | 0.69642 | 446.95 | 2021 | Control | 0.1325 | 3 | 0 | esc | 0.15274 | 0.10637 | 0.15274 | 0.10637 | 0 | 0 | 0 | 0
[149 empty] | All EPR in 2020WLDFRFinancial | WLDFR | HFTD - Transmission - Tier 3 - 115 kV or Lower | Red Flag Warning - Large Fires | 2021 | Financial | 2.942 | 446.95 | 2021 | Control | 0.053 | 3 | 0 | esc | 0.055966 | 0.16465 | 0.055966 | 0.16465 | 0 | 0 | 0 | 0
[149 empty] | All EPR in 2020WLDFRSafety | WLDFR | HFTD - Transmission - Tier 3 - 115 kV or Lower | Red Flag Warning - Large Fires | 2021 | Safety | 1.6022 | 446.95 | 2021 | Control | 0.053 | 3 | 0 | esc | 0.055966 | 0.089668 | 0.055966 | 0.089668 | 0 | 0 | 0 | 0
[149 empty] | All EPR in 2020WLDFRElectric Reliability | WLDFR | HFTD - Transmission - Tier 3 - 115 kV or Lower | Red Flag Warning - Large Fires | 2022 | Electric Reliability | 0.69642 | 446.95 | 2022 | Control | 0.1325 | 3 | 0 | esc | 0.15274 | 0.10637 | 0.15274 | 0.10637 | 0.15274 | 0.10637 | 0 | 0
[149 empty] | All EPR in 2020WLDFRFinancial | WLDFR | HFTD - Transmission - Tier 3 - 115 kV or Lower | Red Flag Warning - Large Fires | 2022 | Financial | 2.942 | 446.95 | 2022 | Control | 0.053 | 3 | 0 | esc | 0.055966 | 0.16465 | 0.055966 | 0.16465 | 0.055966 | 0.16465 | 0 | 0
[149 empty] | All EPR in 2020WLDFRSafety | WLDFR | HFTD - Transmission - Tier 3 - 115 kV or Lower | Red Flag Warning - Large Fires | 2022 | Safety | 1.6022 | 446.95 | 2022 | Control | 0.053 | 3 | 0 | esc | 0.055966 | 0.089668 | 0.055966 | 0.089668 | 0.055966 | 0.089668 | 0 | 0
[149 empty] | All EPR in 2020WLDFRElectric Reliability | WLDFR | HFTD - Transmission - Tier 3 - 115 kV or Lower | Red Flag Warning - Large Fires | 2023 | Electric Reliability | 0.71896 | 446.95 | 2023 | Control | 0.1325 | 3 | 0 | esc | 0 | 0 | 0.15274 | 0.10981 | 0.15274 | 0.10981 | 0.15274 | 0.10981
[149 empty] | All EPR in 2020WLDFRFinancial | WLDFR | HFTD - Transmission - Tier 3 - 115 kV or Lower | Red Flag Warning - Large Fires | 2023 | Financial | 3.0715 | 446.95 | 2023 | Control | 0.053 | 3 | 0 | esc | 0 | 0 | 0.055966 | 0.1719 | 0.055966 | 0.1719 | 0.055966 | 0.1719
[149 empty] | All EPR in 2020WLDFRSafety | WLDFR | HFTD - Transmission - Tier 3 - 115 kV or Lower | Red Flag Warning - Large Fires | 2023 | Safety | 1.6846 | 446.95 | 2023 | Control | 0.053 | 3 | 0 | esc | 0 | 0 | 0.055966 | 0.094279 | 0.055966 | 0.094279 | 0.055966 | 0.094279
[149 empty] | All EPR in 2020WLDFRElectric Reliability | WLDFR | HFTD - Transmission - Tier 3 - 115 kV or Lower | Red Flag Warning - Large Fires | 2024 | Electric Reliability | 0.71896 | 446.95 | 2024 | Control | 0.1325 | 3 | 0 | esc | 0 | 0 | 0 | 0 | 0.15274 | 0.10981 | 0.15274 | 0.10981
[149 empty] | All EPR in 2020WLDFRFinancial | WLDFR | HFTD - Transmission - Tier 3 - 115 kV or Lower | Red Flag Warning - Large Fires | 2024 | Financial | 3.0715 | 446.95 | 2024 | Control | 0.053 | 3 | 0 | esc | 0 | 0 | 0 | 0 | 0.055966 | 0.1719 | 0.055966 | 0.1719
[149 empty] | All EPR in 2020WLDFRSafety | WLDFR | HFTD - Transmission - Tier 3 - 115 kV or Lower | Red Flag Warning - Large Fires | 2024 | Safety | 1.6846 | 446.95 | 2024 | Control | 0.053 | 3 | 0 | esc | 0 | 0 | 0 | 0 | 0.055966 | 0.094279 | 0.055966 | 0.094279
[149 empty] | All EPR in 2020WLDFRElectric Reliability | WLDFR | HFTD - Transmission - Tier 3 - 115 kV or Lower | Red Flag Warning - Large Fires | 2025 | Electric Reliability | 0.71896 | 446.95 | 2025 | Control | 0.1325 | 3 | 0 | esc | 0 | 0 | 0 | 0 | 0 | 0 | 0.15274 | 0.10981
[149 empty] | All EPR in 2020WLDFRFinancial | WLDFR | HFTD - Transmission - Tier 3 - 115 kV or Lower | Red Flag Warning - Large Fires | 2025 | Financial | 3.0715 | 446.95 | 2025 | Control | 0.053 | 3 | 0 | esc | 0 | 0 | 0 | 0 | 0 | 0 | 0.055966 | 0.1719
[149 empty] | All EPR in 2020WLDFRSafety | WLDFR | HFTD - Transmission - Tier 3 - 115 kV or Lower | Red Flag Warning - Large Fires | 2025 | Safety | 1.6846 | 446.95 | 2025 | Control | 0.053 | 3 | 0 | esc | 0 | 0 | 0 | 0 | 0 | 0 | 0.055966 | 0.094279
[149 empty] | All EPR in 2020WLDFRElectric Reliability | WLDFR | HFTD - Transmission - Tier 3 - 115 kV or Lower | Red Flag Warning - Small Fires | 2021 | Electric Reliability | 0.036425 | 446.95 | 2021 | Control | 0.1325 | 3 | 0 | esc | 0.15274 | 0.0055635 | 0.15274 | 0.0055635 | 0 | 0 | 0 | 0
[149 empty] | All EPR in 2020WLDFRFinancial | WLDFR | HFTD - Transmission - Tier 3 - 115 kV or Lower | Red Flag Warning - Small Fires | 2021 | Financial | 0.0015809 | 446.95 | 2021 | Control | 0.053 | 3 | 0 | esc | 0.055966 | 8.8475e-05 | 0.055966 | 8.8475e-05 | 0 | 0 | 0 | 0
[149 empty] | All EPR in 2020WLDFRSafety | WLDFR | HFTD - Transmission - Tier 3 - 115 kV or Lower | Red Flag Warning - Small Fires | 2021 | Safety | 0.039895 | 446.95 | 2021 | Control | 0.053 | 3 | 0 | esc | 0.055966 | 0.0022328 | 0.055966 | 0.0022328 | 0 | 0 | 0 | 0
[149 empty] | All EPR in 2020WLDFRElectric Reliability | WLDFR | HFTD - Transmission - Tier 3 - 115 kV or Lower | Red Flag Warning - Small Fires | 2022 | Electric Reliability | 0.036425 | 446.95 | 2022 | Control | 0.1325 | 3 | 0 | esc | 0.15274 | 0.0055635 | 0.15274 | 0.0055635 | 0.15274 | 0.0055635 | 0 | 0
[149 empty] | All EPR in 2020WLDFRFinancial | WLDFR | HFTD - Transmission - Tier 3 - 115 kV or Lower | Red Flag Warning - Small Fires | 2022 | Financial | 0.0015809 | 446.95 | 2022 | Control | 0.053 | 3 | 0 | esc | 0.055966 | 8.8475e-05 | 0.055966 | 8.8475e-05 | 0.055966 | 8.8475e-05 | 0 | 0
[149 empty] | All EPR in 2020WLDFRSafety | WLDFR | HFTD - Transmission - Tier 3 - 115 kV or Lower | Red Flag Warning - Small Fires | 2022 | Safety | 0.039895 | 446.95 | 2022 | Control | 0.053 | 3 | 0 | esc | 0.055966 | 0.0022328 | 0.055966 | 0.0022328 | 0.055966 | 0.0022328 | 0 | 0
[149 empty] | All EPR in 2020WLDFRElectric Reliability | WLDFR | HFTD - Transmission - Tier 3 - 115 kV or Lower | Red Flag Warning - Small Fires | 2023 | Electric Reliability | 0.03759 | 446.95 | 2023 | Control | 0.1325 | 3 | 0 | esc | 0 | 0 | 0.15274 | 0.0057414 | 0.15274 | 0.0057414 | 0.15274 | 0.0057414
[149 empty] | All EPR in 2020WLDFRFinancial | WLDFR | HFTD - Transmission - Tier 3 - 115 kV or Lower | Red Flag Warning - Small Fires | 2023 | Financial | 0.0016314 | 446.95 | 2023 | Control | 0.053 | 3 | 0 | esc | 0 | 0 | 0.055966 | 9.1305e-05 | 0.055966 | 9.1305e-05 | 0.055966 | 9.1305e-05
[149 empty] | All EPR in 2020WLDFRSafety | WLDFR | HFTD - Transmission - Tier 3 - 115 kV or Lower | Red Flag Warning - Small Fires | 2023 | Safety | 0.041187 | 446.95 | 2023 | Control | 0.053 | 3 | 0 | esc | 0 | 0 | 0.055966 | 0.0023051 | 0.055966 | 0.0023051 | 0.055966 | 0.0023051
[149 empty] | All EPR in 2020WLDFRElectric Reliability | WLDFR | HFTD - Transmission - Tier 3 - 115 kV or Lower | Red Flag Warning - Small Fires | 2024 | Electric Reliability | 0.03759 | 446.95 | 2024 | Control | 0.1325 | 3 | 0 | esc | 0 | 0 | 0 | 0 | 0.15274 | 0.0057414 | 0.15274 | 0.0057414
[149 empty] | All EPR in 2020WLDFRFinancial | WLDFR | HFTD - Transmission - Tier 3 - 115 kV or Lower | Red Flag Warning - Small Fires | 2024 | Financial | 0.0016314 | 446.95 | 2024 | Control | 0.053 | 3 | 0 | esc | 0 | 0 | 0 | 0 | 0.055966 | 9.1305e-05 | 0.055966 | 9.1305e-05
[149 empty] | All EPR in 2020WLDFRSafety | WLDFR | HFTD - Transmission - Tier 3 - 115 kV or Lower | Red Flag Warning - Small Fires | 2024 | Safety | 0.041187 | 446.95 | 2024 | Control | 0.053 | 3 | 0 | esc | 0 | 0 | 0 | 0 | 0.055966 | 0.0023051 | 0.055966 | 0.0023051
[149 empty] | All EPR in 2020WLDFRElectric Reliability | WLDFR | HFTD - Transmission - Tier 3 - 115 kV or Lower | Red Flag Warning - Small Fires | 2025 | Electric Reliability | 0.03759 | 446.95 | 2025 | Control | 0.1325 | 3 | 0 | esc | 0 | 0 | 0 | 0 | 0 | 0 | 0.15274 | 0.0057414
[149 empty] | All EPR in 2020WLDFRFinancial | WLDFR | HFTD - Transmission - Tier 3 - 115 kV or Lower | Red Flag Warning - Small Fires | 2025 | Financial | 0.0016314 | 446.95 | 2025 | Control | 0.053 | 3 | 0 | esc | 0 | 0 | 0 | 0 | 0 | 0 | 0.055966 | 9.1305e-05
[149 empty] | All EPR in 2020WLDFRSafety | WLDFR | HFTD - Transmission - Tier 3 - 115 kV or Lower | Red Flag Warning - Small Fires | 2025 | Safety | 0.041187 | 446.95 | 2025 | Control | 0.053 | 3 | 0 | esc | 0 | 0 | 0 | 0 | 0 | 0 | 0.055966 | 0.0023051
[149 empty] | All EPR in 2020WLDFRElectric Reliability | WLDFR | HFTD - Transmission - Tier 3 - 230 kV or Higher | Non-Red Flag Warning - Catastrophic Fires | 2021 | Electric Reliability | 222.2294 | 557.6 | 2021 | Control | 0.1325 | 3 | 0 | esc | 0.15274 | 33.9428 | 0.15274 | 33.9428 | 0 | 0 | 0 | 0
[149 empty] | All EPR in 2020WLDFRFinancial | WLDFR | HFTD - Transmission - Tier 3 - 230 kV or Higher | Non-Red Flag Warning - Catastrophic Fires | 2021 | Financial | 8585.7228 | 557.6 | 2021 | Control | 0.053 | 3 | 0 | esc | 0.055966 | 480.5104 | 0.055966 | 480.5104 | 0 | 0 | 0 | 0
[149 empty] | All EPR in 2020WLDFRSafety | WLDFR | HFTD - Transmission - Tier 3 - 230 kV or Higher | Non-Red Flag Warning - Catastrophic Fires | 2021 | Safety | 5338.1784 | 557.6 | 2021 | Control | 0.053 | 3 | 0 | esc | 0.055966 | 298.7576 | 0.055966 | 298.7576 | 0 | 0 | 0 | 0
[149 empty] | All EPR in 2020WLDFRElectric Reliability | WLDFR | HFTD - Transmission - Tier 3 - 230 kV or Higher | Non-Red Flag Warning - Catastrophic Fires | 2022 | Electric Reliability | 222.2294 | 557.6 | 2022 | Control | 0.1325 | 3 | 0 | esc | 0.15274 | 33.9428 | 0.15274 | 33.9428 | 0.15274 | 33.9428 | 0 | 0
[149 empty] | All EPR in 2020WLDFRFinancial | WLDFR | HFTD - Transmission - Tier 3 - 230 kV or Higher | Non-Red Flag Warning - Catastrophic Fires | 2022 | Financial | 8585.7228 | 557.6 | 2022 | Control | 0.053 | 3 | 0 | esc | 0.055966 | 480.5104 | 0.055966 | 480.5104 | 0.055966 | 480.5104 | 0 | 0
[149 empty] | All EPR in 2020WLDFRSafety | WLDFR | HFTD - Transmission - Tier 3 - 230 kV or Higher | Non-Red Flag Warning - Catastrophic Fires | 2022 | Safety | 5338.1784 | 557.6 | 2022 | Control | 0.053 | 3 | 0 | esc | 0.055966 | 298.7576 | 0.055966 | 298.7576 | 0.055966 | 298.7576 | 0 | 0
[149 empty] | All EPR in 2020WLDFRElectric Reliability | WLDFR | HFTD - Transmission - Tier 3 - 230 kV or Higher | Non-Red Flag Warning - Catastrophic Fires | 2023 | Electric Reliability | 233.2301 | 557.6 | 2023 | Control | 0.1325 | 3 | 0 | esc | 0 | 0 | 0.15274 | 35.623 | 0.15274 | 35.623 | 0.15274 | 35.623
[149 empty] | All EPR in 2020WLDFRFinancial | WLDFR | HFTD - Transmission - Tier 3 - 230 kV or Higher | Non-Red Flag Warning - Catastrophic Fires | 2023 | Financial | 8896.516 | 557.6 | 2023 | Control | 0.053 | 3 | 0 | esc | 0 | 0 | 0.055966 | 497.9043 | 0.055966 | 497.9043 | 0.055966 | 497.9043
[149 empty] | All EPR in 2020WLDFRSafety | WLDFR | HFTD - Transmission - Tier 3 - 230 kV or Higher | Non-Red Flag Warning - Catastrophic Fires | 2023 | Safety | 5534.8915 | 557.6 | 2023 | Control | 0.053 | 3 | 0 | esc | 0 | 0 | 0.055966 | 309.7669 | 0.055966 | 309.7669 | 0.055966 | 309.7669
[149 empty] | All EPR in 2020WLDFRElectric Reliability | WLDFR | HFTD - Transmission - Tier 3 - 230 kV or Higher | Non-Red Flag Warning - Catastrophic Fires | 2024 | Electric Reliability | 233.2301 | 557.6 | 2024 | Control | 0.1325 | 3 | 0 | esc | 0 | 0 | 0 | 0 | 0.15274 | 35.623 | 0.15274 | 35.623
[149 empty] | All EPR in 2020WLDFRFinancial | WLDFR | HFTD - Transmission - Tier 3 - 230 kV or Higher | Non-Red Flag Warning - Catastrophic Fires | 2024 | Financial | 8896.516 | 557.6 | 2024 | Control | 0.053 | 3 | 0 | esc | 0 | 0 | 0 | 0 | 0.055966 | 497.9043 | 0.055966 | 497.9043
[149 empty] | All EPR in 2020WLDFRSafety | WLDFR | HFTD - Transmission - Tier 3 - 230 kV or Higher | Non-Red Flag Warning - Catastrophic Fires | 2024 | Safety | 5534.8915 | 557.6 | 2024 | Control | 0.053 | 3 | 0 | esc | 0 | 0 | 0 | 0 | 0.055966 | 309.7669 | 0.055966 | 309.7669
[149 empty] | All EPR in 2020WLDFRElectric Reliability | WLDFR | HFTD - Transmission - Tier 3 - 230 kV or Higher | Non-Red Flag Warning - Catastrophic Fires | 2025 | Electric Reliability | 233.2301 | 557.6 | 2025 | Control | 0.1325 | 3 | 0 | esc | 0 | 0 | 0 | 0 | 0 | 0 | 0.15274 | 35.623
[149 empty] | All EPR in 2020WLDFRFinancial | WLDFR | HFTD - Transmission - Tier 3 - 230 kV or Higher | Non-Red Flag Warning - Catastrophic Fires | 2025 | Financial | 8896.516 | 557.6 | 2025 | Control | 0.053 | 3 | 0 | esc | 0 | 0 | 0 | 0 | 0 | 0 | 0.055966 | 497.9043
[149 empty] | All EPR in 2020WLDFRSafety | WLDFR | HFTD - Transmission - Tier 3 - 230 kV or Higher | Non-Red Flag Warning - Catastrophic Fires | 2025 | Safety | 5534.8915 | 557.6 | 2025 | Control | 0.053 | 3 | 0 | esc | 0 | 0 | 0 | 0 | 0 | 0 | 0.055966 | 309.7669
[149 empty] | All EPR in 2020WLDFRElectric Reliability | WLDFR | HFTD - Transmission - Tier 3 - 230 kV or Higher | Non-Red Flag Warning - Destructive Fires | 2021 | Electric Reliability | 222.2294 | 557.6 | 2021 | Control | 0.1325 | 3 | 0 | esc | 0.15274 | 33.9428 | 0.15274 | 33.9428 | 0 | 0 | 0 | 0
[149 empty] | All EPR in 2020WLDFRFinancial | WLDFR | HFTD - Transmission - Tier 3 - 230 kV or Higher | Non-Red Flag Warning - Destructive Fires | 2021 | Financial | 8585.7228 | 557.6 | 2021 | Control | 0.053 | 3 | 0 | esc | 0.055966 | 480.5104 | 0.055966 | 480.5104 | 0 | 0 | 0 | 0
[149 empty] | All EPR in 2020WLDFRElectric Reliability | WLDFR | HFTD - Transmission - Tier 3 - 230 kV or Higher | Non-Red Flag Warning - Destructive Fires | 2022 | Electric Reliability | 222.2294 | 557.6 | 2022 | Control | 0.1325 | 3 | 0 | esc | 0.15274 | 33.9428 | 0.15274 | 33.9428 | 0.15274 | 33.9428 | 0 | 0
[149 empty] | All EPR in 2020WLDFRFinancial | WLDFR | HFTD - Transmission - Tier 3 - 230 kV or Higher | Non-Red Flag Warning - Destructive Fires | 2022 | Financial | 8585.7228 | 557.6 | 2022 | Control | 0.053 | 3 | 0 | esc | 0.055966 | 480.5104 | 0.055966 | 480.5104 | 0.055966 | 480.5104 | 0 | 0
[149 empty] | All EPR in 2020WLDFRElectric Reliability | WLDFR | HFTD - Transmission - Tier 3 - 230 kV or Higher | Non-Red Flag Warning - Destructive Fires | 2023 | Electric Reliability | 233.2301 | 557.6 | 2023 | Control | 0.1325 | 3 | 0 | esc | 0 | 0 | 0.15274 | 35.623 | 0.15274 | 35.623 | 0.15274 | 35.623
[149 empty] | All EPR in 2020WLDFRFinancial | WLDFR | HFTD - Transmission - Tier 3 - 230 kV or Higher | Non-Red Flag Warning - Destructive Fires | 2023 | Financial | 8896.516 | 557.6 | 2023 | Control | 0.053 | 3 | 0 | esc | 0 | 0 | 0.055966 | 497.9043 | 0.055966 | 497.9043 | 0.055966 | 497.9043
[149 empty] | All EPR in 2020WLDFRElectric Reliability | WLDFR | HFTD - Transmission - Tier 3 - 230 kV or Higher | Non-Red Flag Warning - Destructive Fires | 2024 | Electric Reliability | 233.2301 | 557.6 | 2024 | Control | 0.1325 | 3 | 0 | esc | 0 | 0 | 0 | 0 | 0.15274 | 35.623 | 0.15274 | 35.623
[149 empty] | All EPR in 2020WLDFRFinancial | WLDFR | HFTD - Transmission - Tier 3 - 230 kV or Higher | Non-Red Flag Warning - Destructive Fires | 2024 | Financial | 8896.516 | 557.6 | 2024 | Control | 0.053 | 3 | 0 | esc | 0 | 0 | 0 | 0 | 0.055966 | 497.9043 | 0.055966 | 497.9043
[149 empty] | All EPR in 2020WLDFRElectric Reliability | WLDFR | HFTD - Transmission - Tier 3 - 230 kV or Higher | Non-Red Flag Warning - Destructive Fires | 2025 | Electric Reliability | 233.2301 | 557.6 | 2025 | Control | 0.1325 | 3 | 0 | esc | 0 | 0 | 0 | 0 | 0 | 0 | 0.15274 | 35.623
[149 empty] | All EPR in 2020WLDFRFinancial | WLDFR | HFTD - Transmission - Tier 3 - 230 kV or Higher | Non-Red Flag Warning - Destructive Fires | 2025 | Financial | 8896.516 | 557.6 | 2025 | Control | 0.053 | 3 | 0 | esc | 0 | 0 | 0 | 0 | 0 | 0 | 0.055966 | 497.9043
[149 empty] | All EPR in 2020WLDFRElectric Reliability | WLDFR | HFTD - Transmission - Tier 3 - 230 kV or Higher | Non-Red Flag Warning - Large Fires | 2021 | Electric Reliability | 0.69642 | 557.6 | 2021 | Control | 0.1325 | 3 | 0 | esc | 0.15274 | 0.10637 | 0.15274 | 0.10637 | 0 | 0 | 0 | 0
[149 empty] | All EPR in 2020WLDFRFinancial | WLDFR | HFTD - Transmission - Tier 3 - 230 kV or Higher | Non-Red Flag Warning - Large Fires | 2021 | Financial | 2.942 | 557.6 | 2021 | Control | 0.053 | 3 | 0 | esc | 0.055966 | 0.16465 | 0.055966 | 0.16465 | 0 | 0 | 0 | 0
[149 empty] | All EPR in 2020WLDFRSafety | WLDFR | HFTD - Transmission - Tier 3 - 230 kV or Higher | Non-Red Flag Warning - Large Fires | 2021 | Safety | 1.6022 | 557.6 | 2021 | Control | 0.053 | 3 | 0 | esc | 0.055966 | 0.089668 | 0.055966 | 0.089668 | 0 | 0 | 0 | 0
[149 empty] | All EPR in 2020WLDFRElectric Reliability | WLDFR | HFTD - Transmission - Tier 3 - 230 kV or Higher | Non-Red Flag Warning - Large Fires | 2022 | Electric Reliability | 0.69642 | 557.6 | 2022 | Control | 0.1325 | 3 | 0 | esc | 0.15274 | 0.10637 | 0.15274 | 0.10637 | 0.15274 | 0.10637 | 0 | 0
[149 empty] | All EPR in 2020WLDFRFinancial | WLDFR | HFTD - Transmission - Tier 3 - 230 kV or Higher | Non-Red Flag Warning - Large Fires | 2022 | Financial | 2.942 | 557.6 | 2022 | Control | 0.053 | 3 | 0 | esc | 0.055966 | 0.16465 | 0.055966 | 0.16465 | 0.055966 | 0.16465 | 0 | 0
[149 empty] | All EPR in 2020WLDFRSafety | WLDFR | HFTD - Transmission - Tier 3 - 230 kV or Higher | Non-Red Flag Warning - Large Fires | 2022 | Safety | 1.6022 | 557.6 | 2022 | Control | 0.053 | 3 | 0 | esc | 0.055966 | 0.089668 | 0.055966 | 0.089668 | 0.055966 | 0.089668 | 0 | 0
[149 empty] | All EPR in 2020WLDFRElectric Reliability | WLDFR | HFTD - Transmission - Tier 3 - 230 kV or Higher | Non-Red Flag Warning - Large Fires | 2023 | Electric Reliability | 0.71896 | 557.6 | 2023 | Control | 0.1325 | 3 | 0 | esc | 0 | 0 | 0.15274 | 0.10981 | 0.15274 | 0.10981 | 0.15274 | 0.10981
[149 empty] | All EPR in 2020WLDFRFinancial | WLDFR | HFTD - Transmission - Tier 3 - 230 kV or Higher | Non-Red Flag Warning - Large Fires | 2023 | Financial | 3.0715 | 557.6 | 2023 | Control | 0.053 | 3 | 0 | esc | 0 | 0 | 0.055966 | 0.1719 | 0.055966 | 0.1719 | 0.055966 | 0.1719
[149 empty] | All EPR in 2020WLDFRSafety | WLDFR | HFTD - Transmission - Tier 3 - 230 kV or Higher | Non-Red Flag Warning - Large Fires | 2023 | Safety | 1.6846 | 557.6 | 2023 | Control | 0.053 | 3 | 0 | esc | 0 | 0 | 0.055966 | 0.094279 | 0.055966 | 0.094279 | 0.055966 | 0.094279
[149 empty] | All EPR in 2020WLDFRElectric Reliability | WLDFR | HFTD - Transmission - Tier 3 - 230 kV or Higher | Non-Red Flag Warning - Large Fires | 2024 | Electric Reliability | 0.71896 | 557.6 | 2024 | Control | 0.1325 | 3 | 0 | esc | 0 | 0 | 0 | 0 | 0.15274 | 0.10981 | 0.15274 | 0.10981
[149 empty] | All EPR in 2020WLDFRFinancial | WLDFR | HFTD - Transmission - Tier 3 - 230 kV or Higher | Non-Red Flag Warning - Large Fires | 2024 | Financial | 3.0715 | 557.6 | 2024 | Control | 0.053 | 3 | 0 | esc | 0 | 0 | 0 | 0 | 0.055966 | 0.1719 | 0.055966 | 0.1719
[149 empty] | All EPR in 2020WLDFRSafety | WLDFR | HFTD - Transmission - Tier 3 - 230 kV or Higher | Non-Red Flag Warning - Large Fires | 2024 | Safety | 1.6846 | 557.6 | 2024 | Control | 0.053 | 3 | 0 | esc | 0 | 0 | 0 | 0 | 0.055966 | 0.094279 | 0.055966 | 0.094279
[149 empty] | All EPR in 2020WLDFRElectric Reliability | WLDFR | HFTD - Transmission - Tier 3 - 230 kV or Higher | Non-Red Flag Warning - Large Fires | 2025 | Electric Reliability | 0.71896 | 557.6 | 2025 | Control | 0.1325 | 3 | 0 | esc | 0 | 0 | 0 | 0 | 0 | 0 | 0.15274 | 0.10981
[149 empty] | All EPR in 2020WLDFRFinancial | WLDFR | HFTD - Transmission - Tier 3 - 230 kV or Higher | Non-Red Flag Warning - Large Fires | 2025 | Financial | 3.0715 | 557.6 | 2025 | Control | 0.053 | 3 | 0 | esc | 0 | 0 | 0 | 0 | 0 | 0 | 0.055966 | 0.1719
[149 empty] | All EPR in 2020WLDFRSafety | WLDFR | HFTD - Transmission - Tier 3 - 230 kV or Higher | Non-Red Flag Warning - Large Fires | 2025 | Safety | 1.6846 | 557.6 | 2025 | Control | 0.053 | 3 | 0 | esc | 0 | 0 | 0 | 0 | 0 | 0 | 0.055966 | 0.094279
[149 empty] | All EPR in 2020WLDFRElectric Reliability | WLDFR | HFTD - Transmission - Tier 3 - 230 kV or Higher | Non-Red Flag Warning - Small Fires | 2021 | Electric Reliability | 0.036425 | 557.6 | 2021 | Control | 0.1325 | 3 | 0 | esc | 0.15274 | 0.0055635 | 0.15274 | 0.0055635 | 0 | 0 | 0 | 0
[149 empty] | All EPR in 2020WLDFRFinancial | WLDFR | HFTD - Transmission - Tier 3 - 230 kV or Higher | Non-Red Flag Warning - Small Fires | 2021 | Financial | 0.0015809 | 557.6 | 2021 | Control | 0.053 | 3 | 0 | esc | 0.055966 | 8.8475e-05 | 0.055966 | 8.8475e-05 | 0 | 0 | 0 | 0
[149 empty] | All EPR in 2020WLDFRSafety | WLDFR | HFTD - Transmission - Tier 3 - 230 kV or Higher | Non-Red Flag Warning - Small Fires | 2021 | Safety | 0.039895 | 557.6 | 2021 | Control | 0.053 | 3 | 0 | esc | 0.055966 | 0.0022328 | 0.055966 | 0.0022328 | 0 | 0 | 0 | 0
[149 empty] | All EPR in 2020WLDFRElectric Reliability | WLDFR | HFTD - Transmission - Tier 3 - 230 kV or Higher | Non-Red Flag Warning - Small Fires | 2022 | Electric Reliability | 0.036425 | 557.6 | 2022 | Control | 0.1325 | 3 | 0 | esc | 0.15274 | 0.0055635 | 0.15274 | 0.0055635 | 0.15274 | 0.0055635 | 0 | 0
[149 empty] | All EPR in 2020WLDFRFinancial | WLDFR | HFTD - Transmission - Tier 3 - 230 kV or Higher | Non-Red Flag Warning - Small Fires | 2022 | Financial | 0.0015809 | 557.6 | 2022 | Control | 0.053 | 3 | 0 | esc | 0.055966 | 8.8475e-05 | 0.055966 | 8.8475e-05 | 0.055966 | 8.8475e-05 | 0 | 0
[149 empty] | All EPR in 2020WLDFRSafety | WLDFR | HFTD - Transmission - Tier 3 - 230 kV or Higher | Non-Red Flag Warning - Small Fires | 2022 | Safety | 0.039895 | 557.6 | 2022 | Control | 0.053 | 3 | 0 | esc | 0.055966 | 0.0022328 | 0.055966 | 0.0022328 | 0.055966 | 0.0022328 | 0 | 0
[149 empty] | All EPR in 2020WLDFRElectric Reliability | WLDFR | HFTD - Transmission - Tier 3 - 230 kV or Higher | Non-Red Flag Warning - Small Fires | 2023 | Electric Reliability | 0.03759 | 557.6 | 2023 | Control | 0.1325 | 3 | 0 | esc | 0 | 0 | 0.15274 | 0.0057414 | 0.15274 | 0.0057414 | 0.15274 | 0.0057414
[149 empty] | All EPR in 2020WLDFRFinancial | WLDFR | HFTD - Transmission - Tier 3 - 230 kV or Higher | Non-Red Flag Warning - Small Fires | 2023 | Financial | 0.0016314 | 557.6 | 2023 | Control | 0.053 | 3 | 0 | esc | 0 | 0 | 0.055966 | 9.1305e-05 | 0.055966 | 9.1305e-05 | 0.055966 | 9.1305e-05
[149 empty] | All EPR in 2020WLDFRSafety | WLDFR | HFTD - Transmission - Tier 3 - 230 kV or Higher | Non-Red Flag Warning - Small Fires | 2023 | Safety | 0.041187 | 557.6 | 2023 | Control | 0.053 | 3 | 0 | esc | 0 | 0 | 0.055966 | 0.0023051 | 0.055966 | 0.0023051 | 0.055966 | 0.0023051
[149 empty] | All EPR in 2020WLDFRElectric Reliability | WLDFR | HFTD - Transmission - Tier 3 - 230 kV or Higher | Non-Red Flag Warning - Small Fires | 2024 | Electric Reliability | 0.03759 | 557.6 | 2024 | Control | 0.1325 | 3 | 0 | esc | 0 | 0 | 0 | 0 | 0.15274 | 0.0057414 | 0.15274 | 0.0057414
[149 empty] | All EPR in 2020WLDFRFinancial | WLDFR | HFTD - Transmission - Tier 3 - 230 kV or Higher | Non-Red Flag Warning - Small Fires | 2024 | Financial | 0.0016314 | 557.6 | 2024 | Control | 0.053 | 3 | 0 | esc | 0 | 0 | 0 | 0 | 0.055966 | 9.1305e-05 | 0.055966 | 9.1305e-05
[149 empty] | All EPR in 2020WLDFRSafety | WLDFR | HFTD - Transmission - Tier 3 - 230 kV or Higher | Non-Red Flag Warning - Small Fires | 2024 | Safety | 0.041187 | 557.6 | 2024 | Control | 0.053 | 3 | 0 | esc | 0 | 0 | 0 | 0 | 0.055966 | 0.0023051 | 0.055966 | 0.0023051
[149 empty] | All EPR in 2020WLDFRElectric Reliability | WLDFR | HFTD - Transmission - Tier 3 - 230 kV or Higher | Non-Red Flag Warning - Small Fires | 2025 | Electric Reliability | 0.03759 | 557.6 | 2025 | Control | 0.1325 | 3 | 0 | esc | 0 | 0 | 0 | 0 | 0 | 0 | 0.15274 | 0.0057414
[149 empty] | All EPR in 2020WLDFRFinancial | WLDFR | HFTD - Transmission - Tier 3 - 230 kV or Higher | Non-Red Flag Warning - Small Fires | 2025 | Financial | 0.0016314 | 557.6 | 2025 | Control | 0.053 | 3 | 0 | esc | 0 | 0 | 0 | 0 | 0 | 0 | 0.055966 | 9.1305e-05
[149 empty] | All EPR in 2020WLDFRSafety | WLDFR | HFTD - Transmission - Tier 3 - 230 kV or Higher | Non-Red Flag Warning - Small Fires | 2025 | Safety | 0.041187 | 557.6 | 2025 | Control | 0.053 | 3 | 0 | esc | 0 | 0 | 0 | 0 | 0 | 0 | 0.055966 | 0.0023051
[149 empty] | All EPR in 2020WLDFRElectric Reliability | WLDFR | HFTD - Transmission - Tier 3 - 230 kV or Higher | Red Flag Warning - Catastrophic Fires | 2021 | Electric Reliability | 222.2294 | 557.6 | 2021 | Control | 0.1325 | 3 | 0 | esc | 0.15274 | 33.9428 | 0.15274 | 33.9428 | 0 | 0 | 0 | 0
[149 empty] | All EPR in 2020WLDFRFinancial | WLDFR | HFTD - Transmission - Tier 3 - 230 kV or Higher | Red Flag Warning - Catastrophic Fires | 2021 | Financial | 8585.7228 | 557.6 | 2021 | Control | 0.053 | 3 | 0 | esc | 0.055966 | 480.5104 | 0.055966 | 480.5104 | 0 | 0 | 0 | 0
[149 empty] | All EPR in 2020WLDFRSafety | WLDFR | HFTD - Transmission - Tier 3 - 230 kV or Higher | Red Flag Warning - Catastrophic Fires | 2021 | Safety | 5338.1784 | 557.6 | 2021 | Control | 0.053 | 3 | 0 | esc | 0.055966 | 298.7576 | 0.055966 | 298.7576 | 0 | 0 | 0 | 0
[149 empty] | All EPR in 2020WLDFRElectric Reliability | WLDFR | HFTD - Transmission - Tier 3 - 230 kV or Higher | Red Flag Warning - Catastrophic Fires | 2022 | Electric Reliability | 222.2294 | 557.6 | 2022 | Control | 0.1325 | 3 | 0 | esc | 0.15274 | 33.9428 | 0.15274 | 33.9428 | 0.15274 | 33.9428 | 0 | 0
[149 empty] | All EPR in 2020WLDFRFinancial | WLDFR | HFTD - Transmission - Tier 3 - 230 kV or Higher | Red Flag Warning - Catastrophic Fires | 2022 | Financial | 8585.7228 | 557.6 | 2022 | Control | 0.053 | 3 | 0 | esc | 0.055966 | 480.5104 | 0.055966 | 480.5104 | 0.055966 | 480.5104 | 0 | 0
[149 empty] | All EPR in 2020WLDFRSafety | WLDFR | HFTD - Transmission - Tier 3 - 230 kV or Higher | Red Flag Warning - Catastrophic Fires | 2022 | Safety | 5338.1784 | 557.6 | 2022 | Control | 0.053 | 3 | 0 | esc | 0.055966 | 298.7576 | 0.055966 | 298.7576 | 0.055966 | 298.7576 | 0 | 0
[149 empty] | All EPR in 2020WLDFRElectric Reliability | WLDFR | HFTD - Transmission - Tier 3 - 230 kV or Higher | Red Flag Warning - Catastrophic Fires | 2023 | Electric Reliability | 233.2301 | 557.6 | 2023 | Control | 0.1325 | 3 | 0 | esc | 0 | 0 | 0.15274 | 35.623 | 0.15274 | 35.623 | 0.15274 | 35.623
[149 empty] | All EPR in 2020WLDFRFinancial | WLDFR | HFTD - Transmission - Tier 3 - 230 kV or Higher | Red Flag Warning - Catastrophic Fires | 2023 | Financial | 8896.516 | 557.6 | 2023 | Control | 0.053 | 3 | 0 | esc | 0 | 0 | 0.055966 | 497.9043 | 0.055966 | 497.9043 | 0.055966 | 497.9043
[149 empty] | All EPR in 2020WLDFRSafety | WLDFR | HFTD - Transmission - Tier 3 - 230 kV or Higher | Red Flag Warning - Catastrophic Fires | 2023 | Safety | 5534.8915 | 557.6 | 2023 | Control | 0.053 | 3 | 0 | esc | 0 | 0 | 0.055966 | 309.7669 | 0.055966 | 309.7669 | 0.055966 | 309.7669
[149 empty] | All EPR in 2020WLDFRElectric Reliability | WLDFR | HFTD - Transmission - Tier 3 - 230 kV or Higher | Red Flag Warning - Catastrophic Fires | 2024 | Electric Reliability | 233.2301 | 557.6 | 2024 | Control | 0.1325 | 3 | 0 | esc | 0 | 0 | 0 | 0 | 0.15274 | 35.623 | 0.15274 | 35.623
[149 empty] | All EPR in 2020WLDFRFinancial | WLDFR | HFTD - Transmission - Tier 3 - 230 kV or Higher | Red Flag Warning - Catastrophic Fires | 2024 | Financial | 8896.516 | 557.6 | 2024 | Control | 0.053 | 3 | 0 | esc | 0 | 0 | 0 | 0 | 0.055966 | 497.9043 | 0.055966 | 497.9043
[149 empty] | All EPR in 2020WLDFRSafety | WLDFR | HFTD - Transmission - Tier 3 - 230 kV or Higher | Red Flag Warning - Catastrophic Fires | 2024 | Safety | 5534.8915 | 557.6 | 2024 | Control | 0.053 | 3 | 0 | esc | 0 | 0 | 0 | 0 | 0.055966 | 309.7669 | 0.055966 | 309.7669
[149 empty] | All EPR in 2020WLDFRElectric Reliability | WLDFR | HFTD - Transmission - Tier 3 - 230 kV or Higher | Red Flag Warning - Catastrophic Fires | 2025 | Electric Reliability | 233.2301 | 557.6 | 2025 | Control | 0.1325 | 3 | 0 | esc | 0 | 0 | 0 | 0 | 0 | 0 | 0.15274 | 35.623
[149 empty] | All EPR in 2020WLDFRFinancial | WLDFR | HFTD - Transmission - Tier 3 - 230 kV or Higher | Red Flag Warning - Catastrophic Fires | 2025 | Financial | 8896.516 | 557.6 | 2025 | Control | 0.053 | 3 | 0 | esc | 0 | 0 | 0 | 0 | 0 | 0 | 0.055966 | 497.9043
[149 empty] | All EPR in 2020WLDFRSafety | WLDFR | HFTD - Transmission - Tier 3 - 230 kV or Higher | Red Flag Warning - Catastrophic Fires | 2025 | Safety | 5534.8915 | 557.6 | 2025 | Control | 0.053 | 3 | 0 | esc | 0 | 0 | 0 | 0 | 0 | 0 | 0.055966 | 309.7669
[149 empty] | All EPR in 2020WLDFRElectric Reliability | WLDFR | HFTD - Transmission - Tier 3 - 230 kV or Higher | Red Flag Warning - Destructive Fires | 2021 | Electric Reliability | 222.2294 | 557.6 | 2021 | Control | 0.1325 | 3 | 0 | esc | 0.15274 | 33.9428 | 0.15274 | 33.9428 | 0 | 0 | 0 | 0
[149 empty] | All EPR in 2020WLDFRFinancial | WLDFR | HFTD - Transmission - Tier 3 - 230 kV or Higher | Red Flag Warning - Destructive Fires | 2021 | Financial | 8585.7228 | 557.6 | 2021 | Control | 0.053 | 3 | 0 | esc | 0.055966 | 480.5104 | 0.055966 | 480.5104 | 0 | 0 | 0 | 0
[149 empty] | All EPR in 2020WLDFRElectric Reliability | WLDFR | HFTD - Transmission - Tier 3 - 230 kV or Higher | Red Flag Warning - Destructive Fires | 2022 | Electric Reliability | 222.2294 | 557.6 | 2022 | Control | 0.1325 | 3 | 0 | esc | 0.15274 | 33.9428 | 0.15274 | 33.9428 | 0.15274 | 33.9428 | 0 | 0
[149 empty] | All EPR in 2020WLDFRFinancial | WLDFR | HFTD - Transmission - Tier 3 - 230 kV or Higher | Red Flag Warning - Destructive Fires | 2022 | Financial | 8585.7228 | 557.6 | 2022 | Control | 0.053 | 3 | 0 | esc | 0.055966 | 480.5104 | 0.055966 | 480.5104 | 0.055966 | 480.5104 | 0 | 0
[149 empty] | All EPR in 2020WLDFRElectric Reliability | WLDFR | HFTD - Transmission - Tier 3 - 230 kV or Higher | Red Flag Warning - Destructive Fires | 2023 | Electric Reliability | 233.2301 | 557.6 | 2023 | Control | 0.1325 | 3 | 0 | esc | 0 | 0 | 0.15274 | 35.623 | 0.15274 | 35.623 | 0.15274 | 35.623
[149 empty] | All EPR in 2020WLDFRFinancial | WLDFR | HFTD - Transmission - Tier 3 - 230 kV or Higher | Red Flag Warning - Destructive Fires | 2023 | Financial | 8896.516 | 557.6 | 2023 | Control | 0.053 | 3 | 0 | esc | 0 | 0 | 0.055966 | 497.9043 | 0.055966 | 497.9043 | 0.055966 | 497.9043
[149 empty] | All EPR in 2020WLDFRElectric Reliability | WLDFR | HFTD - Transmission - Tier 3 - 230 kV or Higher | Red Flag Warning - Destructive Fires | 2024 | Electric Reliability | 233.2301 | 557.6 | 2024 | Control | 0.1325 | 3 | 0 | esc | 0 | 0 | 0 | 0 | 0.15274 | 35.623 | 0.15274 | 35.623
[149 empty] | All EPR in 2020WLDFRFinancial | WLDFR | HFTD - Transmission - Tier 3 - 230 kV or Higher | Red Flag Warning - Destructive Fires | 2024 | Financial | 8896.516 | 557.6 | 2024 | Control | 0.053 | 3 | 0 | esc | 0 | 0 | 0 | 0 | 0.055966 | 497.9043 | 0.055966 | 497.9043
[149 empty] | All EPR in 2020WLDFRElectric Reliability | WLDFR | HFTD - Transmission - Tier 3 - 230 kV or Higher | Red Flag Warning - Destructive Fires | 2025 | Electric Reliability | 233.2301 | 557.6 | 2025 | Control | 0.1325 | 3 | 0 | esc | 0 | 0 | 0 | 0 | 0 | 0 | 0.15274 | 35.623
[149 empty] | All EPR in 2020WLDFRFinancial | WLDFR | HFTD - Transmission - Tier 3 - 230 kV or Higher | Red Flag Warning - Destructive Fires | 2025 | Financial | 8896.516 | 557.6 | 2025 | Control | 0.053 | 3 | 0 | esc | 0 | 0 | 0 | 0 | 0 | 0 | 0.055966 | 497.9043
[149 empty] | All EPR in 2020WLDFRElectric Reliability | WLDFR | HFTD - Transmission - Tier 3 - 230 kV or Higher | Red Flag Warning - Large Fires | 2021 | Electric Reliability | 0.69642 | 557.6 | 2021 | Control | 0.1325 | 3 | 0 | esc | 0.15274 | 0.10637 | 0.15274 | 0.10637 | 0 | 0 | 0 | 0
[149 empty] | All EPR in 2020WLDFRFinancial | WLDFR | HFTD - Transmission - Tier 3 - 230 kV or Higher | Red Flag Warning - Large Fires | 2021 | Financial | 2.942 | 557.6 | 2021 | Control | 0.053 | 3 | 0 | esc | 0.055966 | 0.16465 | 0.055966 | 0.16465 | 0 | 0 | 0 | 0
[149 empty] | All EPR in 2020WLDFRSafety | WLDFR | HFTD - Transmission - Tier 3 - 230 kV or Higher | Red Flag Warning - Large Fires | 2021 | Safety | 1.6022 | 557.6 | 2021 | Control | 0.053 | 3 | 0 | esc | 0.055966 | 0.089668 | 0.055966 | 0.089668 | 0 | 0 | 0 | 0
[149 empty] | All EPR in 2020WLDFRElectric Reliability | WLDFR | HFTD - Transmission - Tier 3 - 230 kV or Higher | Red Flag Warning - Large Fires | 2022 | Electric Reliability | 0.69642 | 557.6 | 2022 | Control | 0.1325 | 3 | 0 | esc | 0.15274 | 0.10637 | 0.15274 | 0.10637 | 0.15274 | 0.10637 | 0 | 0
[149 empty] | All EPR in 2020WLDFRFinancial | WLDFR | HFTD - Transmission - Tier 3 - 230 kV or Higher | Red Flag Warning - Large Fires | 2022 | Financial | 2.942 | 557.6 | 2022 | Control | 0.053 | 3 | 0 | esc | 0.055966 | 0.16465 | 0.055966 | 0.16465 | 0.055966 | 0.16465 | 0 | 0
[149 empty] | All EPR in 2020WLDFRSafety | WLDFR | HFTD - Transmission - Tier 3 - 230 kV or Higher | Red Flag Warning - Large Fires | 2022 | Safety | 1.6022 | 557.6 | 2022 | Control | 0.053 | 3 | 0 | esc | 0.055966 | 0.089668 | 0.055966 | 0.089668 | 0.055966 | 0.089668 | 0 | 0
[149 empty] | All EPR in 2020WLDFRElectric Reliability | WLDFR | HFTD - Transmission - Tier 3 - 230 kV or Higher | Red Flag Warning - Large Fires | 2023 | Electric Reliability | 0.71896 | 557.6 | 2023 | Control | 0.1325 | 3 | 0 | esc | 0 | 0 | 0.15274 | 0.10981 | 0.15274 | 0.10981 | 0.15274 | 0.10981
[149 empty] | All EPR in 2020WLDFRFinancial | WLDFR | HFTD - Transmission - Tier 3 - 230 kV or Higher | Red Flag Warning - Large Fires | 2023 | Financial | 3.0715 | 557.6 | 2023 | Control | 0.053 | 3 | 0 | esc | 0 | 0 | 0.055966 | 0.1719 | 0.055966 | 0.1719 | 0.055966 | 0.1719
[149 empty] | All EPR in 2020WLDFRSafety | WLDFR | HFTD - Transmission - Tier 3 - 230 kV or Higher | Red Flag Warning - Large Fires | 2023 | Safety | 1.6846 | 557.6 | 2023 | Control | 0.053 | 3 | 0 | esc | 0 | 0 | 0.055966 | 0.094279 | 0.055966 | 0.094279 | 0.055966 | 0.094279
[149 empty] | All EPR in 2020WLDFRElectric Reliability | WLDFR | HFTD - Transmission - Tier 3 - 230 kV or Higher | Red Flag Warning - Large Fires | 2024 | Electric Reliability | 0.71896 | 557.6 | 2024 | Control | 0.1325 | 3 | 0 | esc | 0 | 0 | 0 | 0 | 0.15274 | 0.10981 | 0.15274 | 0.10981
[149 empty] | All EPR in 2020WLDFRFinancial | WLDFR | HFTD - Transmission - Tier 3 - 230 kV or Higher | Red Flag Warning - Large Fires | 2024 | Financial | 3.0715 | 557.6 | 2024 | Control | 0.053 | 3 | 0 | esc | 0 | 0 | 0 | 0 | 0.055966 | 0.1719 | 0.055966 | 0.1719
[149 empty] | All EPR in 2020WLDFRSafety | WLDFR | HFTD - Transmission - Tier 3 - 230 kV or Higher | Red Flag Warning - Large Fires | 2024 | Safety | 1.6846 | 557.6 | 2024 | Control | 0.053 | 3 | 0 | esc | 0 | 0 | 0 | 0 | 0.055966 | 0.094279 | 0.055966 | 0.094279
[149 empty] | All EPR in 2020WLDFRElectric Reliability | WLDFR | HFTD - Transmission - Tier 3 - 230 kV or Higher | Red Flag Warning - Large Fires | 2025 | Electric Reliability | 0.71896 | 557.6 | 2025 | Control | 0.1325 | 3 | 0 | esc | 0 | 0 | 0 | 0 | 0 | 0 | 0.15274 | 0.10981
[149 empty] | All EPR in 2020WLDFRFinancial | WLDFR | HFTD - Transmission - Tier 3 - 230 kV or Higher | Red Flag Warning - Large Fires | 2025 | Financial | 3.0715 | 557.6 | 2025 | Control | 0.053 | 3 | 0 | esc | 0 | 0 | 0 | 0 | 0 | 0 | 0.055966 | 0.1719
[149 empty] | All EPR in 2020WLDFRSafety | WLDFR | HFTD - Transmission - Tier 3 - 230 kV or Higher | Red Flag Warning - Large Fires | 2025 | Safety | 1.6846 | 557.6 | 2025 | Control | 0.053 | 3 | 0 | esc | 0 | 0 | 0 | 0 | 0 | 0 | 0.055966 | 0.094279
[149 empty] | All EPR in 2020WLDFRElectric Reliability | WLDFR | HFTD - Transmission - Tier 3 - 230 kV or Higher | Red Flag Warning - Small Fires | 2021 | Electric Reliability | 0.036425 | 557.6 | 2021 | Control | 0.1325 | 3 | 0 | esc | 0.15274 | 0.0055635 | 0.15274 | 0.0055635 | 0 | 0 | 0 | 0
[149 empty] | All EPR in 2020WLDFRFinancial | WLDFR | HFTD - Transmission - Tier 3 - 230 kV or Higher | Red Flag Warning - Small Fires | 2021 | Financial | 0.0015809 | 557.6 | 2021 | Control | 0.053 | 3 | 0 | esc | 0.055966 | 8.8475e-05 | 0.055966 | 8.8475e-05 | 0 | 0 | 0 | 0
[149 empty] | All EPR in 2020WLDFRSafety | WLDFR | HFTD - Transmission - Tier 3 - 230 kV or Higher | Red Flag Warning - Small Fires | 2021 | Safety | 0.039895 | 557.6 | 2021 | Control | 0.053 | 3 | 0 | esc | 0.055966 | 0.0022328 | 0.055966 | 0.0022328 | 0 | 0 | 0 | 0
[149 empty] | All EPR in 2020WLDFRElectric Reliability | WLDFR | HFTD - Transmission - Tier 3 - 230 kV or Higher | Red Flag Warning - Small Fires | 2022 | Electric Reliability | 0.036425 | 557.6 | 2022 | Control | 0.1325 | 3 | 0 | esc | 0.15274 | 0.0055635 | 0.15274 | 0.0055635 | 0.15274 | 0.0055635 | 0 | 0
[149 empty] | All EPR in 2020WLDFRFinancial | WLDFR | HFTD - Transmission - Tier 3 - 230 kV or Higher | Red Flag Warning - Small Fires | 2022 | Financial | 0.0015809 | 557.6 | 2022 | Control | 0.053 | 3 | 0 | esc | 0.055966 | 8.8475e-05 | 0.055966 | 8.8475e-05 | 0.055966 | 8.8475e-05 | 0 | 0
[149 empty] | All EPR in 2020WLDFRSafety | WLDFR | HFTD - Transmission - Tier 3 - 230 kV or Higher | Red Flag Warning - Small Fires | 2022 | Safety | 0.039895 | 557.6 | 2022 | Control | 0.053 | 3 | 0 | esc | 0.055966 | 0.0022328 | 0.055966 | 0.0022328 | 0.055966 | 0.0022328 | 0 | 0
[149 empty] | All EPR in 2020WLDFRElectric Reliability | WLDFR | HFTD - Transmission - Tier 3 - 230 kV or Higher | Red Flag Warning - Small Fires | 2023 | Electric Reliability | 0.03759 | 557.6 | 2023 | Control | 0.1325 | 3 | 0 | esc | 0 | 0 | 0.15274 | 0.0057414 | 0.15274 | 0.0057414 | 0.15274 | 0.0057414
[149 empty] | All EPR in 2020WLDFRFinancial | WLDFR | HFTD - Transmission - Tier 3 - 230 kV or Higher | Red Flag Warning - Small Fires | 2023 | Financial | 0.0016314 | 557.6 | 2023 | Control | 0.053 | 3 | 0 | esc | 0 | 0 | 0.055966 | 9.1305e-05 | 0.055966 | 9.1305e-05 | 0.055966 | 9.1305e-05
[149 empty] | All EPR in 2020WLDFRSafety | WLDFR | HFTD - Transmission - Tier 3 - 230 kV or Higher | Red Flag Warning - Small Fires | 2023 | Safety | 0.041187 | 557.6 | 2023 | Control | 0.053 | 3 | 0 | esc | 0 | 0 | 0.055966 | 0.0023051 | 0.055966 | 0.0023051 | 0.055966 | 0.0023051
[149 empty] | All EPR in 2020WLDFRElectric Reliability | WLDFR | HFTD - Transmission - Tier 3 - 230 kV or Higher | Red Flag Warning - Small Fires | 2024 | Electric Reliability | 0.03759 | 557.6 | 2024 | Control | 0.1325 | 3 | 0 | esc | 0 | 0 | 0 | 0 | 0.15274 | 0.0057414 | 0.15274 | 0.0057414
[149 empty] | All EPR in 2020WLDFRFinancial | WLDFR | HFTD - Transmission - Tier 3 - 230 kV or Higher | Red Flag Warning - Small Fires | 2024 | Financial | 0.0016314 | 557.6 | 2024 | Control | 0.053 | 3 | 0 | esc | 0 | 0 | 0 | 0 | 0.055966 | 9.1305e-05 | 0.055966 | 9.1305e-05
[149 empty] | All EPR in 2020WLDFRSafety | WLDFR | HFTD - Transmission - Tier 3 - 230 kV or Higher | Red Flag Warning - Small Fires | 2024 | Safety | 0.041187 | 557.6 | 2024 | Control | 0.053 | 3 | 0 | esc | 0 | 0 | 0 | 0 | 0.055966 | 0.0023051 | 0.055966 | 0.0023051
[149 empty] | All EPR in 2020WLDFRElectric Reliability | WLDFR | HFTD - Transmission - Tier 3 - 230 kV or Higher | Red Flag Warning - Small Fires | 2025 | Electric Reliability | 0.03759 | 557.6 | 2025 | Control | 0.1325 | 3 | 0 | esc | 0 | 0 | 0 | 0 | 0 | 0 | 0.15274 | 0.0057414
[149 empty] | All EPR in 2020WLDFRFinancial | WLDFR | HFTD - Transmission - Tier 3 - 230 kV or Higher | Red Flag Warning - Small Fires | 2025 | Financial | 0.0016314 | 557.6 | 2025 | Control | 0.053 | 3 | 0 | esc | 0 | 0 | 0 | 0 | 0 | 0 | 0.055966 | 9.1305e-05
[149 empty] | All EPR in 2020WLDFRSafety | WLDFR | HFTD - Transmission - Tier 3 - 230 kV or Higher | Red Flag Warning - Small Fires | 2025 | Safety | 0.041187 | 557.6 | 2025 | Control | 0.053 | 3 | 0 | esc | 0 | 0 | 0 | 0 | 0 | 0 | 0.055966 | 0.0023051
[149 empty] | All EPR in 2020WLDFRElectric Reliability | WLDFR | HFTD - Transmission - Tier 3 - 60/70 kV | Non-Red Flag Warning - Catastrophic Fires | 2021 | Electric Reliability | 222.2294 | 376.43 | 2021 | Control | 0.1325 | 3 | 0 | esc | 0.15274 | 33.9428 | 0.15274 | 33.9428 | 0 | 0 | 0 | 0
[149 empty] | All EPR in 2020WLDFRFinancial | WLDFR | HFTD - Transmission - Tier 3 - 60/70 kV | Non-Red Flag Warning - Catastrophic Fires | 2021 | Financial | 8585.7228 | 376.43 | 2021 | Control | 0.053 | 3 | 0 | esc | 0.055966 | 480.5104 | 0.055966 | 480.5104 | 0 | 0 | 0 | 0
[149 empty] | All EPR in 2020WLDFRSafety | WLDFR | HFTD - Transmission - Tier 3 - 60/70 kV | Non-Red Flag Warning - Catastrophic Fires | 2021 | Safety | 5338.1784 | 376.43 | 2021 | Control | 0.053 | 3 | 0 | esc | 0.055966 | 298.7576 | 0.055966 | 298.7576 | 0 | 0 | 0 | 0
[149 empty] | All EPR in 2020WLDFRElectric Reliability | WLDFR | HFTD - Transmission - Tier 3 - 60/70 kV | Non-Red Flag Warning - Catastrophic Fires | 2022 | Electric Reliability | 222.2294 | 376.43 | 2022 | Control | 0.1325 | 3 | 0 | esc | 0.15274 | 33.9428 | 0.15274 | 33.9428 | 0.15274 | 33.9428 | 0 | 0
[149 empty] | All EPR in 2020WLDFRFinancial | WLDFR | HFTD - Transmission - Tier 3 - 60/70 kV | Non-Red Flag Warning - Catastrophic Fires | 2022 | Financial | 8585.7228 | 376.43 | 2022 | Control | 0.053 | 3 | 0 | esc | 0.055966 | 480.5104 | 0.055966 | 480.5104 | 0.055966 | 480.5104 | 0 | 0
[149 empty] | All EPR in 2020WLDFRSafety | WLDFR | HFTD - Transmission - Tier 3 - 60/70 kV | Non-Red Flag Warning - Catastrophic Fires | 2022 | Safety | 5338.1784 | 376.43 | 2022 | Control | 0.053 | 3 | 0 | esc | 0.055966 | 298.7576 | 0.055966 | 298.7576 | 0.055966 | 298.7576 | 0 | 0
[149 empty] | All EPR in 2020WLDFRElectric Reliability | WLDFR | HFTD - Transmission - Tier 3 - 60/70 kV | Non-Red Flag Warning - Catastrophic Fires | 2023 | Electric Reliability | 233.2301 | 376.43 | 2023 | Control | 0.1325 | 3 | 0 | esc | 0 | 0 | 0.15274 | 35.623 | 0.15274 | 35.623 | 0.15274 | 35.623
[149 empty] | All EPR in 2020WLDFRFinancial | WLDFR | HFTD - Transmission - Tier 3 - 60/70 kV | Non-Red Flag Warning - Catastrophic Fires | 2023 | Financial | 8896.516 | 376.43 | 2023 | Control | 0.053 | 3 | 0 | esc | 0 | 0 | 0.055966 | 497.9043 | 0.055966 | 497.9043 | 0.055966 | 497.9043
[149 empty] | All EPR in 2020WLDFRSafety | WLDFR | HFTD - Transmission - Tier 3 - 60/70 kV | Non-Red Flag Warning - Catastrophic Fires | 2023 | Safety | 5534.8915 | 376.43 | 2023 | Control | 0.053 | 3 | 0 | esc | 0 | 0 | 0.055966 | 309.7669 | 0.055966 | 309.7669 | 0.055966 | 309.7669
[149 empty] | All EPR in 2020WLDFRElectric Reliability | WLDFR | HFTD - Transmission - Tier 3 - 60/70 kV | Non-Red Flag Warning - Catastrophic Fires | 2024 | Electric Reliability | 233.2301 | 376.43 | 2024 | Control | 0.1325 | 3 | 0 | esc | 0 | 0 | 0 | 0 | 0.15274 | 35.623 | 0.15274 | 35.623
[149 empty] | All EPR in 2020WLDFRFinancial | WLDFR | HFTD - Transmission - Tier 3 - 60/70 kV | Non-Red Flag Warning - Catastrophic Fires | 2024 | Financial | 8896.516 | 376.43 | 2024 | Control | 0.053 | 3 | 0 | esc | 0 | 0 | 0 | 0 | 0.055966 | 497.9043 | 0.055966 | 497.9043
[149 empty] | All EPR in 2020WLDFRSafety | WLDFR | HFTD - Transmission - Tier 3 - 60/70 kV | Non-Red Flag Warning - Catastrophic Fires | 2024 | Safety | 5534.8915 | 376.43 | 2024 | Control | 0.053 | 3 | 0 | esc | 0 | 0 | 0 | 0 | 0.055966 | 309.7669 | 0.055966 | 309.7669
[149 empty] | All EPR in 2020WLDFRElectric Reliability | WLDFR | HFTD - Transmission - Tier 3 - 60/70 kV | Non-Red Flag Warning - Catastrophic Fires | 2025 | Electric Reliability | 233.2301 | 376.43 | 2025 | Control | 0.1325 | 3 | 0 | esc | 0 | 0 | 0 | 0 | 0 | 0 | 0.15274 | 35.623
[149 empty] | All EPR in 2020WLDFRFinancial | WLDFR | HFTD - Transmission - Tier 3 - 60/70 kV | Non-Red Flag Warning - Catastrophic Fires | 2025 | Financial | 8896.516 | 376.43 | 2025 | Control | 0.053 | 3 | 0 | esc | 0 | 0 | 0 | 0 | 0 | 0 | 0.055966 | 497.9043
[149 empty] | All EPR in 2020WLDFRSafety | WLDFR | HFTD - Transmission - Tier 3 - 60/70 kV | Non-Red Flag Warning - Catastrophic Fires | 2025 | Safety | 5534.8915 | 376.43 | 2025 | Control | 0.053 | 3 | 0 | esc | 0 | 0 | 0 | 0 | 0 | 0 | 0.055966 | 309.7669
[149 empty] | All EPR in 2020WLDFRElectric Reliability | WLDFR | HFTD - Transmission - Tier 3 - 60/70 kV | Non-Red Flag Warning - Destructive Fires | 2021 | Electric Reliability | 222.2294 | 376.43 | 2021 | Control | 0.1325 | 3 | 0 | esc | 0.15274 | 33.9428 | 0.15274 | 33.9428 | 0 | 0 | 0 | 0
[149 empty] | All EPR in 2020WLDFRFinancial | WLDFR | HFTD - Transmission - Tier 3 - 60/70 kV | Non-Red Flag Warning - Destructive Fires | 2021 | Financial | 8585.7228 | 376.43 | 2021 | Control | 0.053 | 3 | 0 | esc | 0.055966 | 480.5104 | 0.055966 | 480.5104 | 0 | 0 | 0 | 0
[149 empty] | All EPR in 2020WLDFRElectric Reliability | WLDFR | HFTD - Transmission - Tier 3 - 60/70 kV | Non-Red Flag Warning - Destructive Fires | 2022 | Electric Reliability | 222.2294 | 376.43 | 2022 | Control | 0.1325 | 3 | 0 | esc | 0.15274 | 33.9428 | 0.15274 | 33.9428 | 0.15274 | 33.9428 | 0 | 0
[149 empty] | All EPR in 2020WLDFRFinancial | WLDFR | HFTD - Transmission - Tier 3 - 60/70 kV | Non-Red Flag Warning - Destructive Fires | 2022 | Financial | 8585.7228 | 376.43 | 2022 | Control | 0.053 | 3 | 0 | esc | 0.055966 | 480.5104 | 0.055966 | 480.5104 | 0.055966 | 480.5104 | 0 | 0
[149 empty] | All EPR in 2020WLDFRElectric Reliability | WLDFR | HFTD - Transmission - Tier 3 - 60/70 kV | Non-Red Flag Warning - Destructive Fires | 2023 | Electric Reliability | 233.2301 | 376.43 | 2023 | Control | 0.1325 | 3 | 0 | esc | 0 | 0 | 0.15274 | 35.623 | 0.15274 | 35.623 | 0.15274 | 35.623
[149 empty] | All EPR in 2020WLDFRFinancial | WLDFR | HFTD - Transmission - Tier 3 - 60/70 kV | Non-Red Flag Warning - Destructive Fires | 2023 | Financial | 8896.516 | 376.43 | 2023 | Control | 0.053 | 3 | 0 | esc | 0 | 0 | 0.055966 | 497.9043 | 0.055966 | 497.9043 | 0.055966 | 497.9043
[149 empty] | All EPR in 2020WLDFRElectric Reliability | WLDFR | HFTD - Transmission - Tier 3 - 60/70 kV | Non-Red Flag Warning - Destructive Fires | 2024 | Electric Reliability | 233.2301 | 376.43 | 2024 | Control | 0.1325 | 3 | 0 | esc | 0 | 0 | 0 | 0 | 0.15274 | 35.623 | 0.15274 | 35.623
[149 empty] | All EPR in 2020WLDFRFinancial | WLDFR | HFTD - Transmission - Tier 3 - 60/70 kV | Non-Red Flag Warning - Destructive Fires | 2024 | Financial | 8896.516 | 376.43 | 2024 | Control | 0.053 | 3 | 0 | esc | 0 | 0 | 0 | 0 | 0.055966 | 497.9043 | 0.055966 | 497.9043
[149 empty] | All EPR in 2020WLDFRElectric Reliability | WLDFR | HFTD - Transmission - Tier 3 - 60/70 kV | Non-Red Flag Warning - Destructive Fires | 2025 | Electric Reliability | 233.2301 | 376.43 | 2025 | Control | 0.1325 | 3 | 0 | esc | 0 | 0 | 0 | 0 | 0 | 0 | 0.15274 | 35.623
[149 empty] | All EPR in 2020WLDFRFinancial | WLDFR | HFTD - Transmission - Tier 3 - 60/70 kV | Non-Red Flag Warning - Destructive Fires | 2025 | Financial | 8896.516 | 376.43 | 2025 | Control | 0.053 | 3 | 0 | esc | 0 | 0 | 0 | 0 | 0 | 0 | 0.055966 | 497.9043
[149 empty] | All EPR in 2020WLDFRElectric Reliability | WLDFR | HFTD - Transmission - Tier 3 - 60/70 kV | Non-Red Flag Warning - Large Fires | 2021 | Electric Reliability | 0.69642 | 376.43 | 2021 | Control | 0.1325 | 3 | 0 | esc | 0.15274 | 0.10637 | 0.15274 | 0.10637 | 0 | 0 | 0 | 0
[149 empty] | All EPR in 2020WLDFRFinancial | WLDFR | HFTD - Transmission - Tier 3 - 60/70 kV | Non-Red Flag Warning - Large Fires | 2021 | Financial | 2.942 | 376.43 | 2021 | Control | 0.053 | 3 | 0 | esc | 0.055966 | 0.16465 | 0.055966 | 0.16465 | 0 | 0 | 0 | 0
[149 empty] | All EPR in 2020WLDFRSafety | WLDFR | HFTD - Transmission - Tier 3 - 60/70 kV | Non-Red Flag Warning - Large Fires | 2021 | Safety | 1.6022 | 376.43 | 2021 | Control | 0.053 | 3 | 0 | esc | 0.055966 | 0.089668 | 0.055966 | 0.089668 | 0 | 0 | 0 | 0
[149 empty] | All EPR in 2020WLDFRElectric Reliability | WLDFR | HFTD - Transmission - Tier 3 - 60/70 kV | Non-Red Flag Warning - Large Fires | 2022 | Electric Reliability | 0.69642 | 376.43 | 2022 | Control | 0.1325 | 3 | 0 | esc | 0.15274 | 0.10637 | 0.15274 | 0.10637 | 0.15274 | 0.10637 | 0 | 0
[149 empty] | All EPR in 2020WLDFRFinancial | WLDFR | HFTD - Transmission - Tier 3 - 60/70 kV | Non-Red Flag Warning - Large Fires | 2022 | Financial | 2.942 | 376.43 | 2022 | Control | 0.053 | 3 | 0 | esc | 0.055966 | 0.16465 | 0.055966 | 0.16465 | 0.055966 | 0.16465 | 0 | 0
[149 empty] | All EPR in 2020WLDFRSafety | WLDFR | HFTD - Transmission - Tier 3 - 60/70 kV | Non-Red Flag Warning - Large Fires | 2022 | Safety | 1.6022 | 376.43 | 2022 | Control | 0.053 | 3 | 0 | esc | 0.055966 | 0.089668 | 0.055966 | 0.089668 | 0.055966 | 0.089668 | 0 | 0
[149 empty] | All EPR in 2020WLDFRElectric Reliability | WLDFR | HFTD - Transmission - Tier 3 - 60/70 kV | Non-Red Flag Warning - Large Fires | 2023 | Electric Reliability | 0.71896 | 376.43 | 2023 | Control | 0.1325 | 3 | 0 | esc | 0 | 0 | 0.15274 | 0.10981 | 0.15274 | 0.10981 | 0.15274 | 0.10981
[149 empty] | All EPR in 2020WLDFRFinancial | WLDFR | HFTD - Transmission - Tier 3 - 60/70 kV | Non-Red Flag Warning - Large Fires | 2023 | Financial | 3.0715 | 376.43 | 2023 | Control | 0.053 | 3 | 0 | esc | 0 | 0 | 0.055966 | 0.1719 | 0.055966 | 0.1719 | 0.055966 | 0.1719
[149 empty] | All EPR in 2020WLDFRSafety | WLDFR | HFTD - Transmission - Tier 3 - 60/70 kV | Non-Red Flag Warning - Large Fires | 2023 | Safety | 1.6846 | 376.43 | 2023 | Control | 0.053 | 3 | 0 | esc | 0 | 0 | 0.055966 | 0.094279 | 0.055966 | 0.094279 | 0.055966 | 0.094279
[149 empty] | All EPR in 2020WLDFRElectric Reliability | WLDFR | HFTD - Transmission - Tier 3 - 60/70 kV | Non-Red Flag Warning - Large Fires | 2024 | Electric Reliability | 0.71896 | 376.43 | 2024 | Control | 0.1325 | 3 | 0 | esc | 0 | 0 | 0 | 0 | 0.15274 | 0.10981 | 0.15274 | 0.10981
[149 empty] | All EPR in 2020WLDFRFinancial | WLDFR | HFTD - Transmission - Tier 3 - 60/70 kV | Non-Red Flag Warning - Large Fires | 2024 | Financial | 3.0715 | 376.43 | 2024 | Control | 0.053 | 3 | 0 | esc | 0 | 0 | 0 | 0 | 0.055966 | 0.1719 | 0.055966 | 0.1719
[149 empty] | All EPR in 2020WLDFRSafety | WLDFR | HFTD - Transmission - Tier 3 - 60/70 kV | Non-Red Flag Warning - Large Fires | 2024 | Safety | 1.6846 | 376.43 | 2024 | Control | 0.053 | 3 | 0 | esc | 0 | 0 | 0 | 0 | 0.055966 | 0.094279 | 0.055966 | 0.094279
[149 empty] | All EPR in 2020WLDFRElectric Reliability | WLDFR | HFTD - Transmission - Tier 3 - 60/70 kV | Non-Red Flag Warning - Large Fires | 2025 | Electric Reliability | 0.71896 | 376.43 | 2025 | Control | 0.1325 | 3 | 0 | esc | 0 | 0 | 0 | 0 | 0 | 0 | 0.15274 | 0.10981
[149 empty] | All EPR in 2020WLDFRFinancial | WLDFR | HFTD - Transmission - Tier 3 - 60/70 kV | Non-Red Flag Warning - Large Fires | 2025 | Financial | 3.0715 | 376.43 | 2025 | Control | 0.053 | 3 | 0 | esc | 0 | 0 | 0 | 0 | 0 | 0 | 0.055966 | 0.1719
[149 empty] | All EPR in 2020WLDFRSafety | WLDFR | HFTD - Transmission - Tier 3 - 60/70 kV | Non-Red Flag Warning - Large Fires | 2025 | Safety | 1.6846 | 376.43 | 2025 | Control | 0.053 | 3 | 0 | esc | 0 | 0 | 0 | 0 | 0 | 0 | 0.055966 | 0.094279
[149 empty] | All EPR in 2020WLDFRElectric Reliability | WLDFR | HFTD - Transmission - Tier 3 - 60/70 kV | Non-Red Flag Warning - Small Fires | 2021 | Electric Reliability | 0.036425 | 376.43 | 2021 | Control | 0.1325 | 3 | 0 | esc | 0.15274 | 0.0055635 | 0.15274 | 0.0055635 | 0 | 0 | 0 | 0
[149 empty] | All EPR in 2020WLDFRFinancial | WLDFR | HFTD - Transmission - Tier 3 - 60/70 kV | Non-Red Flag Warning - Small Fires | 2021 | Financial | 0.0015809 | 376.43 | 2021 | Control | 0.053 | 3 | 0 | esc | 0.055966 | 8.8475e-05 | 0.055966 | 8.8475e-05 | 0 | 0 | 0 | 0
[149 empty] | All EPR in 2020WLDFRSafety | WLDFR | HFTD - Transmission - Tier 3 - 60/70 kV | Non-Red Flag Warning - Small Fires | 2021 | Safety | 0.039895 | 376.43 | 2021 | Control | 0.053 | 3 | 0 | esc | 0.055966 | 0.0022328 | 0.055966 | 0.0022328 | 0 | 0 | 0 | 0
[149 empty] | All EPR in 2020WLDFRElectric Reliability | WLDFR | HFTD - Transmission - Tier 3 - 60/70 kV | Non-Red Flag Warning - Small Fires | 2022 | Electric Reliability | 0.036425 | 376.43 | 2022 | Control | 0.1325 | 3 | 0 | esc | 0.15274 | 0.0055635 | 0.15274 | 0.0055635 | 0.15274 | 0.0055635 | 0 | 0
[149 empty] | All EPR in 2020WLDFRFinancial | WLDFR | HFTD - Transmission - Tier 3 - 60/70 kV | Non-Red Flag Warning - Small Fires | 2022 | Financial | 0.0015809 | 376.43 | 2022 | Control | 0.053 | 3 | 0 | esc | 0.055966 | 8.8475e-05 | 0.055966 | 8.8475e-05 | 0.055966 | 8.8475e-05 | 0 | 0
[149 empty] | All EPR in 2020WLDFRSafety | WLDFR | HFTD - Transmission - Tier 3 - 60/70 kV | Non-Red Flag Warning - Small Fires | 2022 | Safety | 0.039895 | 376.43 | 2022 | Control | 0.053 | 3 | 0 | esc | 0.055966 | 0.0022328 | 0.055966 | 0.0022328 | 0.055966 | 0.0022328 | 0 | 0
[149 empty] | All EPR in 2020WLDFRElectric Reliability | WLDFR | HFTD - Transmission - Tier 3 - 60/70 kV | Non-Red Flag Warning - Small Fires | 2023 | Electric Reliability | 0.03759 | 376.43 | 2023 | Control | 0.1325 | 3 | 0 | esc | 0 | 0 | 0.15274 | 0.0057414 | 0.15274 | 0.0057414 | 0.15274 | 0.0057414
[149 empty] | All EPR in 2020WLDFRFinancial | WLDFR | HFTD - Transmission - Tier 3 - 60/70 kV | Non-Red Flag Warning - Small Fires | 2023 | Financial | 0.0016314 | 376.43 | 2023 | Control | 0.053 | 3 | 0 | esc | 0 | 0 | 0.055966 | 9.1305e-05 | 0.055966 | 9.1305e-05 | 0.055966 | 9.1305e-05
[149 empty] | All EPR in 2020WLDFRSafety | WLDFR | HFTD - Transmission - Tier 3 - 60/70 kV | Non-Red Flag Warning - Small Fires | 2023 | Safety | 0.041187 | 376.43 | 2023 | Control | 0.053 | 3 | 0 | esc | 0 | 0 | 0.055966 | 0.0023051 | 0.055966 | 0.0023051 | 0.055966 | 0.0023051
[149 empty] | All EPR in 2020WLDFRElectric Reliability | WLDFR | HFTD - Transmission - Tier 3 - 60/70 kV | Non-Red Flag Warning - Small Fires | 2024 | Electric Reliability | 0.03759 | 376.43 | 2024 | Control | 0.1325 | 3 | 0 | esc | 0 | 0 | 0 | 0 | 0.15274 | 0.0057414 | 0.15274 | 0.0057414
[149 empty] | All EPR in 2020WLDFRFinancial | WLDFR | HFTD - Transmission - Tier 3 - 60/70 kV | Non-Red Flag Warning - Small Fires | 2024 | Financial | 0.0016314 | 376.43 | 2024 | Control | 0.053 | 3 | 0 | esc | 0 | 0 | 0 | 0 | 0.055966 | 9.1305e-05 | 0.055966 | 9.1305e-05
[149 empty] | All EPR in 2020WLDFRSafety | WLDFR | HFTD - Transmission - Tier 3 - 60/70 kV | Non-Red Flag Warning - Small Fires | 2024 | Safety | 0.041187 | 376.43 | 2024 | Control | 0.053 | 3 | 0 | esc | 0 | 0 | 0 | 0 | 0.055966 | 0.0023051 | 0.055966 | 0.0023051
[149 empty] | All EPR in 2020WLDFRElectric Reliability | WLDFR | HFTD - Transmission - Tier 3 - 60/70 kV | Non-Red Flag Warning - Small Fires | 2025 | Electric Reliability | 0.03759 | 376.43 | 2025 | Control | 0.1325 | 3 | 0 | esc | 0 | 0 | 0 | 0 | 0 | 0 | 0.15274 | 0.0057414
[149 empty] | All EPR in 2020WLDFRFinancial | WLDFR | HFTD - Transmission - Tier 3 - 60/70 kV | Non-Red Flag Warning - Small Fires | 2025 | Financial | 0.0016314 | 376.43 | 2025 | Control | 0.053 | 3 | 0 | esc | 0 | 0 | 0 | 0 | 0 | 0 | 0.055966 | 9.1305e-05
[149 empty] | All EPR in 2020WLDFRSafety | WLDFR | HFTD - Transmission - Tier 3 - 60/70 kV | Non-Red Flag Warning - Small Fires | 2025 | Safety | 0.041187 | 376.43 | 2025 | Control | 0.053 | 3 | 0 | esc | 0 | 0 | 0 | 0 | 0 | 0 | 0.055966 | 0.0023051
[149 empty] | All EPR in 2020WLDFRElectric Reliability | WLDFR | HFTD - Transmission - Tier 3 - 60/70 kV | Red Flag Warning - Catastrophic Fires | 2021 | Electric Reliability | 222.2294 | 376.43 | 2021 | Control | 0.1325 | 3 | 0 | esc | 0.15274 | 33.9428 | 0.15274 | 33.9428 | 0 | 0 | 0 | 0
[149 empty] | All EPR in 2020WLDFRFinancial | WLDFR | HFTD - Transmission - Tier 3 - 60/70 kV | Red Flag Warning - Catastrophic Fires | 2021 | Financial | 8585.7228 | 376.43 | 2021 | Control | 0.053 | 3 | 0 | esc | 0.055966 | 480.5104 | 0.055966 | 480.5104 | 0 | 0 | 0 | 0
[149 empty] | All EPR in 2020WLDFRSafety | WLDFR | HFTD - Transmission - Tier 3 - 60/70 kV | Red Flag Warning - Catastrophic Fires | 2021 | Safety | 5338.1784 | 376.43 | 2021 | Control | 0.053 | 3 | 0 | esc | 0.055966 | 298.7576 | 0.055966 | 298.7576 | 0 | 0 | 0 | 0
[149 empty] | All EPR in 2020WLDFRElectric Reliability | WLDFR | HFTD - Transmission - Tier 3 - 60/70 kV | Red Flag Warning - Catastrophic Fires | 2022 | Electric Reliability | 222.2294 | 376.43 | 2022 | Control | 0.1325 | 3 | 0 | esc | 0.15274 | 33.9428 | 0.15274 | 33.9428 | 0.15274 | 33.9428 | 0 | 0
[149 empty] | All EPR in 2020WLDFRFinancial | WLDFR | HFTD - Transmission - Tier 3 - 60/70 kV | Red Flag Warning - Catastrophic Fires | 2022 | Financial | 8585.7228 | 376.43 | 2022 | Control | 0.053 | 3 | 0 | esc | 0.055966 | 480.5104 | 0.055966 | 480.5104 | 0.055966 | 480.5104 | 0 | 0
[149 empty] | All EPR in 2020WLDFRSafety | WLDFR | HFTD - Transmission - Tier 3 - 60/70 kV | Red Flag Warning - Catastrophic Fires | 2022 | Safety | 5338.1784 | 376.43 | 2022 | Control | 0.053 | 3 | 0 | esc | 0.055966 | 298.7576 | 0.055966 | 298.7576 | 0.055966 | 298.7576 | 0 | 0
[149 empty] | All EPR in 2020WLDFRElectric Reliability | WLDFR | HFTD - Transmission - Tier 3 - 60/70 kV | Red Flag Warning - Catastrophic Fires | 2023 | Electric Reliability | 233.2301 | 376.43 | 2023 | Control | 0.1325 | 3 | 0 | esc | 0 | 0 | 0.15274 | 35.623 | 0.15274 | 35.623 | 0.15274 | 35.623
[149 empty] | All EPR in 2020WLDFRFinancial | WLDFR | HFTD - Transmission - Tier 3 - 60/70 kV | Red Flag Warning - Catastrophic Fires | 2023 | Financial | 8896.516 | 376.43 | 2023 | Control | 0.053 | 3 | 0 | esc | 0 | 0 | 0.055966 | 497.9043 | 0.055966 | 497.9043 | 0.055966 | 497.9043
[149 empty] | All EPR in 2020WLDFRSafety | WLDFR | HFTD - Transmission - Tier 3 - 60/70 kV | Red Flag Warning - Catastrophic Fires | 2023 | Safety | 5534.8915 | 376.43 | 2023 | Control | 0.053 | 3 | 0 | esc | 0 | 0 | 0.055966 | 309.7669 | 0.055966 | 309.7669 | 0.055966 | 309.7669
[149 empty] | All EPR in 2020WLDFRElectric Reliability | WLDFR | HFTD - Transmission - Tier 3 - 60/70 kV | Red Flag Warning - Catastrophic Fires | 2024 | Electric Reliability | 233.2301 | 376.43 | 2024 | Control | 0.1325 | 3 | 0 | esc | 0 | 0 | 0 | 0 | 0.15274 | 35.623 | 0.15274 | 35.623
[149 empty] | All EPR in 2020WLDFRFinancial | WLDFR | HFTD - Transmission - Tier 3 - 60/70 kV | Red Flag Warning - Catastrophic Fires | 2024 | Financial | 8896.516 | 376.43 | 2024 | Control | 0.053 | 3 | 0 | esc | 0 | 0 | 0 | 0 | 0.055966 | 497.9043 | 0.055966 | 497.9043
[149 empty] | All EPR in 2020WLDFRSafety | WLDFR | HFTD - Transmission - Tier 3 - 60/70 kV | Red Flag Warning - Catastrophic Fires | 2024 | Safety | 5534.8915 | 376.43 | 2024 | Control | 0.053 | 3 | 0 | esc | 0 | 0 | 0 | 0 | 0.055966 | 309.7669 | 0.055966 | 309.7669
[149 empty] | All EPR in 2020WLDFRElectric Reliability | WLDFR | HFTD - Transmission - Tier 3 - 60/70 kV | Red Flag Warning - Catastrophic Fires | 2025 | Electric Reliability | 233.2301 | 376.43 | 2025 | Control | 0.1325 | 3 | 0 | esc | 0 | 0 | 0 | 0 | 0 | 0 | 0.15274 | 35.623
[149 empty] | All EPR in 2020WLDFRFinancial | WLDFR | HFTD - Transmission - Tier 3 - 60/70 kV | Red Flag Warning - Catastrophic Fires | 2025 | Financial | 8896.516 | 376.43 | 2025 | Control | 0.053 | 3 | 0 | esc | 0 | 0 | 0 | 0 | 0 | 0 | 0.055966 | 497.9043
[149 empty] | All EPR in 2020WLDFRSafety | WLDFR | HFTD - Transmission - Tier 3 - 60/70 kV | Red Flag Warning - Catastrophic Fires | 2025 | Safety | 5534.8915 | 376.43 | 2025 | Control | 0.053 | 3 | 0 | esc | 0 | 0 | 0 | 0 | 0 | 0 | 0.055966 | 309.7669
[149 empty] | All EPR in 2020WLDFRElectric Reliability | WLDFR | HFTD - Transmission - Tier 3 - 60/70 kV | Red Flag Warning - Destructive Fires | 2021 | Electric Reliability | 222.2294 | 376.43 | 2021 | Control | 0.1325 | 3 | 0 | esc | 0.15274 | 33.9428 | 0.15274 | 33.9428 | 0 | 0 | 0 | 0
[149 empty] | All EPR in 2020WLDFRFinancial | WLDFR | HFTD - Transmission - Tier 3 - 60/70 kV | Red Flag Warning - Destructive Fires | 2021 | Financial | 8585.7228 | 376.43 | 2021 | Control | 0.053 | 3 | 0 | esc | 0.055966 | 480.5104 | 0.055966 | 480.5104 | 0 | 0 | 0 | 0
[149 empty] | All EPR in 2020WLDFRElectric Reliability | WLDFR | HFTD - Transmission - Tier 3 - 60/70 kV | Red Flag Warning - Destructive Fires | 2022 | Electric Reliability | 222.2294 | 376.43 | 2022 | Control | 0.1325 | 3 | 0 | esc | 0.15274 | 33.9428 | 0.15274 | 33.9428 | 0.15274 | 33.9428 | 0 | 0
[149 empty] | All EPR in 2020WLDFRFinancial | WLDFR | HFTD - Transmission - Tier 3 - 60/70 kV | Red Flag Warning - Destructive Fires | 2022 | Financial | 8585.7228 | 376.43 | 2022 | Control | 0.053 | 3 | 0 | esc | 0.055966 | 480.5104 | 0.055966 | 480.5104 | 0.055966 | 480.5104 | 0 | 0
[149 empty] | All EPR in 2020WLDFRElectric Reliability | WLDFR | HFTD - Transmission - Tier 3 - 60/70 kV | Red Flag Warning - Destructive Fires | 2023 | Electric Reliability | 233.2301 | 376.43 | 2023 | Control | 0.1325 | 3 | 0 | esc | 0 | 0 | 0.15274 | 35.623 | 0.15274 | 35.623 | 0.15274 | 35.623
[149 empty] | All EPR in 2020WLDFRFinancial | WLDFR | HFTD - Transmission - Tier 3 - 60/70 kV | Red Flag Warning - Destructive Fires | 2023 | Financial | 8896.516 | 376.43 | 2023 | Control | 0.053 | 3 | 0 | esc | 0 | 0 | 0.055966 | 497.9043 | 0.055966 | 497.9043 | 0.055966 | 497.9043
[149 empty] | All EPR in 2020WLDFRElectric Reliability | WLDFR | HFTD - Transmission - Tier 3 - 60/70 kV | Red Flag Warning - Destructive Fires | 2024 | Electric Reliability | 233.2301 | 376.43 | 2024 | Control | 0.1325 | 3 | 0 | esc | 0 | 0 | 0 | 0 | 0.15274 | 35.623 | 0.15274 | 35.623
[149 empty] | All EPR in 2020WLDFRFinancial | WLDFR | HFTD - Transmission - Tier 3 - 60/70 kV | Red Flag Warning - Destructive Fires | 2024 | Financial | 8896.516 | 376.43 | 2024 | Control | 0.053 | 3 | 0 | esc | 0 | 0 | 0 | 0 | 0.055966 | 497.9043 | 0.055966 | 497.9043
[149 empty] | All EPR in 2020WLDFRElectric Reliability | WLDFR | HFTD - Transmission - Tier 3 - 60/70 kV | Red Flag Warning - Destructive Fires | 2025 | Electric Reliability | 233.2301 | 376.43 | 2025 | Control | 0.1325 | 3 | 0 | esc | 0 | 0 | 0 | 0 | 0 | 0 | 0.15274 | 35.623
[149 empty] | All EPR in 2020WLDFRFinancial | WLDFR | HFTD - Transmission - Tier 3 - 60/70 kV | Red Flag Warning - Destructive Fires | 2025 | Financial | 8896.516 | 376.43 | 2025 | Control | 0.053 | 3 | 0 | esc | 0 | 0 | 0 | 0 | 0 | 0 | 0.055966 | 497.9043
[149 empty] | All EPR in 2020WLDFRElectric Reliability | WLDFR | HFTD - Transmission - Tier 3 - 60/70 kV | Red Flag Warning - Large Fires | 2021 | Electric Reliability | 0.69642 | 376.43 | 2021 | Control | 0.1325 | 3 | 0 | esc | 0.15274 | 0.10637 | 0.15274 | 0.10637 | 0 | 0 | 0 | 0
[149 empty] | All EPR in 2020WLDFRFinancial | WLDFR | HFTD - Transmission - Tier 3 - 60/70 kV | Red Flag Warning - Large Fires | 2021 | Financial | 2.942 | 376.43 | 2021 | Control | 0.053 | 3 | 0 | esc | 0.055966 | 0.16465 | 0.055966 | 0.16465 | 0 | 0 | 0 | 0
[149 empty] | All EPR in 2020WLDFRSafety | WLDFR | HFTD - Transmission - Tier 3 - 60/70 kV | Red Flag Warning - Large Fires | 2021 | Safety | 1.6022 | 376.43 | 2021 | Control | 0.053 | 3 | 0 | esc | 0.055966 | 0.089668 | 0.055966 | 0.089668 | 0 | 0 | 0 | 0
[149 empty] | All EPR in 2020WLDFRElectric Reliability | WLDFR | HFTD - Transmission - Tier 3 - 60/70 kV | Red Flag Warning - Large Fires | 2022 | Electric Reliability | 0.69642 | 376.43 | 2022 | Control | 0.1325 | 3 | 0 | esc | 0.15274 | 0.10637 | 0.15274 | 0.10637 | 0.15274 | 0.10637 | 0 | 0
[149 empty] | All EPR in 2020WLDFRFinancial | WLDFR | HFTD - Transmission - Tier 3 - 60/70 kV | Red Flag Warning - Large Fires | 2022 | Financial | 2.942 | 376.43 | 2022 | Control | 0.053 | 3 | 0 | esc | 0.055966 | 0.16465 | 0.055966 | 0.16465 | 0.055966 | 0.16465 | 0 | 0
[149 empty] | All EPR in 2020WLDFRSafety | WLDFR | HFTD - Transmission - Tier 3 - 60/70 kV | Red Flag Warning - Large Fires | 2022 | Safety | 1.6022 | 376.43 | 2022 | Control | 0.053 | 3 | 0 | esc | 0.055966 | 0.089668 | 0.055966 | 0.089668 | 0.055966 | 0.089668 | 0 | 0
[149 empty] | All EPR in 2020WLDFRElectric Reliability | WLDFR | HFTD - Transmission - Tier 3 - 60/70 kV | Red Flag Warning - Large Fires | 2023 | Electric Reliability | 0.71896 | 376.43 | 2023 | Control | 0.1325 | 3 | 0 | esc | 0 | 0 | 0.15274 | 0.10981 | 0.15274 | 0.10981 | 0.15274 | 0.10981
[149 empty] | All EPR in 2020WLDFRFinancial | WLDFR | HFTD - Transmission - Tier 3 - 60/70 kV | Red Flag Warning - Large Fires | 2023 | Financial | 3.0715 | 376.43 | 2023 | Control | 0.053 | 3 | 0 | esc | 0 | 0 | 0.055966 | 0.1719 | 0.055966 | 0.1719 | 0.055966 | 0.1719
[149 empty] | All EPR in 2020WLDFRSafety | WLDFR | HFTD - Transmission - Tier 3 - 60/70 kV | Red Flag Warning - Large Fires | 2023 | Safety | 1.6846 | 376.43 | 2023 | Control | 0.053 | 3 | 0 | esc | 0 | 0 | 0.055966 | 0.094279 | 0.055966 | 0.094279 | 0.055966 | 0.094279
[149 empty] | All EPR in 2020WLDFRElectric Reliability | WLDFR | HFTD - Transmission - Tier 3 - 60/70 kV | Red Flag Warning - Large Fires | 2024 | Electric Reliability | 0.71896 | 376.43 | 2024 | Control | 0.1325 | 3 | 0 | esc | 0 | 0 | 0 | 0 | 0.15274 | 0.10981 | 0.15274 | 0.10981
[149 empty] | All EPR in 2020WLDFRFinancial | WLDFR | HFTD - Transmission - Tier 3 - 60/70 kV | Red Flag Warning - Large Fires | 2024 | Financial | 3.0715 | 376.43 | 2024 | Control | 0.053 | 3 | 0 | esc | 0 | 0 | 0 | 0 | 0.055966 | 0.1719 | 0.055966 | 0.1719
[149 empty] | All EPR in 2020WLDFRSafety | WLDFR | HFTD - Transmission - Tier 3 - 60/70 kV | Red Flag Warning - Large Fires | 2024 | Safety | 1.6846 | 376.43 | 2024 | Control | 0.053 | 3 | 0 | esc | 0 | 0 | 0 | 0 | 0.055966 | 0.094279 | 0.055966 | 0.094279
[149 empty] | All EPR in 2020WLDFRElectric Reliability | WLDFR | HFTD - Transmission - Tier 3 - 60/70 kV | Red Flag Warning - Large Fires | 2025 | Electric Reliability | 0.71896 | 376.43 | 2025 | Control | 0.1325 | 3 | 0 | esc | 0 | 0 | 0 | 0 | 0 | 0 | 0.15274 | 0.10981
[149 empty] | All EPR in 2020WLDFRFinancial | WLDFR | HFTD - Transmission - Tier 3 - 60/70 kV | Red Flag Warning - Large Fires | 2025 | Financial | 3.0715 | 376.43 | 2025 | Control | 0.053 | 3 | 0 | esc | 0 | 0 | 0 | 0 | 0 | 0 | 0.055966 | 0.1719
[149 empty] | All EPR in 2020WLDFRSafety | WLDFR | HFTD - Transmission - Tier 3 - 60/70 kV | Red Flag Warning - Large Fires | 2025 | Safety | 1.6846 | 376.43 | 2025 | Control | 0.053 | 3 | 0 | esc | 0 | 0 | 0 | 0 | 0 | 0 | 0.055966 | 0.094279
[149 empty] | All EPR in 2020WLDFRElectric Reliability | WLDFR | HFTD - Transmission - Tier 3 - 60/70 kV | Red Flag Warning - Small Fires | 2021 | Electric Reliability | 0.036425 | 376.43 | 2021 | Control | 0.1325 | 3 | 0 | esc | 0.15274 | 0.0055635 | 0.15274 | 0.0055635 | 0 | 0 | 0 | 0
[149 empty] | All EPR in 2020WLDFRFinancial | WLDFR | HFTD - Transmission - Tier 3 - 60/70 kV | Red Flag Warning - Small Fires | 2021 | Financial | 0.0015809 | 376.43 | 2021 | Control | 0.053 | 3 | 0 | esc | 0.055966 | 8.8475e-05 | 0.055966 | 8.8475e-05 | 0 | 0 | 0 | 0
[149 empty] | All EPR in 2020WLDFRSafety | WLDFR | HFTD - Transmission - Tier 3 - 60/70 kV | Red Flag Warning - Small Fires | 2021 | Safety | 0.039895 | 376.43 | 2021 | Control | 0.053 | 3 | 0 | esc | 0.055966 | 0.0022328 | 0.055966 | 0.0022328 | 0 | 0 | 0 | 0
[149 empty] | All EPR in 2020WLDFRElectric Reliability | WLDFR | HFTD - Transmission - Tier 3 - 60/70 kV | Red Flag Warning - Small Fires | 2022 | Electric Reliability | 0.036425 | 376.43 | 2022 | Control | 0.1325 | 3 | 0 | esc | 0.15274 | 0.0055635 | 0.15274 | 0.0055635 | 0.15274 | 0.0055635 | 0 | 0
[149 empty] | All EPR in 2020WLDFRFinancial | WLDFR | HFTD - Transmission - Tier 3 - 60/70 kV | Red Flag Warning - Small Fires | 2022 | Financial | 0.0015809 | 376.43 | 2022 | Control | 0.053 | 3 | 0 | esc | 0.055966 | 8.8475e-05 | 0.055966 | 8.8475e-05 | 0.055966 | 8.8475e-05 | 0 | 0
[149 empty] | All EPR in 2020WLDFRSafety | WLDFR | HFTD - Transmission - Tier 3 - 60/70 kV | Red Flag Warning - Small Fires | 2022 | Safety | 0.039895 | 376.43 | 2022 | Control | 0.053 | 3 | 0 | esc | 0.055966 | 0.0022328 | 0.055966 | 0.0022328 | 0.055966 | 0.0022328 | 0 | 0
[149 empty] | All EPR in 2020WLDFRElectric Reliability | WLDFR | HFTD - Transmission - Tier 3 - 60/70 kV | Red Flag Warning - Small Fires | 2023 | Electric Reliability | 0.03759 | 376.43 | 2023 | Control | 0.1325 | 3 | 0 | esc | 0 | 0 | 0.15274 | 0.0057414 | 0.15274 | 0.0057414 | 0.15274 | 0.0057414
[149 empty] | All EPR in 2020WLDFRFinancial | WLDFR | HFTD - Transmission - Tier 3 - 60/70 kV | Red Flag Warning - Small Fires | 2023 | Financial | 0.0016314 | 376.43 | 2023 | Control | 0.053 | 3 | 0 | esc | 0 | 0 | 0.055966 | 9.1305e-05 | 0.055966 | 9.1305e-05 | 0.055966 | 9.1305e-05
[149 empty] | All EPR in 2020WLDFRSafety | WLDFR | HFTD - Transmission - Tier 3 - 60/70 kV | Red Flag Warning - Small Fires | 2023 | Safety | 0.041187 | 376.43 | 2023 | Control | 0.053 | 3 | 0 | esc | 0 | 0 | 0.055966 | 0.0023051 | 0.055966 | 0.0023051 | 0.055966 | 0.0023051
[149 empty] | All EPR in 2020WLDFRElectric Reliability | WLDFR | HFTD - Transmission - Tier 3 - 60/70 kV | Red Flag Warning - Small Fires | 2024 | Electric Reliability | 0.03759 | 376.43 | 2024 | Control | 0.1325 | 3 | 0 | esc | 0 | 0 | 0 | 0 | 0.15274 | 0.0057414 | 0.15274 | 0.0057414
[149 empty] | All EPR in 2020WLDFRFinancial | WLDFR | HFTD - Transmission - Tier 3 - 60/70 kV | Red Flag Warning - Small Fires | 2024 | Financial | 0.0016314 | 376.43 | 2024 | Control | 0.053 | 3 | 0 | esc | 0 | 0 | 0 | 0 | 0.055966 | 9.1305e-05 | 0.055966 | 9.1305e-05
[149 empty] | All EPR in 2020WLDFRSafety | WLDFR | HFTD - Transmission - Tier 3 - 60/70 kV | Red Flag Warning - Small Fires | 2024 | Safety | 0.041187 | 376.43 | 2024 | Control | 0.053 | 3 | 0 | esc | 0 | 0 | 0 | 0 | 0.055966 | 0.0023051 | 0.055966 | 0.0023051
[149 empty] | All EPR in 2020WLDFRElectric Reliability | WLDFR | HFTD - Transmission - Tier 3 - 60/70 kV | Red Flag Warning - Small Fires | 2025 | Electric Reliability | 0.03759 | 376.43 | 2025 | Control | 0.1325 | 3 | 0 | esc | 0 | 0 | 0 | 0 | 0 | 0 | 0.15274 | 0.0057414
[149 empty] | All EPR in 2020WLDFRFinancial | WLDFR | HFTD - Transmission - Tier 3 - 60/70 kV | Red Flag Warning - Small Fires | 2025 | Financial | 0.0016314 | 376.43 | 2025 | Control | 0.053 | 3 | 0 | esc | 0 | 0 | 0 | 0 | 0 | 0 | 0.055966 | 9.1305e-05
[149 empty] | All EPR in 2020WLDFRSafety | WLDFR | HFTD - Transmission - Tier 3 - 60/70 kV | Red Flag Warning - Small Fires | 2025 | Safety | 0.041187 | 376.43 | 2025 | Control | 0.053 | 3 | 0 | esc | 0 | 0 | 0 | 0 | 0 | 0 | 0.055966 | 0.0023051
[149 empty] | All EPR in 2020WLDFRElectric Reliability | WLDFR | HFTD - Transmission - Zone 1 - 115 kV or Lower | Non-Red Flag Warning - Catastrophic Fires | 2021 | Electric Reliability | 222.2294 | 1.27 | 2021 | Control | 0.1325 | 3 | 0 | esc | 0.15274 | 33.9428 | 0.15274 | 33.9428 | 0 | 0 | 0 | 0
[149 empty] | All EPR in 2020WLDFRFinancial | WLDFR | HFTD - Transmission - Zone 1 - 115 kV or Lower | Non-Red Flag Warning - Catastrophic Fires | 2021 | Financial | 8585.7228 | 1.27 | 2021 | Control | 0.053 | 3 | 0 | esc | 0.055966 | 480.5104 | 0.055966 | 480.5104 | 0 | 0 | 0 | 0
[149 empty] | All EPR in 2020WLDFRSafety | WLDFR | HFTD - Transmission - Zone 1 - 115 kV or Lower | Non-Red Flag Warning - Catastrophic Fires | 2021 | Safety | 5338.1784 | 1.27 | 2021 | Control | 0.053 | 3 | 0 | esc | 0.055966 | 298.7576 | 0.055966 | 298.7576 | 0 | 0 | 0 | 0
[149 empty] | All EPR in 2020WLDFRElectric Reliability | WLDFR | HFTD - Transmission - Zone 1 - 115 kV or Lower | Non-Red Flag Warning - Catastrophic Fires | 2022 | Electric Reliability | 222.2294 | 1.27 | 2022 | Control | 0.1325 | 3 | 0 | esc | 0.15274 | 33.9428 | 0.15274 | 33.9428 | 0.15274 | 33.9428 | 0 | 0
[149 empty] | All EPR in 2020WLDFRFinancial | WLDFR | HFTD - Transmission - Zone 1 - 115 kV or Lower | Non-Red Flag Warning - Catastrophic Fires | 2022 | Financial | 8585.7228 | 1.27 | 2022 | Control | 0.053 | 3 | 0 | esc | 0.055966 | 480.5104 | 0.055966 | 480.5104 | 0.055966 | 480.5104 | 0 | 0
[149 empty] | All EPR in 2020WLDFRSafety | WLDFR | HFTD - Transmission - Zone 1 - 115 kV or Lower | Non-Red Flag Warning - Catastrophic Fires | 2022 | Safety | 5338.1784 | 1.27 | 2022 | Control | 0.053 | 3 | 0 | esc | 0.055966 | 298.7576 | 0.055966 | 298.7576 | 0.055966 | 298.7576 | 0 | 0
[149 empty] | All EPR in 2020WLDFRElectric Reliability | WLDFR | HFTD - Transmission - Zone 1 - 115 kV or Lower | Non-Red Flag Warning - Catastrophic Fires | 2023 | Electric Reliability | 233.2301 | 1.27 | 2023 | Control | 0.1325 | 3 | 0 | esc | 0 | 0 | 0.15274 | 35.623 | 0.15274 | 35.623 | 0.15274 | 35.623
[149 empty] | All EPR in 2020WLDFRFinancial | WLDFR | HFTD - Transmission - Zone 1 - 115 kV or Lower | Non-Red Flag Warning - Catastrophic Fires | 2023 | Financial | 8896.516 | 1.27 | 2023 | Control | 0.053 | 3 | 0 | esc | 0 | 0 | 0.055966 | 497.9043 | 0.055966 | 497.9043 | 0.055966 | 497.9043
[149 empty] | All EPR in 2020WLDFRSafety | WLDFR | HFTD - Transmission - Zone 1 - 115 kV or Lower | Non-Red Flag Warning - Catastrophic Fires | 2023 | Safety | 5534.8915 | 1.27 | 2023 | Control | 0.053 | 3 | 0 | esc | 0 | 0 | 0.055966 | 309.7669 | 0.055966 | 309.7669 | 0.055966 | 309.7669
[149 empty] | All EPR in 2020WLDFRElectric Reliability | WLDFR | HFTD - Transmission - Zone 1 - 115 kV or Lower | Non-Red Flag Warning - Catastrophic Fires | 2024 | Electric Reliability | 233.2301 | 1.27 | 2024 | Control | 0.1325 | 3 | 0 | esc | 0 | 0 | 0 | 0 | 0.15274 | 35.623 | 0.15274 | 35.623
[149 empty] | All EPR in 2020WLDFRFinancial | WLDFR | HFTD - Transmission - Zone 1 - 115 kV or Lower | Non-Red Flag Warning - Catastrophic Fires | 2024 | Financial | 8896.516 | 1.27 | 2024 | Control | 0.053 | 3 | 0 | esc | 0 | 0 | 0 | 0 | 0.055966 | 497.9043 | 0.055966 | 497.9043
[149 empty] | All EPR in 2020WLDFRSafety | WLDFR | HFTD - Transmission - Zone 1 - 115 kV or Lower | Non-Red Flag Warning - Catastrophic Fires | 2024 | Safety | 5534.8915 | 1.27 | 2024 | Control | 0.053 | 3 | 0 | esc | 0 | 0 | 0 | 0 | 0.055966 | 309.7669 | 0.055966 | 309.7669
[149 empty] | All EPR in 2020WLDFRElectric Reliability | WLDFR | HFTD - Transmission - Zone 1 - 115 kV or Lower | Non-Red Flag Warning - Catastrophic Fires | 2025 | Electric Reliability | 233.2301 | 1.27 | 2025 | Control | 0.1325 | 3 | 0 | esc | 0 | 0 | 0 | 0 | 0 | 0 | 0.15274 | 35.623
[149 empty] | All EPR in 2020WLDFRFinancial | WLDFR | HFTD - Transmission - Zone 1 - 115 kV or Lower | Non-Red Flag Warning - Catastrophic Fires | 2025 | Financial | 8896.516 | 1.27 | 2025 | Control | 0.053 | 3 | 0 | esc | 0 | 0 | 0 | 0 | 0 | 0 | 0.055966 | 497.9043
[149 empty] | All EPR in 2020WLDFRSafety | WLDFR | HFTD - Transmission - Zone 1 - 115 kV or Lower | Non-Red Flag Warning - Catastrophic Fires | 2025 | Safety | 5534.8915 | 1.27 | 2025 | Control | 0.053 | 3 | 0 | esc | 0 | 0 | 0 | 0 | 0 | 0 | 0.055966 | 309.7669
[149 empty] | All EPR in 2020WLDFRElectric Reliability | WLDFR | HFTD - Transmission - Zone 1 - 115 kV or Lower | Non-Red Flag Warning - Destructive Fires | 2021 | Electric Reliability | 222.2294 | 1.27 | 2021 | Control | 0.1325 | 3 | 0 | esc | 0.15274 | 33.9428 | 0.15274 | 33.9428 | 0 | 0 | 0 | 0
[149 empty] | All EPR in 2020WLDFRFinancial | WLDFR | HFTD - Transmission - Zone 1 - 115 kV or Lower | Non-Red Flag Warning - Destructive Fires | 2021 | Financial | 8585.7228 | 1.27 | 2021 | Control | 0.053 | 3 | 0 | esc | 0.055966 | 480.5104 | 0.055966 | 480.5104 | 0 | 0 | 0 | 0
[149 empty] | All EPR in 2020WLDFRElectric Reliability | WLDFR | HFTD - Transmission - Zone 1 - 115 kV or Lower | Non-Red Flag Warning - Destructive Fires | 2022 | Electric Reliability | 222.2294 | 1.27 | 2022 | Control | 0.1325 | 3 | 0 | esc | 0.15274 | 33.9428 | 0.15274 | 33.9428 | 0.15274 | 33.9428 | 0 | 0
[149 empty] | All EPR in 2020WLDFRFinancial | WLDFR | HFTD - Transmission - Zone 1 - 115 kV or Lower | Non-Red Flag Warning - Destructive Fires | 2022 | Financial | 8585.7228 | 1.27 | 2022 | Control | 0.053 | 3 | 0 | esc | 0.055966 | 480.5104 | 0.055966 | 480.5104 | 0.055966 | 480.5104 | 0 | 0
[149 empty] | All EPR in 2020WLDFRElectric Reliability | WLDFR | HFTD - Transmission - Zone 1 - 115 kV or Lower | Non-Red Flag Warning - Destructive Fires | 2023 | Electric Reliability | 233.2301 | 1.27 | 2023 | Control | 0.1325 | 3 | 0 | esc | 0 | 0 | 0.15274 | 35.623 | 0.15274 | 35.623 | 0.15274 | 35.623
[149 empty] | All EPR in 2020WLDFRFinancial | WLDFR | HFTD - Transmission - Zone 1 - 115 kV or Lower | Non-Red Flag Warning - Destructive Fires | 2023 | Financial | 8896.516 | 1.27 | 2023 | Control | 0.053 | 3 | 0 | esc | 0 | 0 | 0.055966 | 497.9043 | 0.055966 | 497.9043 | 0.055966 | 497.9043
[149 empty] | All EPR in 2020WLDFRElectric Reliability | WLDFR | HFTD - Transmission - Zone 1 - 115 kV or Lower | Non-Red Flag Warning - Destructive Fires | 2024 | Electric Reliability | 233.2301 | 1.27 | 2024 | Control | 0.1325 | 3 | 0 | esc | 0 | 0 | 0 | 0 | 0.15274 | 35.623 | 0.15274 | 35.623
[149 empty] | All EPR in 2020WLDFRFinancial | WLDFR | HFTD - Transmission - Zone 1 - 115 kV or Lower | Non-Red Flag Warning - Destructive Fires | 2024 | Financial | 8896.516 | 1.27 | 2024 | Control | 0.053 | 3 | 0 | esc | 0 | 0 | 0 | 0 | 0.055966 | 497.9043 | 0.055966 | 497.9043
[149 empty] | All EPR in 2020WLDFRElectric Reliability | WLDFR | HFTD - Transmission - Zone 1 - 115 kV or Lower | Non-Red Flag Warning - Destructive Fires | 2025 | Electric Reliability | 233.2301 | 1.27 | 2025 | Control | 0.1325 | 3 | 0 | esc | 0 | 0 | 0 | 0 | 0 | 0 | 0.15274 | 35.623
[149 empty] | All EPR in 2020WLDFRFinancial | WLDFR | HFTD - Transmission - Zone 1 - 115 kV or Lower | Non-Red Flag Warning - Destructive Fires | 2025 | Financial | 8896.516 | 1.27 | 2025 | Control | 0.053 | 3 | 0 | esc | 0 | 0 | 0 | 0 | 0 | 0 | 0.055966 | 497.9043
[149 empty] | All EPR in 2020WLDFRElectric Reliability | WLDFR | HFTD - Transmission - Zone 1 - 115 kV or Lower | Non-Red Flag Warning - Large Fires | 2021 | Electric Reliability | 0.69642 | 1.27 | 2021 | Control | 0.1325 | 3 | 0 | esc | 0.15274 | 0.10637 | 0.15274 | 0.10637 | 0 | 0 | 0 | 0
[149 empty] | All EPR in 2020WLDFRFinancial | WLDFR | HFTD - Transmission - Zone 1 - 115 kV or Lower | Non-Red Flag Warning - Large Fires | 2021 | Financial | 2.942 | 1.27 | 2021 | Control | 0.053 | 3 | 0 | esc | 0.055966 | 0.16465 | 0.055966 | 0.16465 | 0 | 0 | 0 | 0
[149 empty] | All EPR in 2020WLDFRSafety | WLDFR | HFTD - Transmission - Zone 1 - 115 kV or Lower | Non-Red Flag Warning - Large Fires | 2021 | Safety | 1.6022 | 1.27 | 2021 | Control | 0.053 | 3 | 0 | esc | 0.055966 | 0.089668 | 0.055966 | 0.089668 | 0 | 0 | 0 | 0
[149 empty] | All EPR in 2020WLDFRElectric Reliability | WLDFR | HFTD - Transmission - Zone 1 - 115 kV or Lower | Non-Red Flag Warning - Large Fires | 2022 | Electric Reliability | 0.69642 | 1.27 | 2022 | Control | 0.1325 | 3 | 0 | esc | 0.15274 | 0.10637 | 0.15274 | 0.10637 | 0.15274 | 0.10637 | 0 | 0
[149 empty] | All EPR in 2020WLDFRFinancial | WLDFR | HFTD - Transmission - Zone 1 - 115 kV or Lower | Non-Red Flag Warning - Large Fires | 2022 | Financial | 2.942 | 1.27 | 2022 | Control | 0.053 | 3 | 0 | esc | 0.055966 | 0.16465 | 0.055966 | 0.16465 | 0.055966 | 0.16465 | 0 | 0
[149 empty] | All EPR in 2020WLDFRSafety | WLDFR | HFTD - Transmission - Zone 1 - 115 kV or Lower | Non-Red Flag Warning - Large Fires | 2022 | Safety | 1.6022 | 1.27 | 2022 | Control | 0.053 | 3 | 0 | esc | 0.055966 | 0.089668 | 0.055966 | 0.089668 | 0.055966 | 0.089668 | 0 | 0
[149 empty] | All EPR in 2020WLDFRElectric Reliability | WLDFR | HFTD - Transmission - Zone 1 - 115 kV or Lower | Non-Red Flag Warning - Large Fires | 2023 | Electric Reliability | 0.71896 | 1.27 | 2023 | Control | 0.1325 | 3 | 0 | esc | 0 | 0 | 0.15274 | 0.10981 | 0.15274 | 0.10981 | 0.15274 | 0.10981
[149 empty] | All EPR in 2020WLDFRFinancial | WLDFR | HFTD - Transmission - Zone 1 - 115 kV or Lower | Non-Red Flag Warning - Large Fires | 2023 | Financial | 3.0715 | 1.27 | 2023 | Control | 0.053 | 3 | 0 | esc | 0 | 0 | 0.055966 | 0.1719 | 0.055966 | 0.1719 | 0.055966 | 0.1719
[149 empty] | All EPR in 2020WLDFRSafety | WLDFR | HFTD - Transmission - Zone 1 - 115 kV or Lower | Non-Red Flag Warning - Large Fires | 2023 | Safety | 1.6846 | 1.27 | 2023 | Control | 0.053 | 3 | 0 | esc | 0 | 0 | 0.055966 | 0.094279 | 0.055966 | 0.094279 | 0.055966 | 0.094279
[149 empty] | All EPR in 2020WLDFRElectric Reliability | WLDFR | HFTD - Transmission - Zone 1 - 115 kV or Lower | Non-Red Flag Warning - Large Fires | 2024 | Electric Reliability | 0.71896 | 1.27 | 2024 | Control | 0.1325 | 3 | 0 | esc | 0 | 0 | 0 | 0 | 0.15274 | 0.10981 | 0.15274 | 0.10981
[149 empty] | All EPR in 2020WLDFRFinancial | WLDFR | HFTD - Transmission - Zone 1 - 115 kV or Lower | Non-Red Flag Warning - Large Fires | 2024 | Financial | 3.0715 | 1.27 | 2024 | Control | 0.053 | 3 | 0 | esc | 0 | 0 | 0 | 0 | 0.055966 | 0.1719 | 0.055966 | 0.1719
[149 empty] | All EPR in 2020WLDFRSafety | WLDFR | HFTD - Transmission - Zone 1 - 115 kV or Lower | Non-Red Flag Warning - Large Fires | 2024 | Safety | 1.6846 | 1.27 | 2024 | Control | 0.053 | 3 | 0 | esc | 0 | 0 | 0 | 0 | 0.055966 | 0.094279 | 0.055966 | 0.094279
[149 empty] | All EPR in 2020WLDFRElectric Reliability | WLDFR | HFTD - Transmission - Zone 1 - 115 kV or Lower | Non-Red Flag Warning - Large Fires | 2025 | Electric Reliability | 0.71896 | 1.27 | 2025 | Control | 0.1325 | 3 | 0 | esc | 0 | 0 | 0 | 0 | 0 | 0 | 0.15274 | 0.10981
[149 empty] | All EPR in 2020WLDFRFinancial | WLDFR | HFTD - Transmission - Zone 1 - 115 kV or Lower | Non-Red Flag Warning - Large Fires | 2025 | Financial | 3.0715 | 1.27 | 2025 | Control | 0.053 | 3 | 0 | esc | 0 | 0 | 0 | 0 | 0 | 0 | 0.055966 | 0.1719
[149 empty] | All EPR in 2020WLDFRSafety | WLDFR | HFTD - Transmission - Zone 1 - 115 kV or Lower | Non-Red Flag Warning - Large Fires | 2025 | Safety | 1.6846 | 1.27 | 2025 | Control | 0.053 | 3 | 0 | esc | 0 | 0 | 0 | 0 | 0 | 0 | 0.055966 | 0.094279
[149 empty] | All EPR in 2020WLDFRElectric Reliability | WLDFR | HFTD - Transmission - Zone 1 - 115 kV or Lower | Non-Red Flag Warning - Small Fires | 2021 | Electric Reliability | 0.036425 | 1.27 | 2021 | Control | 0.1325 | 3 | 0 | esc | 0.15274 | 0.0055635 | 0.15274 | 0.0055635 | 0 | 0 | 0 | 0
[149 empty] | All EPR in 2020WLDFRFinancial | WLDFR | HFTD - Transmission - Zone 1 - 115 kV or Lower | Non-Red Flag Warning - Small Fires | 2021 | Financial | 0.0015809 | 1.27 | 2021 | Control | 0.053 | 3 | 0 | esc | 0.055966 | 8.8475e-05 | 0.055966 | 8.8475e-05 | 0 | 0 | 0 | 0
[149 empty] | All EPR in 2020WLDFRSafety | WLDFR | HFTD - Transmission - Zone 1 - 115 kV or Lower | Non-Red Flag Warning - Small Fires | 2021 | Safety | 0.039895 | 1.27 | 2021 | Control | 0.053 | 3 | 0 | esc | 0.055966 | 0.0022328 | 0.055966 | 0.0022328 | 0 | 0 | 0 | 0
[149 empty] | All EPR in 2020WLDFRElectric Reliability | WLDFR | HFTD - Transmission - Zone 1 - 115 kV or Lower | Non-Red Flag Warning - Small Fires | 2022 | Electric Reliability | 0.036425 | 1.27 | 2022 | Control | 0.1325 | 3 | 0 | esc | 0.15274 | 0.0055635 | 0.15274 | 0.0055635 | 0.15274 | 0.0055635 | 0 | 0
[149 empty] | All EPR in 2020WLDFRFinancial | WLDFR | HFTD - Transmission - Zone 1 - 115 kV or Lower | Non-Red Flag Warning - Small Fires | 2022 | Financial | 0.0015809 | 1.27 | 2022 | Control | 0.053 | 3 | 0 | esc | 0.055966 | 8.8475e-05 | 0.055966 | 8.8475e-05 | 0.055966 | 8.8475e-05 | 0 | 0
[149 empty] | All EPR in 2020WLDFRSafety | WLDFR | HFTD - Transmission - Zone 1 - 115 kV or Lower | Non-Red Flag Warning - Small Fires | 2022 | Safety | 0.039895 | 1.27 | 2022 | Control | 0.053 | 3 | 0 | esc | 0.055966 | 0.0022328 | 0.055966 | 0.0022328 | 0.055966 | 0.0022328 | 0 | 0
[149 empty] | All EPR in 2020WLDFRElectric Reliability | WLDFR | HFTD - Transmission - Zone 1 - 115 kV or Lower | Non-Red Flag Warning - Small Fires | 2023 | Electric Reliability | 0.03759 | 1.27 | 2023 | Control | 0.1325 | 3 | 0 | esc | 0 | 0 | 0.15274 | 0.0057414 | 0.15274 | 0.0057414 | 0.15274 | 0.0057414
[149 empty] | All EPR in 2020WLDFRFinancial | WLDFR | HFTD - Transmission - Zone 1 - 115 kV or Lower | Non-Red Flag Warning - Small Fires | 2023 | Financial | 0.0016314 | 1.27 | 2023 | Control | 0.053 | 3 | 0 | esc | 0 | 0 | 0.055966 | 9.1305e-05 | 0.055966 | 9.1305e-05 | 0.055966 | 9.1305e-05
[149 empty] | All EPR in 2020WLDFRSafety | WLDFR | HFTD - Transmission - Zone 1 - 115 kV or Lower | Non-Red Flag Warning - Small Fires | 2023 | Safety | 0.041187 | 1.27 | 2023 | Control | 0.053 | 3 | 0 | esc | 0 | 0 | 0.055966 | 0.0023051 | 0.055966 | 0.0023051 | 0.055966 | 0.0023051
[149 empty] | All EPR in 2020WLDFRElectric Reliability | WLDFR | HFTD - Transmission - Zone 1 - 115 kV or Lower | Non-Red Flag Warning - Small Fires | 2024 | Electric Reliability | 0.03759 | 1.27 | 2024 | Control | 0.1325 | 3 | 0 | esc | 0 | 0 | 0 | 0 | 0.15274 | 0.0057414 | 0.15274 | 0.0057414
[149 empty] | All EPR in 2020WLDFRFinancial | WLDFR | HFTD - Transmission - Zone 1 - 115 kV or Lower | Non-Red Flag Warning - Small Fires | 2024 | Financial | 0.0016314 | 1.27 | 2024 | Control | 0.053 | 3 | 0 | esc | 0 | 0 | 0 | 0 | 0.055966 | 9.1305e-05 | 0.055966 | 9.1305e-05
[149 empty] | All EPR in 2020WLDFRSafety | WLDFR | HFTD - Transmission - Zone 1 - 115 kV or Lower | Non-Red Flag Warning - Small Fires | 2024 | Safety | 0.041187 | 1.27 | 2024 | Control | 0.053 | 3 | 0 | esc | 0 | 0 | 0 | 0 | 0.055966 | 0.0023051 | 0.055966 | 0.0023051
[149 empty] | All EPR in 2020WLDFRElectric Reliability | WLDFR | HFTD - Transmission - Zone 1 - 115 kV or Lower | Non-Red Flag Warning - Small Fires | 2025 | Electric Reliability | 0.03759 | 1.27 | 2025 | Control | 0.1325 | 3 | 0 | esc | 0 | 0 | 0 | 0 | 0 | 0 | 0.15274 | 0.0057414
[149 empty] | All EPR in 2020WLDFRFinancial | WLDFR | HFTD - Transmission - Zone 1 - 115 kV or Lower | Non-Red Flag Warning - Small Fires | 2025 | Financial | 0.0016314 | 1.27 | 2025 | Control | 0.053 | 3 | 0 | esc | 0 | 0 | 0 | 0 | 0 | 0 | 0.055966 | 9.1305e-05
[149 empty] | All EPR in 2020WLDFRSafety | WLDFR | HFTD - Transmission - Zone 1 - 115 kV or Lower | Non-Red Flag Warning - Small Fires | 2025 | Safety | 0.041187 | 1.27 | 2025 | Control | 0.053 | 3 | 0 | esc | 0 | 0 | 0 | 0 | 0 | 0 | 0.055966 | 0.0023051
[149 empty] | All EPR in 2020WLDFRElectric Reliability | WLDFR | HFTD - Transmission - Zone 1 - 115 kV or Lower | Red Flag Warning - Catastrophic Fires | 2021 | Electric Reliability | 222.2294 | 1.27 | 2021 | Control | 0.1325 | 3 | 0 | esc | 0.15274 | 33.9428 | 0.15274 | 33.9428 | 0 | 0 | 0 | 0
[149 empty] | All EPR in 2020WLDFRFinancial | WLDFR | HFTD - Transmission - Zone 1 - 115 kV or Lower | Red Flag Warning - Catastrophic Fires | 2021 | Financial | 8585.7228 | 1.27 | 2021 | Control | 0.053 | 3 | 0 | esc | 0.055966 | 480.5104 | 0.055966 | 480.5104 | 0 | 0 | 0 | 0
[149 empty] | All EPR in 2020WLDFRSafety | WLDFR | HFTD - Transmission - Zone 1 - 115 kV or Lower | Red Flag Warning - Catastrophic Fires | 2021 | Safety | 5338.1784 | 1.27 | 2021 | Control | 0.053 | 3 | 0 | esc | 0.055966 | 298.7576 | 0.055966 | 298.7576 | 0 | 0 | 0 | 0
[149 empty] | All EPR in 2020WLDFRElectric Reliability | WLDFR | HFTD - Transmission - Zone 1 - 115 kV or Lower | Red Flag Warning - Catastrophic Fires | 2022 | Electric Reliability | 222.2294 | 1.27 | 2022 | Control | 0.1325 | 3 | 0 | esc | 0.15274 | 33.9428 | 0.15274 | 33.9428 | 0.15274 | 33.9428 | 0 | 0
[149 empty] | All EPR in 2020WLDFRFinancial | WLDFR | HFTD - Transmission - Zone 1 - 115 kV or Lower | Red Flag Warning - Catastrophic Fires | 2022 | Financial | 8585.7228 | 1.27 | 2022 | Control | 0.053 | 3 | 0 | esc | 0.055966 | 480.5104 | 0.055966 | 480.5104 | 0.055966 | 480.5104 | 0 | 0
[149 empty] | All EPR in 2020WLDFRSafety | WLDFR | HFTD - Transmission - Zone 1 - 115 kV or Lower | Red Flag Warning - Catastrophic Fires | 2022 | Safety | 5338.1784 | 1.27 | 2022 | Control | 0.053 | 3 | 0 | esc | 0.055966 | 298.7576 | 0.055966 | 298.7576 | 0.055966 | 298.7576 | 0 | 0
[149 empty] | All EPR in 2020WLDFRElectric Reliability | WLDFR | HFTD - Transmission - Zone 1 - 115 kV or Lower | Red Flag Warning - Catastrophic Fires | 2023 | Electric Reliability | 233.2301 | 1.27 | 2023 | Control | 0.1325 | 3 | 0 | esc | 0 | 0 | 0.15274 | 35.623 | 0.15274 | 35.623 | 0.15274 | 35.623
[149 empty] | All EPR in 2020WLDFRFinancial | WLDFR | HFTD - Transmission - Zone 1 - 115 kV or Lower | Red Flag Warning - Catastrophic Fires | 2023 | Financial | 8896.516 | 1.27 | 2023 | Control | 0.053 | 3 | 0 | esc | 0 | 0 | 0.055966 | 497.9043 | 0.055966 | 497.9043 | 0.055966 | 497.9043
[149 empty] | All EPR in 2020WLDFRSafety | WLDFR | HFTD - Transmission - Zone 1 - 115 kV or Lower | Red Flag Warning - Catastrophic Fires | 2023 | Safety | 5534.8915 | 1.27 | 2023 | Control | 0.053 | 3 | 0 | esc | 0 | 0 | 0.055966 | 309.7669 | 0.055966 | 309.7669 | 0.055966 | 309.7669
[149 empty] | All EPR in 2020WLDFRElectric Reliability | WLDFR | HFTD - Transmission - Zone 1 - 115 kV or Lower | Red Flag Warning - Catastrophic Fires | 2024 | Electric Reliability | 233.2301 | 1.27 | 2024 | Control | 0.1325 | 3 | 0 | esc | 0 | 0 | 0 | 0 | 0.15274 | 35.623 | 0.15274 | 35.623
[149 empty] | All EPR in 2020WLDFRFinancial | WLDFR | HFTD - Transmission - Zone 1 - 115 kV or Lower | Red Flag Warning - Catastrophic Fires | 2024 | Financial | 8896.516 | 1.27 | 2024 | Control | 0.053 | 3 | 0 | esc | 0 | 0 | 0 | 0 | 0.055966 | 497.9043 | 0.055966 | 497.9043
[149 empty] | All EPR in 2020WLDFRSafety | WLDFR | HFTD - Transmission - Zone 1 - 115 kV or Lower | Red Flag Warning - Catastrophic Fires | 2024 | Safety | 5534.8915 | 1.27 | 2024 | Control | 0.053 | 3 | 0 | esc | 0 | 0 | 0 | 0 | 0.055966 | 309.7669 | 0.055966 | 309.7669
[149 empty] | All EPR in 2020WLDFRElectric Reliability | WLDFR | HFTD - Transmission - Zone 1 - 115 kV or Lower | Red Flag Warning - Catastrophic Fires | 2025 | Electric Reliability | 233.2301 | 1.27 | 2025 | Control | 0.1325 | 3 | 0 | esc | 0 | 0 | 0 | 0 | 0 | 0 | 0.15274 | 35.623
[149 empty] | All EPR in 2020WLDFRFinancial | WLDFR | HFTD - Transmission - Zone 1 - 115 kV or Lower | Red Flag Warning - Catastrophic Fires | 2025 | Financial | 8896.516 | 1.27 | 2025 | Control | 0.053 | 3 | 0 | esc | 0 | 0 | 0 | 0 | 0 | 0 | 0.055966 | 497.9043
[149 empty] | All EPR in 2020WLDFRSafety | WLDFR | HFTD - Transmission - Zone 1 - 115 kV or Lower | Red Flag Warning - Catastrophic Fires | 2025 | Safety | 5534.8915 | 1.27 | 2025 | Control | 0.053 | 3 | 0 | esc | 0 | 0 | 0 | 0 | 0 | 0 | 0.055966 | 309.7669
[149 empty] | All EPR in 2020WLDFRElectric Reliability | WLDFR | HFTD - Transmission - Zone 1 - 115 kV or Lower | Red Flag Warning - Destructive Fires | 2021 | Electric Reliability | 222.2294 | 1.27 | 2021 | Control | 0.1325 | 3 | 0 | esc | 0.15274 | 33.9428 | 0.15274 | 33.9428 | 0 | 0 | 0 | 0
[149 empty] | All EPR in 2020WLDFRFinancial | WLDFR | HFTD - Transmission - Zone 1 - 115 kV or Lower | Red Flag Warning - Destructive Fires | 2021 | Financial | 8585.7228 | 1.27 | 2021 | Control | 0.053 | 3 | 0 | esc | 0.055966 | 480.5104 | 0.055966 | 480.5104 | 0 | 0 | 0 | 0
[149 empty] | All EPR in 2020WLDFRElectric Reliability | WLDFR | HFTD - Transmission - Zone 1 - 115 kV or Lower | Red Flag Warning - Destructive Fires | 2022 | Electric Reliability | 222.2294 | 1.27 | 2022 | Control | 0.1325 | 3 | 0 | esc | 0.15274 | 33.9428 | 0.15274 | 33.9428 | 0.15274 | 33.9428 | 0 | 0
[149 empty] | All EPR in 2020WLDFRFinancial | WLDFR | HFTD - Transmission - Zone 1 - 115 kV or Lower | Red Flag Warning - Destructive Fires | 2022 | Financial | 8585.7228 | 1.27 | 2022 | Control | 0.053 | 3 | 0 | esc | 0.055966 | 480.5104 | 0.055966 | 480.5104 | 0.055966 | 480.5104 | 0 | 0
[149 empty] | All EPR in 2020WLDFRElectric Reliability | WLDFR | HFTD - Transmission - Zone 1 - 115 kV or Lower | Red Flag Warning - Destructive Fires | 2023 | Electric Reliability | 233.2301 | 1.27 | 2023 | Control | 0.1325 | 3 | 0 | esc | 0 | 0 | 0.15274 | 35.623 | 0.15274 | 35.623 | 0.15274 | 35.623
[149 empty] | All EPR in 2020WLDFRFinancial | WLDFR | HFTD - Transmission - Zone 1 - 115 kV or Lower | Red Flag Warning - Destructive Fires | 2023 | Financial | 8896.516 | 1.27 | 2023 | Control | 0.053 | 3 | 0 | esc | 0 | 0 | 0.055966 | 497.9043 | 0.055966 | 497.9043 | 0.055966 | 497.9043
[149 empty] | All EPR in 2020WLDFRElectric Reliability | WLDFR | HFTD - Transmission - Zone 1 - 115 kV or Lower | Red Flag Warning - Destructive Fires | 2024 | Electric Reliability | 233.2301 | 1.27 | 2024 | Control | 0.1325 | 3 | 0 | esc | 0 | 0 | 0 | 0 | 0.15274 | 35.623 | 0.15274 | 35.623
[149 empty] | All EPR in 2020WLDFRFinancial | WLDFR | HFTD - Transmission - Zone 1 - 115 kV or Lower | Red Flag Warning - Destructive Fires | 2024 | Financial | 8896.516 | 1.27 | 2024 | Control | 0.053 | 3 | 0 | esc | 0 | 0 | 0 | 0 | 0.055966 | 497.9043 | 0.055966 | 497.9043
[149 empty] | All EPR in 2020WLDFRElectric Reliability | WLDFR | HFTD - Transmission - Zone 1 - 115 kV or Lower | Red Flag Warning - Destructive Fires | 2025 | Electric Reliability | 233.2301 | 1.27 | 2025 | Control | 0.1325 | 3 | 0 | esc | 0 | 0 | 0 | 0 | 0 | 0 | 0.15274 | 35.623
[149 empty] | All EPR in 2020WLDFRFinancial | WLDFR | HFTD - Transmission - Zone 1 - 115 kV or Lower | Red Flag Warning - Destructive Fires | 2025 | Financial | 8896.516 | 1.27 | 2025 | Control | 0.053 | 3 | 0 | esc | 0 | 0 | 0 | 0 | 0 | 0 | 0.055966 | 497.9043
[149 empty] | All EPR in 2020WLDFRElectric Reliability | WLDFR | HFTD - Transmission - Zone 1 - 115 kV or Lower | Red Flag Warning - Large Fires | 2021 | Electric Reliability | 0.69642 | 1.27 | 2021 | Control | 0.1325 | 3 | 0 | esc | 0.15274 | 0.10637 | 0.15274 | 0.10637 | 0 | 0 | 0 | 0
[149 empty] | All EPR in 2020WLDFRFinancial | WLDFR | HFTD - Transmission - Zone 1 - 115 kV or Lower | Red Flag Warning - Large Fires | 2021 | Financial | 2.942 | 1.27 | 2021 | Control | 0.053 | 3 | 0 | esc | 0.055966 | 0.16465 | 0.055966 | 0.16465 | 0 | 0 | 0 | 0
[149 empty] | All EPR in 2020WLDFRSafety | WLDFR | HFTD - Transmission - Zone 1 - 115 kV or Lower | Red Flag Warning - Large Fires | 2021 | Safety | 1.6022 | 1.27 | 2021 | Control | 0.053 | 3 | 0 | esc | 0.055966 | 0.089668 | 0.055966 | 0.089668 | 0 | 0 | 0 | 0
[149 empty] | All EPR in 2020WLDFRElectric Reliability | WLDFR | HFTD - Transmission - Zone 1 - 115 kV or Lower | Red Flag Warning - Large Fires | 2022 | Electric Reliability | 0.69642 | 1.27 | 2022 | Control | 0.1325 | 3 | 0 | esc | 0.15274 | 0.10637 | 0.15274 | 0.10637 | 0.15274 | 0.10637 | 0 | 0
[149 empty] | All EPR in 2020WLDFRFinancial | WLDFR | HFTD - Transmission - Zone 1 - 115 kV or Lower | Red Flag Warning - Large Fires | 2022 | Financial | 2.942 | 1.27 | 2022 | Control | 0.053 | 3 | 0 | esc | 0.055966 | 0.16465 | 0.055966 | 0.16465 | 0.055966 | 0.16465 | 0 | 0
[149 empty] | All EPR in 2020WLDFRSafety | WLDFR | HFTD - Transmission - Zone 1 - 115 kV or Lower | Red Flag Warning - Large Fires | 2022 | Safety | 1.6022 | 1.27 | 2022 | Control | 0.053 | 3 | 0 | esc | 0.055966 | 0.089668 | 0.055966 | 0.089668 | 0.055966 | 0.089668 | 0 | 0
[149 empty] | All EPR in 2020WLDFRElectric Reliability | WLDFR | HFTD - Transmission - Zone 1 - 115 kV or Lower | Red Flag Warning - Large Fires | 2023 | Electric Reliability | 0.71896 | 1.27 | 2023 | Control | 0.1325 | 3 | 0 | esc | 0 | 0 | 0.15274 | 0.10981 | 0.15274 | 0.10981 | 0.15274 | 0.10981
[149 empty] | All EPR in 2020WLDFRFinancial | WLDFR | HFTD - Transmission - Zone 1 - 115 kV or Lower | Red Flag Warning - Large Fires | 2023 | Financial | 3.0715 | 1.27 | 2023 | Control | 0.053 | 3 | 0 | esc | 0 | 0 | 0.055966 | 0.1719 | 0.055966 | 0.1719 | 0.055966 | 0.1719
[149 empty] | All EPR in 2020WLDFRSafety | WLDFR | HFTD - Transmission - Zone 1 - 115 kV or Lower | Red Flag Warning - Large Fires | 2023 | Safety | 1.6846 | 1.27 | 2023 | Control | 0.053 | 3 | 0 | esc | 0 | 0 | 0.055966 | 0.094279 | 0.055966 | 0.094279 | 0.055966 | 0.094279
[149 empty] | All EPR in 2020WLDFRElectric Reliability | WLDFR | HFTD - Transmission - Zone 1 - 115 kV or Lower | Red Flag Warning - Large Fires | 2024 | Electric Reliability | 0.71896 | 1.27 | 2024 | Control | 0.1325 | 3 | 0 | esc | 0 | 0 | 0 | 0 | 0.15274 | 0.10981 | 0.15274 | 0.10981
[149 empty] | All EPR in 2020WLDFRFinancial | WLDFR | HFTD - Transmission - Zone 1 - 115 kV or Lower | Red Flag Warning - Large Fires | 2024 | Financial | 3.0715 | 1.27 | 2024 | Control | 0.053 | 3 | 0 | esc | 0 | 0 | 0 | 0 | 0.055966 | 0.1719 | 0.055966 | 0.1719
[149 empty] | All EPR in 2020WLDFRSafety | WLDFR | HFTD - Transmission - Zone 1 - 115 kV or Lower | Red Flag Warning - Large Fires | 2024 | Safety | 1.6846 | 1.27 | 2024 | Control | 0.053 | 3 | 0 | esc | 0 | 0 | 0 | 0 | 0.055966 | 0.094279 | 0.055966 | 0.094279
[149 empty] | All EPR in 2020WLDFRElectric Reliability | WLDFR | HFTD - Transmission - Zone 1 - 115 kV or Lower | Red Flag Warning - Large Fires | 2025 | Electric Reliability | 0.71896 | 1.27 | 2025 | Control | 0.1325 | 3 | 0 | esc | 0 | 0 | 0 | 0 | 0 | 0 | 0.15274 | 0.10981
[149 empty] | All EPR in 2020WLDFRFinancial | WLDFR | HFTD - Transmission - Zone 1 - 115 kV or Lower | Red Flag Warning - Large Fires | 2025 | Financial | 3.0715 | 1.27 | 2025 | Control | 0.053 | 3 | 0 | esc | 0 | 0 | 0 | 0 | 0 | 0 | 0.055966 | 0.1719
[149 empty] | All EPR in 2020WLDFRSafety | WLDFR | HFTD - Transmission - Zone 1 - 115 kV or Lower | Red Flag Warning - Large Fires | 2025 | Safety | 1.6846 | 1.27 | 2025 | Control | 0.053 | 3 | 0 | esc | 0 | 0 | 0 | 0 | 0 | 0 | 0.055966 | 0.094279
[149 empty] | All EPR in 2020WLDFRElectric Reliability | WLDFR | HFTD - Transmission - Zone 1 - 115 kV or Lower | Red Flag Warning - Small Fires | 2021 | Electric Reliability | 0.036425 | 1.27 | 2021 | Control | 0.1325 | 3 | 0 | esc | 0.15274 | 0.0055635 | 0.15274 | 0.0055635 | 0 | 0 | 0 | 0
[149 empty] | All EPR in 2020WLDFRFinancial | WLDFR | HFTD - Transmission - Zone 1 - 115 kV or Lower | Red Flag Warning - Small Fires | 2021 | Financial | 0.0015809 | 1.27 | 2021 | Control | 0.053 | 3 | 0 | esc | 0.055966 | 8.8475e-05 | 0.055966 | 8.8475e-05 | 0 | 0 | 0 | 0
[149 empty] | All EPR in 2020WLDFRSafety | WLDFR | HFTD - Transmission - Zone 1 - 115 kV or Lower | Red Flag Warning - Small Fires | 2021 | Safety | 0.039895 | 1.27 | 2021 | Control | 0.053 | 3 | 0 | esc | 0.055966 | 0.0022328 | 0.055966 | 0.0022328 | 0 | 0 | 0 | 0
[149 empty] | All EPR in 2020WLDFRElectric Reliability | WLDFR | HFTD - Transmission - Zone 1 - 115 kV or Lower | Red Flag Warning - Small Fires | 2022 | Electric Reliability | 0.036425 | 1.27 | 2022 | Control | 0.1325 | 3 | 0 | esc | 0.15274 | 0.0055635 | 0.15274 | 0.0055635 | 0.15274 | 0.0055635 | 0 | 0
[149 empty] | All EPR in 2020WLDFRFinancial | WLDFR | HFTD - Transmission - Zone 1 - 115 kV or Lower | Red Flag Warning - Small Fires | 2022 | Financial | 0.0015809 | 1.27 | 2022 | Control | 0.053 | 3 | 0 | esc | 0.055966 | 8.8475e-05 | 0.055966 | 8.8475e-05 | 0.055966 | 8.8475e-05 | 0 | 0
[149 empty] | All EPR in 2020WLDFRSafety | WLDFR | HFTD - Transmission - Zone 1 - 115 kV or Lower | Red Flag Warning - Small Fires | 2022 | Safety | 0.039895 | 1.27 | 2022 | Control | 0.053 | 3 | 0 | esc | 0.055966 | 0.0022328 | 0.055966 | 0.0022328 | 0.055966 | 0.0022328 | 0 | 0
[149 empty] | All EPR in 2020WLDFRElectric Reliability | WLDFR | HFTD - Transmission - Zone 1 - 115 kV or Lower | Red Flag Warning - Small Fires | 2023 | Electric Reliability | 0.03759 | 1.27 | 2023 | Control | 0.1325 | 3 | 0 | esc | 0 | 0 | 0.15274 | 0.0057414 | 0.15274 | 0.0057414 | 0.15274 | 0.0057414
[149 empty] | All EPR in 2020WLDFRFinancial | WLDFR | HFTD - Transmission - Zone 1 - 115 kV or Lower | Red Flag Warning - Small Fires | 2023 | Financial | 0.0016314 | 1.27 | 2023 | Control | 0.053 | 3 | 0 | esc | 0 | 0 | 0.055966 | 9.1305e-05 | 0.055966 | 9.1305e-05 | 0.055966 | 9.1305e-05
[149 empty] | All EPR in 2020WLDFRSafety | WLDFR | HFTD - Transmission - Zone 1 - 115 kV or Lower | Red Flag Warning - Small Fires | 2023 | Safety | 0.041187 | 1.27 | 2023 | Control | 0.053 | 3 | 0 | esc | 0 | 0 | 0.055966 | 0.0023051 | 0.055966 | 0.0023051 | 0.055966 | 0.0023051
[149 empty] | All EPR in 2020WLDFRElectric Reliability | WLDFR | HFTD - Transmission - Zone 1 - 115 kV or Lower | Red Flag Warning - Small Fires | 2024 | Electric Reliability | 0.03759 | 1.27 | 2024 | Control | 0.1325 | 3 | 0 | esc | 0 | 0 | 0 | 0 | 0.15274 | 0.0057414 | 0.15274 | 0.0057414
[149 empty] | All EPR in 2020WLDFRFinancial | WLDFR | HFTD - Transmission - Zone 1 - 115 kV or Lower | Red Flag Warning - Small Fires | 2024 | Financial | 0.0016314 | 1.27 | 2024 | Control | 0.053 | 3 | 0 | esc | 0 | 0 | 0 | 0 | 0.055966 | 9.1305e-05 | 0.055966 | 9.1305e-05
[149 empty] | All EPR in 2020WLDFRSafety | WLDFR | HFTD - Transmission - Zone 1 - 115 kV or Lower | Red Flag Warning - Small Fires | 2024 | Safety | 0.041187 | 1.27 | 2024 | Control | 0.053 | 3 | 0 | esc | 0 | 0 | 0 | 0 | 0.055966 | 0.0023051 | 0.055966 | 0.0023051
[149 empty] | All EPR in 2020WLDFRElectric Reliability | WLDFR | HFTD - Transmission - Zone 1 - 115 kV or Lower | Red Flag Warning - Small Fires | 2025 | Electric Reliability | 0.03759 | 1.27 | 2025 | Control | 0.1325 | 3 | 0 | esc | 0 | 0 | 0 | 0 | 0 | 0 | 0.15274 | 0.0057414
[149 empty] | All EPR in 2020WLDFRFinancial | WLDFR | HFTD - Transmission - Zone 1 - 115 kV or Lower | Red Flag Warning - Small Fires | 2025 | Financial | 0.0016314 | 1.27 | 2025 | Control | 0.053 | 3 | 0 | esc | 0 | 0 | 0 | 0 | 0 | 0 | 0.055966 | 9.1305e-05
[149 empty] | All EPR in 2020WLDFRSafety | WLDFR | HFTD - Transmission - Zone 1 - 115 kV or Lower | Red Flag Warning - Small Fires | 2025 | Safety | 0.041187 | 1.27 | 2025 | Control | 0.053 | 3 | 0 | esc | 0 | 0 | 0 | 0 | 0 | 0 | 0.055966 | 0.0023051
[149 empty] | All EPR in 2020WLDFRElectric Reliability | WLDFR | HFTD - Transmission - Zone 1 - 230 kV or Higher | Non-Red Flag Warning - Catastrophic Fires | 2021 | Electric Reliability | 222.2294 | 3.1 | 2021 | Control | 0.1325 | 3 | 0 | esc | 0.15274 | 33.9428 | 0.15274 | 33.9428 | 0 | 0 | 0 | 0
[149 empty] | All EPR in 2020WLDFRFinancial | WLDFR | HFTD - Transmission - Zone 1 - 230 kV or Higher | Non-Red Flag Warning - Catastrophic Fires | 2021 | Financial | 8585.7228 | 3.1 | 2021 | Control | 0.053 | 3 | 0 | esc | 0.055966 | 480.5104 | 0.055966 | 480.5104 | 0 | 0 | 0 | 0
[149 empty] | All EPR in 2020WLDFRSafety | WLDFR | HFTD - Transmission - Zone 1 - 230 kV or Higher | Non-Red Flag Warning - Catastrophic Fires | 2021 | Safety | 5338.1784 | 3.1 | 2021 | Control | 0.053 | 3 | 0 | esc | 0.055966 | 298.7576 | 0.055966 | 298.7576 | 0 | 0 | 0 | 0
[149 empty] | All EPR in 2020WLDFRElectric Reliability | WLDFR | HFTD - Transmission - Zone 1 - 230 kV or Higher | Non-Red Flag Warning - Catastrophic Fires | 2022 | Electric Reliability | 222.2294 | 3.1 | 2022 | Control | 0.1325 | 3 | 0 | esc | 0.15274 | 33.9428 | 0.15274 | 33.9428 | 0.15274 | 33.9428 | 0 | 0
[149 empty] | All EPR in 2020WLDFRFinancial | WLDFR | HFTD - Transmission - Zone 1 - 230 kV or Higher | Non-Red Flag Warning - Catastrophic Fires | 2022 | Financial | 8585.7228 | 3.1 | 2022 | Control | 0.053 | 3 | 0 | esc | 0.055966 | 480.5104 | 0.055966 | 480.5104 | 0.055966 | 480.5104 | 0 | 0
[149 empty] | All EPR in 2020WLDFRSafety | WLDFR | HFTD - Transmission - Zone 1 - 230 kV or Higher | Non-Red Flag Warning - Catastrophic Fires | 2022 | Safety | 5338.1784 | 3.1 | 2022 | Control | 0.053 | 3 | 0 | esc | 0.055966 | 298.7576 | 0.055966 | 298.7576 | 0.055966 | 298.7576 | 0 | 0
[149 empty] | All EPR in 2020WLDFRElectric Reliability | WLDFR | HFTD - Transmission - Zone 1 - 230 kV or Higher | Non-Red Flag Warning - Catastrophic Fires | 2023 | Electric Reliability | 233.2301 | 3.1 | 2023 | Control | 0.1325 | 3 | 0 | esc | 0 | 0 | 0.15274 | 35.623 | 0.15274 | 35.623 | 0.15274 | 35.623
[149 empty] | All EPR in 2020WLDFRFinancial | WLDFR | HFTD - Transmission - Zone 1 - 230 kV or Higher | Non-Red Flag Warning - Catastrophic Fires | 2023 | Financial | 8896.516 | 3.1 | 2023 | Control | 0.053 | 3 | 0 | esc | 0 | 0 | 0.055966 | 497.9043 | 0.055966 | 497.9043 | 0.055966 | 497.9043
[149 empty] | All EPR in 2020WLDFRSafety | WLDFR | HFTD - Transmission - Zone 1 - 230 kV or Higher | Non-Red Flag Warning - Catastrophic Fires | 2023 | Safety | 5534.8915 | 3.1 | 2023 | Control | 0.053 | 3 | 0 | esc | 0 | 0 | 0.055966 | 309.7669 | 0.055966 | 309.7669 | 0.055966 | 309.7669
[149 empty] | All EPR in 2020WLDFRElectric Reliability | WLDFR | HFTD - Transmission - Zone 1 - 230 kV or Higher | Non-Red Flag Warning - Catastrophic Fires | 2024 | Electric Reliability | 233.2301 | 3.1 | 2024 | Control | 0.1325 | 3 | 0 | esc | 0 | 0 | 0 | 0 | 0.15274 | 35.623 | 0.15274 | 35.623
[149 empty] | All EPR in 2020WLDFRFinancial | WLDFR | HFTD - Transmission - Zone 1 - 230 kV or Higher | Non-Red Flag Warning - Catastrophic Fires | 2024 | Financial | 8896.516 | 3.1 | 2024 | Control | 0.053 | 3 | 0 | esc | 0 | 0 | 0 | 0 | 0.055966 | 497.9043 | 0.055966 | 497.9043
[149 empty] | All EPR in 2020WLDFRSafety | WLDFR | HFTD - Transmission - Zone 1 - 230 kV or Higher | Non-Red Flag Warning - Catastrophic Fires | 2024 | Safety | 5534.8915 | 3.1 | 2024 | Control | 0.053 | 3 | 0 | esc | 0 | 0 | 0 | 0 | 0.055966 | 309.7669 | 0.055966 | 309.7669
[149 empty] | All EPR in 2020WLDFRElectric Reliability | WLDFR | HFTD - Transmission - Zone 1 - 230 kV or Higher | Non-Red Flag Warning - Catastrophic Fires | 2025 | Electric Reliability | 233.2301 | 3.1 | 2025 | Control | 0.1325 | 3 | 0 | esc | 0 | 0 | 0 | 0 | 0 | 0 | 0.15274 | 35.623
[149 empty] | All EPR in 2020WLDFRFinancial | WLDFR | HFTD - Transmission - Zone 1 - 230 kV or Higher | Non-Red Flag Warning - Catastrophic Fires | 2025 | Financial | 8896.516 | 3.1 | 2025 | Control | 0.053 | 3 | 0 | esc | 0 | 0 | 0 | 0 | 0 | 0 | 0.055966 | 497.9043
[149 empty] | All EPR in 2020WLDFRSafety | WLDFR | HFTD - Transmission - Zone 1 - 230 kV or Higher | Non-Red Flag Warning - Catastrophic Fires | 2025 | Safety | 5534.8915 | 3.1 | 2025 | Control | 0.053 | 3 | 0 | esc | 0 | 0 | 0 | 0 | 0 | 0 | 0.055966 | 309.7669
[149 empty] | All EPR in 2020WLDFRElectric Reliability | WLDFR | HFTD - Transmission - Zone 1 - 230 kV or Higher | Non-Red Flag Warning - Destructive Fires | 2021 | Electric Reliability | 222.2294 | 3.1 | 2021 | Control | 0.1325 | 3 | 0 | esc | 0.15274 | 33.9428 | 0.15274 | 33.9428 | 0 | 0 | 0 | 0
[149 empty] | All EPR in 2020WLDFRFinancial | WLDFR | HFTD - Transmission - Zone 1 - 230 kV or Higher | Non-Red Flag Warning - Destructive Fires | 2021 | Financial | 8585.7228 | 3.1 | 2021 | Control | 0.053 | 3 | 0 | esc | 0.055966 | 480.5104 | 0.055966 | 480.5104 | 0 | 0 | 0 | 0
[149 empty] | All EPR in 2020WLDFRElectric Reliability | WLDFR | HFTD - Transmission - Zone 1 - 230 kV or Higher | Non-Red Flag Warning - Destructive Fires | 2022 | Electric Reliability | 222.2294 | 3.1 | 2022 | Control | 0.1325 | 3 | 0 | esc | 0.15274 | 33.9428 | 0.15274 | 33.9428 | 0.15274 | 33.9428 | 0 | 0
[149 empty] | All EPR in 2020WLDFRFinancial | WLDFR | HFTD - Transmission - Zone 1 - 230 kV or Higher | Non-Red Flag Warning - Destructive Fires | 2022 | Financial | 8585.7228 | 3.1 | 2022 | Control | 0.053 | 3 | 0 | esc | 0.055966 | 480.5104 | 0.055966 | 480.5104 | 0.055966 | 480.5104 | 0 | 0
[149 empty] | All EPR in 2020WLDFRElectric Reliability | WLDFR | HFTD - Transmission - Zone 1 - 230 kV or Higher | Non-Red Flag Warning - Destructive Fires | 2023 | Electric Reliability | 233.2301 | 3.1 | 2023 | Control | 0.1325 | 3 | 0 | esc | 0 | 0 | 0.15274 | 35.623 | 0.15274 | 35.623 | 0.15274 | 35.623
[149 empty] | All EPR in 2020WLDFRFinancial | WLDFR | HFTD - Transmission - Zone 1 - 230 kV or Higher | Non-Red Flag Warning - Destructive Fires | 2023 | Financial | 8896.516 | 3.1 | 2023 | Control | 0.053 | 3 | 0 | esc | 0 | 0 | 0.055966 | 497.9043 | 0.055966 | 497.9043 | 0.055966 | 497.9043
[149 empty] | All EPR in 2020WLDFRElectric Reliability | WLDFR | HFTD - Transmission - Zone 1 - 230 kV or Higher | Non-Red Flag Warning - Destructive Fires | 2024 | Electric Reliability | 233.2301 | 3.1 | 2024 | Control | 0.1325 | 3 | 0 | esc | 0 | 0 | 0 | 0 | 0.15274 | 35.623 | 0.15274 | 35.623
[149 empty] | All EPR in 2020WLDFRFinancial | WLDFR | HFTD - Transmission - Zone 1 - 230 kV or Higher | Non-Red Flag Warning - Destructive Fires | 2024 | Financial | 8896.516 | 3.1 | 2024 | Control | 0.053 | 3 | 0 | esc | 0 | 0 | 0 | 0 | 0.055966 | 497.9043 | 0.055966 | 497.9043
[149 empty] | All EPR in 2020WLDFRElectric Reliability | WLDFR | HFTD - Transmission - Zone 1 - 230 kV or Higher | Non-Red Flag Warning - Destructive Fires | 2025 | Electric Reliability | 233.2301 | 3.1 | 2025 | Control | 0.1325 | 3 | 0 | esc | 0 | 0 | 0 | 0 | 0 | 0 | 0.15274 | 35.623
[149 empty] | All EPR in 2020WLDFRFinancial | WLDFR | HFTD - Transmission - Zone 1 - 230 kV or Higher | Non-Red Flag Warning - Destructive Fires | 2025 | Financial | 8896.516 | 3.1 | 2025 | Control | 0.053 | 3 | 0 | esc | 0 | 0 | 0 | 0 | 0 | 0 | 0.055966 | 497.9043
[149 empty] | All EPR in 2020WLDFRElectric Reliability | WLDFR | HFTD - Transmission - Zone 1 - 230 kV or Higher | Non-Red Flag Warning - Large Fires | 2021 | Electric Reliability | 0.69642 | 3.1 | 2021 | Control | 0.1325 | 3 | 0 | esc | 0.15274 | 0.10637 | 0.15274 | 0.10637 | 0 | 0 | 0 | 0
[149 empty] | All EPR in 2020WLDFRFinancial | WLDFR | HFTD - Transmission - Zone 1 - 230 kV or Higher | Non-Red Flag Warning - Large Fires | 2021 | Financial | 2.942 | 3.1 | 2021 | Control | 0.053 | 3 | 0 | esc | 0.055966 | 0.16465 | 0.055966 | 0.16465 | 0 | 0 | 0 | 0
[149 empty] | All EPR in 2020WLDFRSafety | WLDFR | HFTD - Transmission - Zone 1 - 230 kV or Higher | Non-Red Flag Warning - Large Fires | 2021 | Safety | 1.6022 | 3.1 | 2021 | Control | 0.053 | 3 | 0 | esc | 0.055966 | 0.089668 | 0.055966 | 0.089668 | 0 | 0 | 0 | 0
[149 empty] | All EPR in 2020WLDFRElectric Reliability | WLDFR | HFTD - Transmission - Zone 1 - 230 kV or Higher | Non-Red Flag Warning - Large Fires | 2022 | Electric Reliability | 0.69642 | 3.1 | 2022 | Control | 0.1325 | 3 | 0 | esc | 0.15274 | 0.10637 | 0.15274 | 0.10637 | 0.15274 | 0.10637 | 0 | 0
[149 empty] | All EPR in 2020WLDFRFinancial | WLDFR | HFTD - Transmission - Zone 1 - 230 kV or Higher | Non-Red Flag Warning - Large Fires | 2022 | Financial | 2.942 | 3.1 | 2022 | Control | 0.053 | 3 | 0 | esc | 0.055966 | 0.16465 | 0.055966 | 0.16465 | 0.055966 | 0.16465 | 0 | 0
[149 empty] | All EPR in 2020WLDFRSafety | WLDFR | HFTD - Transmission - Zone 1 - 230 kV or Higher | Non-Red Flag Warning - Large Fires | 2022 | Safety | 1.6022 | 3.1 | 2022 | Control | 0.053 | 3 | 0 | esc | 0.055966 | 0.089668 | 0.055966 | 0.089668 | 0.055966 | 0.089668 | 0 | 0
[149 empty] | All EPR in 2020WLDFRElectric Reliability | WLDFR | HFTD - Transmission - Zone 1 - 230 kV or Higher | Non-Red Flag Warning - Large Fires | 2023 | Electric Reliability | 0.71896 | 3.1 | 2023 | Control | 0.1325 | 3 | 0 | esc | 0 | 0 | 0.15274 | 0.10981 | 0.15274 | 0.10981 | 0.15274 | 0.10981
[149 empty] | All EPR in 2020WLDFRFinancial | WLDFR | HFTD - Transmission - Zone 1 - 230 kV or Higher | Non-Red Flag Warning - Large Fires | 2023 | Financial | 3.0715 | 3.1 | 2023 | Control | 0.053 | 3 | 0 | esc | 0 | 0 | 0.055966 | 0.1719 | 0.055966 | 0.1719 | 0.055966 | 0.1719
[149 empty] | All EPR in 2020WLDFRSafety | WLDFR | HFTD - Transmission - Zone 1 - 230 kV or Higher | Non-Red Flag Warning - Large Fires | 2023 | Safety | 1.6846 | 3.1 | 2023 | Control | 0.053 | 3 | 0 | esc | 0 | 0 | 0.055966 | 0.094279 | 0.055966 | 0.094279 | 0.055966 | 0.094279
[149 empty] | All EPR in 2020WLDFRElectric Reliability | WLDFR | HFTD - Transmission - Zone 1 - 230 kV or Higher | Non-Red Flag Warning - Large Fires | 2024 | Electric Reliability | 0.71896 | 3.1 | 2024 | Control | 0.1325 | 3 | 0 | esc | 0 | 0 | 0 | 0 | 0.15274 | 0.10981 | 0.15274 | 0.10981
[149 empty] | All EPR in 2020WLDFRFinancial | WLDFR | HFTD - Transmission - Zone 1 - 230 kV or Higher | Non-Red Flag Warning - Large Fires | 2024 | Financial | 3.0715 | 3.1 | 2024 | Control | 0.053 | 3 | 0 | esc | 0 | 0 | 0 | 0 | 0.055966 | 0.1719 | 0.055966 | 0.1719
[149 empty] | All EPR in 2020WLDFRSafety | WLDFR | HFTD - Transmission - Zone 1 - 230 kV or Higher | Non-Red Flag Warning - Large Fires | 2024 | Safety | 1.6846 | 3.1 | 2024 | Control | 0.053 | 3 | 0 | esc | 0 | 0 | 0 | 0 | 0.055966 | 0.094279 | 0.055966 | 0.094279
[149 empty] | All EPR in 2020WLDFRElectric Reliability | WLDFR | HFTD - Transmission - Zone 1 - 230 kV or Higher | Non-Red Flag Warning - Large Fires | 2025 | Electric Reliability | 0.71896 | 3.1 | 2025 | Control | 0.1325 | 3 | 0 | esc | 0 | 0 | 0 | 0 | 0 | 0 | 0.15274 | 0.10981
[149 empty] | All EPR in 2020WLDFRFinancial | WLDFR | HFTD - Transmission - Zone 1 - 230 kV or Higher | Non-Red Flag Warning - Large Fires | 2025 | Financial | 3.0715 | 3.1 | 2025 | Control | 0.053 | 3 | 0 | esc | 0 | 0 | 0 | 0 | 0 | 0 | 0.055966 | 0.1719
[149 empty] | All EPR in 2020WLDFRSafety | WLDFR | HFTD - Transmission - Zone 1 - 230 kV or Higher | Non-Red Flag Warning - Large Fires | 2025 | Safety | 1.6846 | 3.1 | 2025 | Control | 0.053 | 3 | 0 | esc | 0 | 0 | 0 | 0 | 0 | 0 | 0.055966 | 0.094279
[149 empty] | All EPR in 2020WLDFRElectric Reliability | WLDFR | HFTD - Transmission - Zone 1 - 230 kV or Higher | Non-Red Flag Warning - Small Fires | 2021 | Electric Reliability | 0.036425 | 3.1 | 2021 | Control | 0.1325 | 3 | 0 | esc | 0.15274 | 0.0055635 | 0.15274 | 0.0055635 | 0 | 0 | 0 | 0
[149 empty] | All EPR in 2020WLDFRFinancial | WLDFR | HFTD - Transmission - Zone 1 - 230 kV or Higher | Non-Red Flag Warning - Small Fires | 2021 | Financial | 0.0015809 | 3.1 | 2021 | Control | 0.053 | 3 | 0 | esc | 0.055966 | 8.8475e-05 | 0.055966 | 8.8475e-05 | 0 | 0 | 0 | 0
[149 empty] | All EPR in 2020WLDFRSafety | WLDFR | HFTD - Transmission - Zone 1 - 230 kV or Higher | Non-Red Flag Warning - Small Fires | 2021 | Safety | 0.039895 | 3.1 | 2021 | Control | 0.053 | 3 | 0 | esc | 0.055966 | 0.0022328 | 0.055966 | 0.0022328 | 0 | 0 | 0 | 0
[149 empty] | All EPR in 2020WLDFRElectric Reliability | WLDFR | HFTD - Transmission - Zone 1 - 230 kV or Higher | Non-Red Flag Warning - Small Fires | 2022 | Electric Reliability | 0.036425 | 3.1 | 2022 | Control | 0.1325 | 3 | 0 | esc | 0.15274 | 0.0055635 | 0.15274 | 0.0055635 | 0.15274 | 0.0055635 | 0 | 0
[149 empty] | All EPR in 2020WLDFRFinancial | WLDFR | HFTD - Transmission - Zone 1 - 230 kV or Higher | Non-Red Flag Warning - Small Fires | 2022 | Financial | 0.0015809 | 3.1 | 2022 | Control | 0.053 | 3 | 0 | esc | 0.055966 | 8.8475e-05 | 0.055966 | 8.8475e-05 | 0.055966 | 8.8475e-05 | 0 | 0
[149 empty] | All EPR in 2020WLDFRSafety | WLDFR | HFTD - Transmission - Zone 1 - 230 kV or Higher | Non-Red Flag Warning - Small Fires | 2022 | Safety | 0.039895 | 3.1 | 2022 | Control | 0.053 | 3 | 0 | esc | 0.055966 | 0.0022328 | 0.055966 | 0.0022328 | 0.055966 | 0.0022328 | 0 | 0
[149 empty] | All EPR in 2020WLDFRElectric Reliability | WLDFR | HFTD - Transmission - Zone 1 - 230 kV or Higher | Non-Red Flag Warning - Small Fires | 2023 | Electric Reliability | 0.03759 | 3.1 | 2023 | Control | 0.1325 | 3 | 0 | esc | 0 | 0 | 0.15274 | 0.0057414 | 0.15274 | 0.0057414 | 0.15274 | 0.0057414
[149 empty] | All EPR in 2020WLDFRFinancial | WLDFR | HFTD - Transmission - Zone 1 - 230 kV or Higher | Non-Red Flag Warning - Small Fires | 2023 | Financial | 0.0016314 | 3.1 | 2023 | Control | 0.053 | 3 | 0 | esc | 0 | 0 | 0.055966 | 9.1305e-05 | 0.055966 | 9.1305e-05 | 0.055966 | 9.1305e-05
[149 empty] | All EPR in 2020WLDFRSafety | WLDFR | HFTD - Transmission - Zone 1 - 230 kV or Higher | Non-Red Flag Warning - Small Fires | 2023 | Safety | 0.041187 | 3.1 | 2023 | Control | 0.053 | 3 | 0 | esc | 0 | 0 | 0.055966 | 0.0023051 | 0.055966 | 0.0023051 | 0.055966 | 0.0023051
[149 empty] | All EPR in 2020WLDFRElectric Reliability | WLDFR | HFTD - Transmission - Zone 1 - 230 kV or Higher | Non-Red Flag Warning - Small Fires | 2024 | Electric Reliability | 0.03759 | 3.1 | 2024 | Control | 0.1325 | 3 | 0 | esc | 0 | 0 | 0 | 0 | 0.15274 | 0.0057414 | 0.15274 | 0.0057414
[149 empty] | All EPR in 2020WLDFRFinancial | WLDFR | HFTD - Transmission - Zone 1 - 230 kV or Higher | Non-Red Flag Warning - Small Fires | 2024 | Financial | 0.0016314 | 3.1 | 2024 | Control | 0.053 | 3 | 0 | esc | 0 | 0 | 0 | 0 | 0.055966 | 9.1305e-05 | 0.055966 | 9.1305e-05
[149 empty] | All EPR in 2020WLDFRSafety | WLDFR | HFTD - Transmission - Zone 1 - 230 kV or Higher | Non-Red Flag Warning - Small Fires | 2024 | Safety | 0.041187 | 3.1 | 2024 | Control | 0.053 | 3 | 0 | esc | 0 | 0 | 0 | 0 | 0.055966 | 0.0023051 | 0.055966 | 0.0023051
[149 empty] | All EPR in 2020WLDFRElectric Reliability | WLDFR | HFTD - Transmission - Zone 1 - 230 kV or Higher | Non-Red Flag Warning - Small Fires | 2025 | Electric Reliability | 0.03759 | 3.1 | 2025 | Control | 0.1325 | 3 | 0 | esc | 0 | 0 | 0 | 0 | 0 | 0 | 0.15274 | 0.0057414
[149 empty] | All EPR in 2020WLDFRFinancial | WLDFR | HFTD - Transmission - Zone 1 - 230 kV or Higher | Non-Red Flag Warning - Small Fires | 2025 | Financial | 0.0016314 | 3.1 | 2025 | Control | 0.053 | 3 | 0 | esc | 0 | 0 | 0 | 0 | 0 | 0 | 0.055966 | 9.1305e-05
[149 empty] | All EPR in 2020WLDFRSafety | WLDFR | HFTD - Transmission - Zone 1 - 230 kV or Higher | Non-Red Flag Warning - Small Fires | 2025 | Safety | 0.041187 | 3.1 | 2025 | Control | 0.053 | 3 | 0 | esc | 0 | 0 | 0 | 0 | 0 | 0 | 0.055966 | 0.0023051
[149 empty] | All EPR in 2020WLDFRElectric Reliability | WLDFR | HFTD - Transmission - Zone 1 - 230 kV or Higher | Red Flag Warning - Catastrophic Fires | 2021 | Electric Reliability | 222.2294 | 3.1 | 2021 | Control | 0.1325 | 3 | 0 | esc | 0.15274 | 33.9428 | 0.15274 | 33.9428 | 0 | 0 | 0 | 0
[149 empty] | All EPR in 2020WLDFRFinancial | WLDFR | HFTD - Transmission - Zone 1 - 230 kV or Higher | Red Flag Warning - Catastrophic Fires | 2021 | Financial | 8585.7228 | 3.1 | 2021 | Control | 0.053 | 3 | 0 | esc | 0.055966 | 480.5104 | 0.055966 | 480.5104 | 0 | 0 | 0 | 0
[149 empty] | All EPR in 2020WLDFRSafety | WLDFR | HFTD - Transmission - Zone 1 - 230 kV or Higher | Red Flag Warning - Catastrophic Fires | 2021 | Safety | 5338.1784 | 3.1 | 2021 | Control | 0.053 | 3 | 0 | esc | 0.055966 | 298.7576 | 0.055966 | 298.7576 | 0 | 0 | 0 | 0
[149 empty] | All EPR in 2020WLDFRElectric Reliability | WLDFR | HFTD - Transmission - Zone 1 - 230 kV or Higher | Red Flag Warning - Catastrophic Fires | 2022 | Electric Reliability | 222.2294 | 3.1 | 2022 | Control | 0.1325 | 3 | 0 | esc | 0.15274 | 33.9428 | 0.15274 | 33.9428 | 0.15274 | 33.9428 | 0 | 0
[149 empty] | All EPR in 2020WLDFRFinancial | WLDFR | HFTD - Transmission - Zone 1 - 230 kV or Higher | Red Flag Warning - Catastrophic Fires | 2022 | Financial | 8585.7228 | 3.1 | 2022 | Control | 0.053 | 3 | 0 | esc | 0.055966 | 480.5104 | 0.055966 | 480.5104 | 0.055966 | 480.5104 | 0 | 0
[149 empty] | All EPR in 2020WLDFRSafety | WLDFR | HFTD - Transmission - Zone 1 - 230 kV or Higher | Red Flag Warning - Catastrophic Fires | 2022 | Safety | 5338.1784 | 3.1 | 2022 | Control | 0.053 | 3 | 0 | esc | 0.055966 | 298.7576 | 0.055966 | 298.7576 | 0.055966 | 298.7576 | 0 | 0
[149 empty] | All EPR in 2020WLDFRElectric Reliability | WLDFR | HFTD - Transmission - Zone 1 - 230 kV or Higher | Red Flag Warning - Catastrophic Fires | 2023 | Electric Reliability | 233.2301 | 3.1 | 2023 | Control | 0.1325 | 3 | 0 | esc | 0 | 0 | 0.15274 | 35.623 | 0.15274 | 35.623 | 0.15274 | 35.623
[149 empty] | All EPR in 2020WLDFRFinancial | WLDFR | HFTD - Transmission - Zone 1 - 230 kV or Higher | Red Flag Warning - Catastrophic Fires | 2023 | Financial | 8896.516 | 3.1 | 2023 | Control | 0.053 | 3 | 0 | esc | 0 | 0 | 0.055966 | 497.9043 | 0.055966 | 497.9043 | 0.055966 | 497.9043
[149 empty] | All EPR in 2020WLDFRSafety | WLDFR | HFTD - Transmission - Zone 1 - 230 kV or Higher | Red Flag Warning - Catastrophic Fires | 2023 | Safety | 5534.8915 | 3.1 | 2023 | Control | 0.053 | 3 | 0 | esc | 0 | 0 | 0.055966 | 309.7669 | 0.055966 | 309.7669 | 0.055966 | 309.7669
[149 empty] | All EPR in 2020WLDFRElectric Reliability | WLDFR | HFTD - Transmission - Zone 1 - 230 kV or Higher | Red Flag Warning - Catastrophic Fires | 2024 | Electric Reliability | 233.2301 | 3.1 | 2024 | Control | 0.1325 | 3 | 0 | esc | 0 | 0 | 0 | 0 | 0.15274 | 35.623 | 0.15274 | 35.623
[149 empty] | All EPR in 2020WLDFRFinancial | WLDFR | HFTD - Transmission - Zone 1 - 230 kV or Higher | Red Flag Warning - Catastrophic Fires | 2024 | Financial | 8896.516 | 3.1 | 2024 | Control | 0.053 | 3 | 0 | esc | 0 | 0 | 0 | 0 | 0.055966 | 497.9043 | 0.055966 | 497.9043
[149 empty] | All EPR in 2020WLDFRSafety | WLDFR | HFTD - Transmission - Zone 1 - 230 kV or Higher | Red Flag Warning - Catastrophic Fires | 2024 | Safety | 5534.8915 | 3.1 | 2024 | Control | 0.053 | 3 | 0 | esc | 0 | 0 | 0 | 0 | 0.055966 | 309.7669 | 0.055966 | 309.7669
[149 empty] | All EPR in 2020WLDFRElectric Reliability | WLDFR | HFTD - Transmission - Zone 1 - 230 kV or Higher | Red Flag Warning - Catastrophic Fires | 2025 | Electric Reliability | 233.2301 | 3.1 | 2025 | Control | 0.1325 | 3 | 0 | esc | 0 | 0 | 0 | 0 | 0 | 0 | 0.15274 | 35.623
[149 empty] | All EPR in 2020WLDFRFinancial | WLDFR | HFTD - Transmission - Zone 1 - 230 kV or Higher | Red Flag Warning - Catastrophic Fires | 2025 | Financial | 8896.516 | 3.1 | 2025 | Control | 0.053 | 3 | 0 | esc | 0 | 0 | 0 | 0 | 0 | 0 | 0.055966 | 497.9043
[149 empty] | All EPR in 2020WLDFRSafety | WLDFR | HFTD - Transmission - Zone 1 - 230 kV or Higher | Red Flag Warning - Catastrophic Fires | 2025 | Safety | 5534.8915 | 3.1 | 2025 | Control | 0.053 | 3 | 0 | esc | 0 | 0 | 0 | 0 | 0 | 0 | 0.055966 | 309.7669
[149 empty] | All EPR in 2020WLDFRElectric Reliability | WLDFR | HFTD - Transmission - Zone 1 - 230 kV or Higher | Red Flag Warning - Destructive Fires | 2021 | Electric Reliability | 222.2294 | 3.1 | 2021 | Control | 0.1325 | 3 | 0 | esc | 0.15274 | 33.9428 | 0.15274 | 33.9428 | 0 | 0 | 0 | 0
[149 empty] | All EPR in 2020WLDFRFinancial | WLDFR | HFTD - Transmission - Zone 1 - 230 kV or Higher | Red Flag Warning - Destructive Fires | 2021 | Financial | 8585.7228 | 3.1 | 2021 | Control | 0.053 | 3 | 0 | esc | 0.055966 | 480.5104 | 0.055966 | 480.5104 | 0 | 0 | 0 | 0
[149 empty] | All EPR in 2020WLDFRElectric Reliability | WLDFR | HFTD - Transmission - Zone 1 - 230 kV or Higher | Red Flag Warning - Destructive Fires | 2022 | Electric Reliability | 222.2294 | 3.1 | 2022 | Control | 0.1325 | 3 | 0 | esc | 0.15274 | 33.9428 | 0.15274 | 33.9428 | 0.15274 | 33.9428 | 0 | 0
[149 empty] | All EPR in 2020WLDFRFinancial | WLDFR | HFTD - Transmission - Zone 1 - 230 kV or Higher | Red Flag Warning - Destructive Fires | 2022 | Financial | 8585.7228 | 3.1 | 2022 | Control | 0.053 | 3 | 0 | esc | 0.055966 | 480.5104 | 0.055966 | 480.5104 | 0.055966 | 480.5104 | 0 | 0
[149 empty] | All EPR in 2020WLDFRElectric Reliability | WLDFR | HFTD - Transmission - Zone 1 - 230 kV or Higher | Red Flag Warning - Destructive Fires | 2023 | Electric Reliability | 233.2301 | 3.1 | 2023 | Control | 0.1325 | 3 | 0 | esc | 0 | 0 | 0.15274 | 35.623 | 0.15274 | 35.623 | 0.15274 | 35.623
[149 empty] | All EPR in 2020WLDFRFinancial | WLDFR | HFTD - Transmission - Zone 1 - 230 kV or Higher | Red Flag Warning - Destructive Fires | 2023 | Financial | 8896.516 | 3.1 | 2023 | Control | 0.053 | 3 | 0 | esc | 0 | 0 | 0.055966 | 497.9043 | 0.055966 | 497.9043 | 0.055966 | 497.9043
[149 empty] | All EPR in 2020WLDFRElectric Reliability | WLDFR | HFTD - Transmission - Zone 1 - 230 kV or Higher | Red Flag Warning - Destructive Fires | 2024 | Electric Reliability | 233.2301 | 3.1 | 2024 | Control | 0.1325 | 3 | 0 | esc | 0 | 0 | 0 | 0 | 0.15274 | 35.623 | 0.15274 | 35.623
[149 empty] | All EPR in 2020WLDFRFinancial | WLDFR | HFTD - Transmission - Zone 1 - 230 kV or Higher | Red Flag Warning - Destructive Fires | 2024 | Financial | 8896.516 | 3.1 | 2024 | Control | 0.053 | 3 | 0 | esc | 0 | 0 | 0 | 0 | 0.055966 | 497.9043 | 0.055966 | 497.9043
[149 empty] | All EPR in 2020WLDFRElectric Reliability | WLDFR | HFTD - Transmission - Zone 1 - 230 kV or Higher | Red Flag Warning - Destructive Fires | 2025 | Electric Reliability | 233.2301 | 3.1 | 2025 | Control | 0.1325 | 3 | 0 | esc | 0 | 0 | 0 | 0 | 0 | 0 | 0.15274 | 35.623
[149 empty] | All EPR in 2020WLDFRFinancial | WLDFR | HFTD - Transmission - Zone 1 - 230 kV or Higher | Red Flag Warning - Destructive Fires | 2025 | Financial | 8896.516 | 3.1 | 2025 | Control | 0.053 | 3 | 0 | esc | 0 | 0 | 0 | 0 | 0 | 0 | 0.055966 | 497.9043
[149 empty] | All EPR in 2020WLDFRElectric Reliability | WLDFR | HFTD - Transmission - Zone 1 - 230 kV or Higher | Red Flag Warning - Large Fires | 2021 | Electric Reliability | 0.69642 | 3.1 | 2021 | Control | 0.1325 | 3 | 0 | esc | 0.15274 | 0.10637 | 0.15274 | 0.10637 | 0 | 0 | 0 | 0
[149 empty] | All EPR in 2020WLDFRFinancial | WLDFR | HFTD - Transmission - Zone 1 - 230 kV or Higher | Red Flag Warning - Large Fires | 2021 | Financial | 2.942 | 3.1 | 2021 | Control | 0.053 | 3 | 0 | esc | 0.055966 | 0.16465 | 0.055966 | 0.16465 | 0 | 0 | 0 | 0
[149 empty] | All EPR in 2020WLDFRSafety | WLDFR | HFTD - Transmission - Zone 1 - 230 kV or Higher | Red Flag Warning - Large Fires | 2021 | Safety | 1.6022 | 3.1 | 2021 | Control | 0.053 | 3 | 0 | esc | 0.055966 | 0.089668 | 0.055966 | 0.089668 | 0 | 0 | 0 | 0
[149 empty] | All EPR in 2020WLDFRElectric Reliability | WLDFR | HFTD - Transmission - Zone 1 - 230 kV or Higher | Red Flag Warning - Large Fires | 2022 | Electric Reliability | 0.69642 | 3.1 | 2022 | Control | 0.1325 | 3 | 0 | esc | 0.15274 | 0.10637 | 0.15274 | 0.10637 | 0.15274 | 0.10637 | 0 | 0
[149 empty] | All EPR in 2020WLDFRFinancial | WLDFR | HFTD - Transmission - Zone 1 - 230 kV or Higher | Red Flag Warning - Large Fires | 2022 | Financial | 2.942 | 3.1 | 2022 | Control | 0.053 | 3 | 0 | esc | 0.055966 | 0.16465 | 0.055966 | 0.16465 | 0.055966 | 0.16465 | 0 | 0
[149 empty] | All EPR in 2020WLDFRSafety | WLDFR | HFTD - Transmission - Zone 1 - 230 kV or Higher | Red Flag Warning - Large Fires | 2022 | Safety | 1.6022 | 3.1 | 2022 | Control | 0.053 | 3 | 0 | esc | 0.055966 | 0.089668 | 0.055966 | 0.089668 | 0.055966 | 0.089668 | 0 | 0
[149 empty] | All EPR in 2020WLDFRElectric Reliability | WLDFR | HFTD - Transmission - Zone 1 - 230 kV or Higher | Red Flag Warning - Large Fires | 2023 | Electric Reliability | 0.71896 | 3.1 | 2023 | Control | 0.1325 | 3 | 0 | esc | 0 | 0 | 0.15274 | 0.10981 | 0.15274 | 0.10981 | 0.15274 | 0.10981
[149 empty] | All EPR in 2020WLDFRFinancial | WLDFR | HFTD - Transmission - Zone 1 - 230 kV or Higher | Red Flag Warning - Large Fires | 2023 | Financial | 3.0715 | 3.1 | 2023 | Control | 0.053 | 3 | 0 | esc | 0 | 0 | 0.055966 | 0.1719 | 0.055966 | 0.1719 | 0.055966 | 0.1719
[149 empty] | All EPR in 2020WLDFRSafety | WLDFR | HFTD - Transmission - Zone 1 - 230 kV or Higher | Red Flag Warning - Large Fires | 2023 | Safety | 1.6846 | 3.1 | 2023 | Control | 0.053 | 3 | 0 | esc | 0 | 0 | 0.055966 | 0.094279 | 0.055966 | 0.094279 | 0.055966 | 0.094279
[149 empty] | All EPR in 2020WLDFRElectric Reliability | WLDFR | HFTD - Transmission - Zone 1 - 230 kV or Higher | Red Flag Warning - Large Fires | 2024 | Electric Reliability | 0.71896 | 3.1 | 2024 | Control | 0.1325 | 3 | 0 | esc | 0 | 0 | 0 | 0 | 0.15274 | 0.10981 | 0.15274 | 0.10981
[149 empty] | All EPR in 2020WLDFRFinancial | WLDFR | HFTD - Transmission - Zone 1 - 230 kV or Higher | Red Flag Warning - Large Fires | 2024 | Financial | 3.0715 | 3.1 | 2024 | Control | 0.053 | 3 | 0 | esc | 0 | 0 | 0 | 0 | 0.055966 | 0.1719 | 0.055966 | 0.1719
[149 empty] | All EPR in 2020WLDFRSafety | WLDFR | HFTD - Transmission - Zone 1 - 230 kV or Higher | Red Flag Warning - Large Fires | 2024 | Safety | 1.6846 | 3.1 | 2024 | Control | 0.053 | 3 | 0 | esc | 0 | 0 | 0 | 0 | 0.055966 | 0.094279 | 0.055966 | 0.094279
[149 empty] | All EPR in 2020WLDFRElectric Reliability | WLDFR | HFTD - Transmission - Zone 1 - 230 kV or Higher | Red Flag Warning - Large Fires | 2025 | Electric Reliability | 0.71896 | 3.1 | 2025 | Control | 0.1325 | 3 | 0 | esc | 0 | 0 | 0 | 0 | 0 | 0 | 0.15274 | 0.10981
[149 empty] | All EPR in 2020WLDFRFinancial | WLDFR | HFTD - Transmission - Zone 1 - 230 kV or Higher | Red Flag Warning - Large Fires | 2025 | Financial | 3.0715 | 3.1 | 2025 | Control | 0.053 | 3 | 0 | esc | 0 | 0 | 0 | 0 | 0 | 0 | 0.055966 | 0.1719
[149 empty] | All EPR in 2020WLDFRSafety | WLDFR | HFTD - Transmission - Zone 1 - 230 kV or Higher | Red Flag Warning - Large Fires | 2025 | Safety | 1.6846 | 3.1 | 2025 | Control | 0.053 | 3 | 0 | esc | 0 | 0 | 0 | 0 | 0 | 0 | 0.055966 | 0.094279
[149 empty] | All EPR in 2020WLDFRElectric Reliability | WLDFR | HFTD - Transmission - Zone 1 - 230 kV or Higher | Red Flag Warning - Small Fires | 2021 | Electric Reliability | 0.036425 | 3.1 | 2021 | Control | 0.1325 | 3 | 0 | esc | 0.15274 | 0.0055635 | 0.15274 | 0.0055635 | 0 | 0 | 0 | 0
[149 empty] | All EPR in 2020WLDFRFinancial | WLDFR | HFTD - Transmission - Zone 1 - 230 kV or Higher | Red Flag Warning - Small Fires | 2021 | Financial | 0.0015809 | 3.1 | 2021 | Control | 0.053 | 3 | 0 | esc | 0.055966 | 8.8475e-05 | 0.055966 | 8.8475e-05 | 0 | 0 | 0 | 0
[149 empty] | All EPR in 2020WLDFRSafety | WLDFR | HFTD - Transmission - Zone 1 - 230 kV or Higher | Red Flag Warning - Small Fires | 2021 | Safety | 0.039895 | 3.1 | 2021 | Control | 0.053 | 3 | 0 | esc | 0.055966 | 0.0022328 | 0.055966 | 0.0022328 | 0 | 0 | 0 | 0
[149 empty] | All EPR in 2020WLDFRElectric Reliability | WLDFR | HFTD - Transmission - Zone 1 - 230 kV or Higher | Red Flag Warning - Small Fires | 2022 | Electric Reliability | 0.036425 | 3.1 | 2022 | Control | 0.1325 | 3 | 0 | esc | 0.15274 | 0.0055635 | 0.15274 | 0.0055635 | 0.15274 | 0.0055635 | 0 | 0
[149 empty] | All EPR in 2020WLDFRFinancial | WLDFR | HFTD - Transmission - Zone 1 - 230 kV or Higher | Red Flag Warning - Small Fires | 2022 | Financial | 0.0015809 | 3.1 | 2022 | Control | 0.053 | 3 | 0 | esc | 0.055966 | 8.8475e-05 | 0.055966 | 8.8475e-05 | 0.055966 | 8.8475e-05 | 0 | 0
[149 empty] | All EPR in 2020WLDFRSafety | WLDFR | HFTD - Transmission - Zone 1 - 230 kV or Higher | Red Flag Warning - Small Fires | 2022 | Safety | 0.039895 | 3.1 | 2022 | Control | 0.053 | 3 | 0 | esc | 0.055966 | 0.0022328 | 0.055966 | 0.0022328 | 0.055966 | 0.0022328 | 0 | 0
[149 empty] | All EPR in 2020WLDFRElectric Reliability | WLDFR | HFTD - Transmission - Zone 1 - 230 kV or Higher | Red Flag Warning - Small Fires | 2023 | Electric Reliability | 0.03759 | 3.1 | 2023 | Control | 0.1325 | 3 | 0 | esc | 0 | 0 | 0.15274 | 0.0057414 | 0.15274 | 0.0057414 | 0.15274 | 0.0057414
[149 empty] | All EPR in 2020WLDFRFinancial | WLDFR | HFTD - Transmission - Zone 1 - 230 kV or Higher | Red Flag Warning - Small Fires | 2023 | Financial | 0.0016314 | 3.1 | 2023 | Control | 0.053 | 3 | 0 | esc | 0 | 0 | 0.055966 | 9.1305e-05 | 0.055966 | 9.1305e-05 | 0.055966 | 9.1305e-05
[149 empty] | All EPR in 2020WLDFRSafety | WLDFR | HFTD - Transmission - Zone 1 - 230 kV or Higher | Red Flag Warning - Small Fires | 2023 | Safety | 0.041187 | 3.1 | 2023 | Control | 0.053 | 3 | 0 | esc | 0 | 0 | 0.055966 | 0.0023051 | 0.055966 | 0.0023051 | 0.055966 | 0.0023051
[149 empty] | All EPR in 2020WLDFRElectric Reliability | WLDFR | HFTD - Transmission - Zone 1 - 230 kV or Higher | Red Flag Warning - Small Fires | 2024 | Electric Reliability | 0.03759 | 3.1 | 2024 | Control | 0.1325 | 3 | 0 | esc | 0 | 0 | 0 | 0 | 0.15274 | 0.0057414 | 0.15274 | 0.0057414
[149 empty] | All EPR in 2020WLDFRFinancial | WLDFR | HFTD - Transmission - Zone 1 - 230 kV or Higher | Red Flag Warning - Small Fires | 2024 | Financial | 0.0016314 | 3.1 | 2024 | Control | 0.053 | 3 | 0 | esc | 0 | 0 | 0 | 0 | 0.055966 | 9.1305e-05 | 0.055966 | 9.1305e-05
[149 empty] | All EPR in 2020WLDFRSafety | WLDFR | HFTD - Transmission - Zone 1 - 230 kV or Higher | Red Flag Warning - Small Fires | 2024 | Safety | 0.041187 | 3.1 | 2024 | Control | 0.053 | 3 | 0 | esc | 0 | 0 | 0 | 0 | 0.055966 | 0.0023051 | 0.055966 | 0.0023051
[149 empty] | All EPR in 2020WLDFRElectric Reliability | WLDFR | HFTD - Transmission - Zone 1 - 230 kV or Higher | Red Flag Warning - Small Fires | 2025 | Electric Reliability | 0.03759 | 3.1 | 2025 | Control | 0.1325 | 3 | 0 | esc | 0 | 0 | 0 | 0 | 0 | 0 | 0.15274 | 0.0057414
[149 empty] | All EPR in 2020WLDFRFinancial | WLDFR | HFTD - Transmission - Zone 1 - 230 kV or Higher | Red Flag Warning - Small Fires | 2025 | Financial | 0.0016314 | 3.1 | 2025 | Control | 0.053 | 3 | 0 | esc | 0 | 0 | 0 | 0 | 0 | 0 | 0.055966 | 9.1305e-05
[149 empty] | All EPR in 2020WLDFRSafety | WLDFR | HFTD - Transmission - Zone 1 - 230 kV or Higher | Red Flag Warning - Small Fires | 2025 | Safety | 0.041187 | 3.1 | 2025 | Control | 0.053 | 3 | 0 | esc | 0 | 0 | 0 | 0 | 0 | 0 | 0.055966 | 0.0023051
[149 empty] | All EPR in 2020WLDFRElectric Reliability | WLDFR | HFTD - Transmission - Zone 1 - 60/70 kV | Non-Red Flag Warning - Catastrophic Fires | 2021 | Electric Reliability | 222.2294 | 1.8 | 2021 | Control | 0.1325 | 3 | 0 | esc | 0.15274 | 33.9428 | 0.15274 | 33.9428 | 0 | 0 | 0 | 0
[149 empty] | All EPR in 2020WLDFRFinancial | WLDFR | HFTD - Transmission - Zone 1 - 60/70 kV | Non-Red Flag Warning - Catastrophic Fires | 2021 | Financial | 8585.7228 | 1.8 | 2021 | Control | 0.053 | 3 | 0 | esc | 0.055966 | 480.5104 | 0.055966 | 480.5104 | 0 | 0 | 0 | 0
[149 empty] | All EPR in 2020WLDFRSafety | WLDFR | HFTD - Transmission - Zone 1 - 60/70 kV | Non-Red Flag Warning - Catastrophic Fires | 2021 | Safety | 5338.1784 | 1.8 | 2021 | Control | 0.053 | 3 | 0 | esc | 0.055966 | 298.7576 | 0.055966 | 298.7576 | 0 | 0 | 0 | 0
[149 empty] | All EPR in 2020WLDFRElectric Reliability | WLDFR | HFTD - Transmission - Zone 1 - 60/70 kV | Non-Red Flag Warning - Catastrophic Fires | 2022 | Electric Reliability | 222.2294 | 1.8 | 2022 | Control | 0.1325 | 3 | 0 | esc | 0.15274 | 33.9428 | 0.15274 | 33.9428 | 0.15274 | 33.9428 | 0 | 0
[149 empty] | All EPR in 2020WLDFRFinancial | WLDFR | HFTD - Transmission - Zone 1 - 60/70 kV | Non-Red Flag Warning - Catastrophic Fires | 2022 | Financial | 8585.7228 | 1.8 | 2022 | Control | 0.053 | 3 | 0 | esc | 0.055966 | 480.5104 | 0.055966 | 480.5104 | 0.055966 | 480.5104 | 0 | 0
[149 empty] | All EPR in 2020WLDFRSafety | WLDFR | HFTD - Transmission - Zone 1 - 60/70 kV | Non-Red Flag Warning - Catastrophic Fires | 2022 | Safety | 5338.1784 | 1.8 | 2022 | Control | 0.053 | 3 | 0 | esc | 0.055966 | 298.7576 | 0.055966 | 298.7576 | 0.055966 | 298.7576 | 0 | 0
[149 empty] | All EPR in 2020WLDFRElectric Reliability | WLDFR | HFTD - Transmission - Zone 1 - 60/70 kV | Non-Red Flag Warning - Catastrophic Fires | 2023 | Electric Reliability | 233.2301 | 1.8 | 2023 | Control | 0.1325 | 3 | 0 | esc | 0 | 0 | 0.15274 | 35.623 | 0.15274 | 35.623 | 0.15274 | 35.623
[149 empty] | All EPR in 2020WLDFRFinancial | WLDFR | HFTD - Transmission - Zone 1 - 60/70 kV | Non-Red Flag Warning - Catastrophic Fires | 2023 | Financial | 8896.516 | 1.8 | 2023 | Control | 0.053 | 3 | 0 | esc | 0 | 0 | 0.055966 | 497.9043 | 0.055966 | 497.9043 | 0.055966 | 497.9043
[149 empty] | All EPR in 2020WLDFRSafety | WLDFR | HFTD - Transmission - Zone 1 - 60/70 kV | Non-Red Flag Warning - Catastrophic Fires | 2023 | Safety | 5534.8915 | 1.8 | 2023 | Control | 0.053 | 3 | 0 | esc | 0 | 0 | 0.055966 | 309.7669 | 0.055966 | 309.7669 | 0.055966 | 309.7669
[149 empty] | All EPR in 2020WLDFRElectric Reliability | WLDFR | HFTD - Transmission - Zone 1 - 60/70 kV | Non-Red Flag Warning - Catastrophic Fires | 2024 | Electric Reliability | 233.2301 | 1.8 | 2024 | Control | 0.1325 | 3 | 0 | esc | 0 | 0 | 0 | 0 | 0.15274 | 35.623 | 0.15274 | 35.623
[149 empty] | All EPR in 2020WLDFRFinancial | WLDFR | HFTD - Transmission - Zone 1 - 60/70 kV | Non-Red Flag Warning - Catastrophic Fires | 2024 | Financial | 8896.516 | 1.8 | 2024 | Control | 0.053 | 3 | 0 | esc | 0 | 0 | 0 | 0 | 0.055966 | 497.9043 | 0.055966 | 497.9043
[149 empty] | All EPR in 2020WLDFRSafety | WLDFR | HFTD - Transmission - Zone 1 - 60/70 kV | Non-Red Flag Warning - Catastrophic Fires | 2024 | Safety | 5534.8915 | 1.8 | 2024 | Control | 0.053 | 3 | 0 | esc | 0 | 0 | 0 | 0 | 0.055966 | 309.7669 | 0.055966 | 309.7669
[149 empty] | All EPR in 2020WLDFRElectric Reliability | WLDFR | HFTD - Transmission - Zone 1 - 60/70 kV | Non-Red Flag Warning - Catastrophic Fires | 2025 | Electric Reliability | 233.2301 | 1.8 | 2025 | Control | 0.1325 | 3 | 0 | esc | 0 | 0 | 0 | 0 | 0 | 0 | 0.15274 | 35.623
[149 empty] | All EPR in 2020WLDFRFinancial | WLDFR | HFTD - Transmission - Zone 1 - 60/70 kV | Non-Red Flag Warning - Catastrophic Fires | 2025 | Financial | 8896.516 | 1.8 | 2025 | Control | 0.053 | 3 | 0 | esc | 0 | 0 | 0 | 0 | 0 | 0 | 0.055966 | 497.9043
[149 empty] | All EPR in 2020WLDFRSafety | WLDFR | HFTD - Transmission - Zone 1 - 60/70 kV | Non-Red Flag Warning - Catastrophic Fires | 2025 | Safety | 5534.8915 | 1.8 | 2025 | Control | 0.053 | 3 | 0 | esc | 0 | 0 | 0 | 0 | 0 | 0 | 0.055966 | 309.7669
[149 empty] | All EPR in 2020WLDFRElectric Reliability | WLDFR | HFTD - Transmission - Zone 1 - 60/70 kV | Non-Red Flag Warning - Destructive Fires | 2021 | Electric Reliability | 222.2294 | 1.8 | 2021 | Control | 0.1325 | 3 | 0 | esc | 0.15274 | 33.9428 | 0.15274 | 33.9428 | 0 | 0 | 0 | 0
[149 empty] | All EPR in 2020WLDFRFinancial | WLDFR | HFTD - Transmission - Zone 1 - 60/70 kV | Non-Red Flag Warning - Destructive Fires | 2021 | Financial | 8585.7228 | 1.8 | 2021 | Control | 0.053 | 3 | 0 | esc | 0.055966 | 480.5104 | 0.055966 | 480.5104 | 0 | 0 | 0 | 0
[149 empty] | All EPR in 2020WLDFRElectric Reliability | WLDFR | HFTD - Transmission - Zone 1 - 60/70 kV | Non-Red Flag Warning - Destructive Fires | 2022 | Electric Reliability | 222.2294 | 1.8 | 2022 | Control | 0.1325 | 3 | 0 | esc | 0.15274 | 33.9428 | 0.15274 | 33.9428 | 0.15274 | 33.9428 | 0 | 0
[149 empty] | All EPR in 2020WLDFRFinancial | WLDFR | HFTD - Transmission - Zone 1 - 60/70 kV | Non-Red Flag Warning - Destructive Fires | 2022 | Financial | 8585.7228 | 1.8 | 2022 | Control | 0.053 | 3 | 0 | esc | 0.055966 | 480.5104 | 0.055966 | 480.5104 | 0.055966 | 480.5104 | 0 | 0
[149 empty] | All EPR in 2020WLDFRElectric Reliability | WLDFR | HFTD - Transmission - Zone 1 - 60/70 kV | Non-Red Flag Warning - Destructive Fires | 2023 | Electric Reliability | 233.2301 | 1.8 | 2023 | Control | 0.1325 | 3 | 0 | esc | 0 | 0 | 0.15274 | 35.623 | 0.15274 | 35.623 | 0.15274 | 35.623
[149 empty] | All EPR in 2020WLDFRFinancial | WLDFR | HFTD - Transmission - Zone 1 - 60/70 kV | Non-Red Flag Warning - Destructive Fires | 2023 | Financial | 8896.516 | 1.8 | 2023 | Control | 0.053 | 3 | 0 | esc | 0 | 0 | 0.055966 | 497.9043 | 0.055966 | 497.9043 | 0.055966 | 497.9043
[149 empty] | All EPR in 2020WLDFRElectric Reliability | WLDFR | HFTD - Transmission - Zone 1 - 60/70 kV | Non-Red Flag Warning - Destructive Fires | 2024 | Electric Reliability | 233.2301 | 1.8 | 2024 | Control | 0.1325 | 3 | 0 | esc | 0 | 0 | 0 | 0 | 0.15274 | 35.623 | 0.15274 | 35.623
[149 empty] | All EPR in 2020WLDFRFinancial | WLDFR | HFTD - Transmission - Zone 1 - 60/70 kV | Non-Red Flag Warning - Destructive Fires | 2024 | Financial | 8896.516 | 1.8 | 2024 | Control | 0.053 | 3 | 0 | esc | 0 | 0 | 0 | 0 | 0.055966 | 497.9043 | 0.055966 | 497.9043
[149 empty] | All EPR in 2020WLDFRElectric Reliability | WLDFR | HFTD - Transmission - Zone 1 - 60/70 kV | Non-Red Flag Warning - Destructive Fires | 2025 | Electric Reliability | 233.2301 | 1.8 | 2025 | Control | 0.1325 | 3 | 0 | esc | 0 | 0 | 0 | 0 | 0 | 0 | 0.15274 | 35.623
[149 empty] | All EPR in 2020WLDFRFinancial | WLDFR | HFTD - Transmission - Zone 1 - 60/70 kV | Non-Red Flag Warning - Destructive Fires | 2025 | Financial | 8896.516 | 1.8 | 2025 | Control | 0.053 | 3 | 0 | esc | 0 | 0 | 0 | 0 | 0 | 0 | 0.055966 | 497.9043
[149 empty] | All EPR in 2020WLDFRElectric Reliability | WLDFR | HFTD - Transmission - Zone 1 - 60/70 kV | Non-Red Flag Warning - Large Fires | 2021 | Electric Reliability | 0.69642 | 1.8 | 2021 | Control | 0.1325 | 3 | 0 | esc | 0.15274 | 0.10637 | 0.15274 | 0.10637 | 0 | 0 | 0 | 0
[149 empty] | All EPR in 2020WLDFRFinancial | WLDFR | HFTD - Transmission - Zone 1 - 60/70 kV | Non-Red Flag Warning - Large Fires | 2021 | Financial | 2.942 | 1.8 | 2021 | Control | 0.053 | 3 | 0 | esc | 0.055966 | 0.16465 | 0.055966 | 0.16465 | 0 | 0 | 0 | 0
[149 empty] | All EPR in 2020WLDFRSafety | WLDFR | HFTD - Transmission - Zone 1 - 60/70 kV | Non-Red Flag Warning - Large Fires | 2021 | Safety | 1.6022 | 1.8 | 2021 | Control | 0.053 | 3 | 0 | esc | 0.055966 | 0.089668 | 0.055966 | 0.089668 | 0 | 0 | 0 | 0
[149 empty] | All EPR in 2020WLDFRElectric Reliability | WLDFR | HFTD - Transmission - Zone 1 - 60/70 kV | Non-Red Flag Warning - Large Fires | 2022 | Electric Reliability | 0.69642 | 1.8 | 2022 | Control | 0.1325 | 3 | 0 | esc | 0.15274 | 0.10637 | 0.15274 | 0.10637 | 0.15274 | 0.10637 | 0 | 0
[149 empty] | All EPR in 2020WLDFRFinancial | WLDFR | HFTD - Transmission - Zone 1 - 60/70 kV | Non-Red Flag Warning - Large Fires | 2022 | Financial | 2.942 | 1.8 | 2022 | Control | 0.053 | 3 | 0 | esc | 0.055966 | 0.16465 | 0.055966 | 0.16465 | 0.055966 | 0.16465 | 0 | 0
[149 empty] | All EPR in 2020WLDFRSafety | WLDFR | HFTD - Transmission - Zone 1 - 60/70 kV | Non-Red Flag Warning - Large Fires | 2022 | Safety | 1.6022 | 1.8 | 2022 | Control | 0.053 | 3 | 0 | esc | 0.055966 | 0.089668 | 0.055966 | 0.089668 | 0.055966 | 0.089668 | 0 | 0
[149 empty] | All EPR in 2020WLDFRElectric Reliability | WLDFR | HFTD - Transmission - Zone 1 - 60/70 kV | Non-Red Flag Warning - Large Fires | 2023 | Electric Reliability | 0.71896 | 1.8 | 2023 | Control | 0.1325 | 3 | 0 | esc | 0 | 0 | 0.15274 | 0.10981 | 0.15274 | 0.10981 | 0.15274 | 0.10981
[149 empty] | All EPR in 2020WLDFRFinancial | WLDFR | HFTD - Transmission - Zone 1 - 60/70 kV | Non-Red Flag Warning - Large Fires | 2023 | Financial | 3.0715 | 1.8 | 2023 | Control | 0.053 | 3 | 0 | esc | 0 | 0 | 0.055966 | 0.1719 | 0.055966 | 0.1719 | 0.055966 | 0.1719
[149 empty] | All EPR in 2020WLDFRSafety | WLDFR | HFTD - Transmission - Zone 1 - 60/70 kV | Non-Red Flag Warning - Large Fires | 2023 | Safety | 1.6846 | 1.8 | 2023 | Control | 0.053 | 3 | 0 | esc | 0 | 0 | 0.055966 | 0.094279 | 0.055966 | 0.094279 | 0.055966 | 0.094279
[149 empty] | All EPR in 2020WLDFRElectric Reliability | WLDFR | HFTD - Transmission - Zone 1 - 60/70 kV | Non-Red Flag Warning - Large Fires | 2024 | Electric Reliability | 0.71896 | 1.8 | 2024 | Control | 0.1325 | 3 | 0 | esc | 0 | 0 | 0 | 0 | 0.15274 | 0.10981 | 0.15274 | 0.10981
[149 empty] | All EPR in 2020WLDFRFinancial | WLDFR | HFTD - Transmission - Zone 1 - 60/70 kV | Non-Red Flag Warning - Large Fires | 2024 | Financial | 3.0715 | 1.8 | 2024 | Control | 0.053 | 3 | 0 | esc | 0 | 0 | 0 | 0 | 0.055966 | 0.1719 | 0.055966 | 0.1719
[149 empty] | All EPR in 2020WLDFRSafety | WLDFR | HFTD - Transmission - Zone 1 - 60/70 kV | Non-Red Flag Warning - Large Fires | 2024 | Safety | 1.6846 | 1.8 | 2024 | Control | 0.053 | 3 | 0 | esc | 0 | 0 | 0 | 0 | 0.055966 | 0.094279 | 0.055966 | 0.094279
[149 empty] | All EPR in 2020WLDFRElectric Reliability | WLDFR | HFTD - Transmission - Zone 1 - 60/70 kV | Non-Red Flag Warning - Large Fires | 2025 | Electric Reliability | 0.71896 | 1.8 | 2025 | Control | 0.1325 | 3 | 0 | esc | 0 | 0 | 0 | 0 | 0 | 0 | 0.15274 | 0.10981
[149 empty] | All EPR in 2020WLDFRFinancial | WLDFR | HFTD - Transmission - Zone 1 - 60/70 kV | Non-Red Flag Warning - Large Fires | 2025 | Financial | 3.0715 | 1.8 | 2025 | Control | 0.053 | 3 | 0 | esc | 0 | 0 | 0 | 0 | 0 | 0 | 0.055966 | 0.1719
[149 empty] | All EPR in 2020WLDFRSafety | WLDFR | HFTD - Transmission - Zone 1 - 60/70 kV | Non-Red Flag Warning - Large Fires | 2025 | Safety | 1.6846 | 1.8 | 2025 | Control | 0.053 | 3 | 0 | esc | 0 | 0 | 0 | 0 | 0 | 0 | 0.055966 | 0.094279
[149 empty] | All EPR in 2020WLDFRElectric Reliability | WLDFR | HFTD - Transmission - Zone 1 - 60/70 kV | Non-Red Flag Warning - Small Fires | 2021 | Electric Reliability | 0.036425 | 1.8 | 2021 | Control | 0.1325 | 3 | 0 | esc | 0.15274 | 0.0055635 | 0.15274 | 0.0055635 | 0 | 0 | 0 | 0
[149 empty] | All EPR in 2020WLDFRFinancial | WLDFR | HFTD - Transmission - Zone 1 - 60/70 kV | Non-Red Flag Warning - Small Fires | 2021 | Financial | 0.0015809 | 1.8 | 2021 | Control | 0.053 | 3 | 0 | esc | 0.055966 | 8.8475e-05 | 0.055966 | 8.8475e-05 | 0 | 0 | 0 | 0
[149 empty] | All EPR in 2020WLDFRSafety | WLDFR | HFTD - Transmission - Zone 1 - 60/70 kV | Non-Red Flag Warning - Small Fires | 2021 | Safety | 0.039895 | 1.8 | 2021 | Control | 0.053 | 3 | 0 | esc | 0.055966 | 0.0022328 | 0.055966 | 0.0022328 | 0 | 0 | 0 | 0
[149 empty] | All EPR in 2020WLDFRElectric Reliability | WLDFR | HFTD - Transmission - Zone 1 - 60/70 kV | Non-Red Flag Warning - Small Fires | 2022 | Electric Reliability | 0.036425 | 1.8 | 2022 | Control | 0.1325 | 3 | 0 | esc | 0.15274 | 0.0055635 | 0.15274 | 0.0055635 | 0.15274 | 0.0055635 | 0 | 0
[149 empty] | All EPR in 2020WLDFRFinancial | WLDFR | HFTD - Transmission - Zone 1 - 60/70 kV | Non-Red Flag Warning - Small Fires | 2022 | Financial | 0.0015809 | 1.8 | 2022 | Control | 0.053 | 3 | 0 | esc | 0.055966 | 8.8475e-05 | 0.055966 | 8.8475e-05 | 0.055966 | 8.8475e-05 | 0 | 0
[149 empty] | All EPR in 2020WLDFRSafety | WLDFR | HFTD - Transmission - Zone 1 - 60/70 kV | Non-Red Flag Warning - Small Fires | 2022 | Safety | 0.039895 | 1.8 | 2022 | Control | 0.053 | 3 | 0 | esc | 0.055966 | 0.0022328 | 0.055966 | 0.0022328 | 0.055966 | 0.0022328 | 0 | 0
[149 empty] | All EPR in 2020WLDFRElectric Reliability | WLDFR | HFTD - Transmission - Zone 1 - 60/70 kV | Non-Red Flag Warning - Small Fires | 2023 | Electric Reliability | 0.03759 | 1.8 | 2023 | Control | 0.1325 | 3 | 0 | esc | 0 | 0 | 0.15274 | 0.0057414 | 0.15274 | 0.0057414 | 0.15274 | 0.0057414
[149 empty] | All EPR in 2020WLDFRFinancial | WLDFR | HFTD - Transmission - Zone 1 - 60/70 kV | Non-Red Flag Warning - Small Fires | 2023 | Financial | 0.0016314 | 1.8 | 2023 | Control | 0.053 | 3 | 0 | esc | 0 | 0 | 0.055966 | 9.1305e-05 | 0.055966 | 9.1305e-05 | 0.055966 | 9.1305e-05
[149 empty] | All EPR in 2020WLDFRSafety | WLDFR | HFTD - Transmission - Zone 1 - 60/70 kV | Non-Red Flag Warning - Small Fires | 2023 | Safety | 0.041187 | 1.8 | 2023 | Control | 0.053 | 3 | 0 | esc | 0 | 0 | 0.055966 | 0.0023051 | 0.055966 | 0.0023051 | 0.055966 | 0.0023051
[149 empty] | All EPR in 2020WLDFRElectric Reliability | WLDFR | HFTD - Transmission - Zone 1 - 60/70 kV | Non-Red Flag Warning - Small Fires | 2024 | Electric Reliability | 0.03759 | 1.8 | 2024 | Control | 0.1325 | 3 | 0 | esc | 0 | 0 | 0 | 0 | 0.15274 | 0.0057414 | 0.15274 | 0.0057414
[149 empty] | All EPR in 2020WLDFRFinancial | WLDFR | HFTD - Transmission - Zone 1 - 60/70 kV | Non-Red Flag Warning - Small Fires | 2024 | Financial | 0.0016314 | 1.8 | 2024 | Control | 0.053 | 3 | 0 | esc | 0 | 0 | 0 | 0 | 0.055966 | 9.1305e-05 | 0.055966 | 9.1305e-05
[149 empty] | All EPR in 2020WLDFRSafety | WLDFR | HFTD - Transmission - Zone 1 - 60/70 kV | Non-Red Flag Warning - Small Fires | 2024 | Safety | 0.041187 | 1.8 | 2024 | Control | 0.053 | 3 | 0 | esc | 0 | 0 | 0 | 0 | 0.055966 | 0.0023051 | 0.055966 | 0.0023051
[149 empty] | All EPR in 2020WLDFRElectric Reliability | WLDFR | HFTD - Transmission - Zone 1 - 60/70 kV | Non-Red Flag Warning - Small Fires | 2025 | Electric Reliability | 0.03759 | 1.8 | 2025 | Control | 0.1325 | 3 | 0 | esc | 0 | 0 | 0 | 0 | 0 | 0 | 0.15274 | 0.0057414
[149 empty] | All EPR in 2020WLDFRFinancial | WLDFR | HFTD - Transmission - Zone 1 - 60/70 kV | Non-Red Flag Warning - Small Fires | 2025 | Financial | 0.0016314 | 1.8 | 2025 | Control | 0.053 | 3 | 0 | esc | 0 | 0 | 0 | 0 | 0 | 0 | 0.055966 | 9.1305e-05
[149 empty] | All EPR in 2020WLDFRSafety | WLDFR | HFTD - Transmission - Zone 1 - 60/70 kV | Non-Red Flag Warning - Small Fires | 2025 | Safety | 0.041187 | 1.8 | 2025 | Control | 0.053 | 3 | 0 | esc | 0 | 0 | 0 | 0 | 0 | 0 | 0.055966 | 0.0023051
[149 empty] | All EPR in 2020WLDFRElectric Reliability | WLDFR | HFTD - Transmission - Zone 1 - 60/70 kV | Red Flag Warning - Catastrophic Fires | 2021 | Electric Reliability | 222.2294 | 1.8 | 2021 | Control | 0.1325 | 3 | 0 | esc | 0.15274 | 33.9428 | 0.15274 | 33.9428 | 0 | 0 | 0 | 0
[149 empty] | All EPR in 2020WLDFRFinancial | WLDFR | HFTD - Transmission - Zone 1 - 60/70 kV | Red Flag Warning - Catastrophic Fires | 2021 | Financial | 8585.7228 | 1.8 | 2021 | Control | 0.053 | 3 | 0 | esc | 0.055966 | 480.5104 | 0.055966 | 480.5104 | 0 | 0 | 0 | 0
[149 empty] | All EPR in 2020WLDFRSafety | WLDFR | HFTD - Transmission - Zone 1 - 60/70 kV | Red Flag Warning - Catastrophic Fires | 2021 | Safety | 5338.1784 | 1.8 | 2021 | Control | 0.053 | 3 | 0 | esc | 0.055966 | 298.7576 | 0.055966 | 298.7576 | 0 | 0 | 0 | 0
[149 empty] | All EPR in 2020WLDFRElectric Reliability | WLDFR | HFTD - Transmission - Zone 1 - 60/70 kV | Red Flag Warning - Catastrophic Fires | 2022 | Electric Reliability | 222.2294 | 1.8 | 2022 | Control | 0.1325 | 3 | 0 | esc | 0.15274 | 33.9428 | 0.15274 | 33.9428 | 0.15274 | 33.9428 | 0 | 0
[149 empty] | All EPR in 2020WLDFRFinancial | WLDFR | HFTD - Transmission - Zone 1 - 60/70 kV | Red Flag Warning - Catastrophic Fires | 2022 | Financial | 8585.7228 | 1.8 | 2022 | Control | 0.053 | 3 | 0 | esc | 0.055966 | 480.5104 | 0.055966 | 480.5104 | 0.055966 | 480.5104 | 0 | 0
[149 empty] | All EPR in 2020WLDFRSafety | WLDFR | HFTD - Transmission - Zone 1 - 60/70 kV | Red Flag Warning - Catastrophic Fires | 2022 | Safety | 5338.1784 | 1.8 | 2022 | Control | 0.053 | 3 | 0 | esc | 0.055966 | 298.7576 | 0.055966 | 298.7576 | 0.055966 | 298.7576 | 0 | 0
[149 empty] | All EPR in 2020WLDFRElectric Reliability | WLDFR | HFTD - Transmission - Zone 1 - 60/70 kV | Red Flag Warning - Catastrophic Fires | 2023 | Electric Reliability | 233.2301 | 1.8 | 2023 | Control | 0.1325 | 3 | 0 | esc | 0 | 0 | 0.15274 | 35.623 | 0.15274 | 35.623 | 0.15274 | 35.623
[149 empty] | All EPR in 2020WLDFRFinancial | WLDFR | HFTD - Transmission - Zone 1 - 60/70 kV | Red Flag Warning - Catastrophic Fires | 2023 | Financial | 8896.516 | 1.8 | 2023 | Control | 0.053 | 3 | 0 | esc | 0 | 0 | 0.055966 | 497.9043 | 0.055966 | 497.9043 | 0.055966 | 497.9043
[149 empty] | All EPR in 2020WLDFRSafety | WLDFR | HFTD - Transmission - Zone 1 - 60/70 kV | Red Flag Warning - Catastrophic Fires | 2023 | Safety | 5534.8915 | 1.8 | 2023 | Control | 0.053 | 3 | 0 | esc | 0 | 0 | 0.055966 | 309.7669 | 0.055966 | 309.7669 | 0.055966 | 309.7669
[149 empty] | All EPR in 2020WLDFRElectric Reliability | WLDFR | HFTD - Transmission - Zone 1 - 60/70 kV | Red Flag Warning - Catastrophic Fires | 2024 | Electric Reliability | 233.2301 | 1.8 | 2024 | Control | 0.1325 | 3 | 0 | esc | 0 | 0 | 0 | 0 | 0.15274 | 35.623 | 0.15274 | 35.623
[149 empty] | All EPR in 2020WLDFRFinancial | WLDFR | HFTD - Transmission - Zone 1 - 60/70 kV | Red Flag Warning - Catastrophic Fires | 2024 | Financial | 8896.516 | 1.8 | 2024 | Control | 0.053 | 3 | 0 | esc | 0 | 0 | 0 | 0 | 0.055966 | 497.9043 | 0.055966 | 497.9043
[149 empty] | All EPR in 2020WLDFRSafety | WLDFR | HFTD - Transmission - Zone 1 - 60/70 kV | Red Flag Warning - Catastrophic Fires | 2024 | Safety | 5534.8915 | 1.8 | 2024 | Control | 0.053 | 3 | 0 | esc | 0 | 0 | 0 | 0 | 0.055966 | 309.7669 | 0.055966 | 309.7669
[149 empty] | All EPR in 2020WLDFRElectric Reliability | WLDFR | HFTD - Transmission - Zone 1 - 60/70 kV | Red Flag Warning - Catastrophic Fires | 2025 | Electric Reliability | 233.2301 | 1.8 | 2025 | Control | 0.1325 | 3 | 0 | esc | 0 | 0 | 0 | 0 | 0 | 0 | 0.15274 | 35.623
[149 empty] | All EPR in 2020WLDFRFinancial | WLDFR | HFTD - Transmission - Zone 1 - 60/70 kV | Red Flag Warning - Catastrophic Fires | 2025 | Financial | 8896.516 | 1.8 | 2025 | Control | 0.053 | 3 | 0 | esc | 0 | 0 | 0 | 0 | 0 | 0 | 0.055966 | 497.9043
[149 empty] | All EPR in 2020WLDFRSafety | WLDFR | HFTD - Transmission - Zone 1 - 60/70 kV | Red Flag Warning - Catastrophic Fires | 2025 | Safety | 5534.8915 | 1.8 | 2025 | Control | 0.053 | 3 | 0 | esc | 0 | 0 | 0 | 0 | 0 | 0 | 0.055966 | 309.7669
[149 empty] | All EPR in 2020WLDFRElectric Reliability | WLDFR | HFTD - Transmission - Zone 1 - 60/70 kV | Red Flag Warning - Destructive Fires | 2021 | Electric Reliability | 222.2294 | 1.8 | 2021 | Control | 0.1325 | 3 | 0 | esc | 0.15274 | 33.9428 | 0.15274 | 33.9428 | 0 | 0 | 0 | 0
[149 empty] | All EPR in 2020WLDFRFinancial | WLDFR | HFTD - Transmission - Zone 1 - 60/70 kV | Red Flag Warning - Destructive Fires | 2021 | Financial | 8585.7228 | 1.8 | 2021 | Control | 0.053 | 3 | 0 | esc | 0.055966 | 480.5104 | 0.055966 | 480.5104 | 0 | 0 | 0 | 0
[149 empty] | All EPR in 2020WLDFRElectric Reliability | WLDFR | HFTD - Transmission - Zone 1 - 60/70 kV | Red Flag Warning - Destructive Fires | 2022 | Electric Reliability | 222.2294 | 1.8 | 2022 | Control | 0.1325 | 3 | 0 | esc | 0.15274 | 33.9428 | 0.15274 | 33.9428 | 0.15274 | 33.9428 | 0 | 0
[149 empty] | All EPR in 2020WLDFRFinancial | WLDFR | HFTD - Transmission - Zone 1 - 60/70 kV | Red Flag Warning - Destructive Fires | 2022 | Financial | 8585.7228 | 1.8 | 2022 | Control | 0.053 | 3 | 0 | esc | 0.055966 | 480.5104 | 0.055966 | 480.5104 | 0.055966 | 480.5104 | 0 | 0
[149 empty] | All EPR in 2020WLDFRElectric Reliability | WLDFR | HFTD - Transmission - Zone 1 - 60/70 kV | Red Flag Warning - Destructive Fires | 2023 | Electric Reliability | 233.2301 | 1.8 | 2023 | Control | 0.1325 | 3 | 0 | esc | 0 | 0 | 0.15274 | 35.623 | 0.15274 | 35.623 | 0.15274 | 35.623
[149 empty] | All EPR in 2020WLDFRFinancial | WLDFR | HFTD - Transmission - Zone 1 - 60/70 kV | Red Flag Warning - Destructive Fires | 2023 | Financial | 8896.516 | 1.8 | 2023 | Control | 0.053 | 3 | 0 | esc | 0 | 0 | 0.055966 | 497.9043 | 0.055966 | 497.9043 | 0.055966 | 497.9043
[149 empty] | All EPR in 2020WLDFRElectric Reliability | WLDFR | HFTD - Transmission - Zone 1 - 60/70 kV | Red Flag Warning - Destructive Fires | 2024 | Electric Reliability | 233.2301 | 1.8 | 2024 | Control | 0.1325 | 3 | 0 | esc | 0 | 0 | 0 | 0 | 0.15274 | 35.623 | 0.15274 | 35.623
[149 empty] | All EPR in 2020WLDFRFinancial | WLDFR | HFTD - Transmission - Zone 1 - 60/70 kV | Red Flag Warning - Destructive Fires | 2024 | Financial | 8896.516 | 1.8 | 2024 | Control | 0.053 | 3 | 0 | esc | 0 | 0 | 0 | 0 | 0.055966 | 497.9043 | 0.055966 | 497.9043
[149 empty] | All EPR in 2020WLDFRElectric Reliability | WLDFR | HFTD - Transmission - Zone 1 - 60/70 kV | Red Flag Warning - Destructive Fires | 2025 | Electric Reliability | 233.2301 | 1.8 | 2025 | Control | 0.1325 | 3 | 0 | esc | 0 | 0 | 0 | 0 | 0 | 0 | 0.15274 | 35.623
[149 empty] | All EPR in 2020WLDFRFinancial | WLDFR | HFTD - Transmission - Zone 1 - 60/70 kV | Red Flag Warning - Destructive Fires | 2025 | Financial | 8896.516 | 1.8 | 2025 | Control | 0.053 | 3 | 0 | esc | 0 | 0 | 0 | 0 | 0 | 0 | 0.055966 | 497.9043
[149 empty] | All EPR in 2020WLDFRElectric Reliability | WLDFR | HFTD - Transmission - Zone 1 - 60/70 kV | Red Flag Warning - Large Fires | 2021 | Electric Reliability | 0.69642 | 1.8 | 2021 | Control | 0.1325 | 3 | 0 | esc | 0.15274 | 0.10637 | 0.15274 | 0.10637 | 0 | 0 | 0 | 0
[149 empty] | All EPR in 2020WLDFRFinancial | WLDFR | HFTD - Transmission - Zone 1 - 60/70 kV | Red Flag Warning - Large Fires | 2021 | Financial | 2.942 | 1.8 | 2021 | Control | 0.053 | 3 | 0 | esc | 0.055966 | 0.16465 | 0.055966 | 0.16465 | 0 | 0 | 0 | 0
[149 empty] | All EPR in 2020WLDFRSafety | WLDFR | HFTD - Transmission - Zone 1 - 60/70 kV | Red Flag Warning - Large Fires | 2021 | Safety | 1.6022 | 1.8 | 2021 | Control | 0.053 | 3 | 0 | esc | 0.055966 | 0.089668 | 0.055966 | 0.089668 | 0 | 0 | 0 | 0
[149 empty] | All EPR in 2020WLDFRElectric Reliability | WLDFR | HFTD - Transmission - Zone 1 - 60/70 kV | Red Flag Warning - Large Fires | 2022 | Electric Reliability | 0.69642 | 1.8 | 2022 | Control | 0.1325 | 3 | 0 | esc | 0.15274 | 0.10637 | 0.15274 | 0.10637 | 0.15274 | 0.10637 | 0 | 0
[149 empty] | All EPR in 2020WLDFRFinancial | WLDFR | HFTD - Transmission - Zone 1 - 60/70 kV | Red Flag Warning - Large Fires | 2022 | Financial | 2.942 | 1.8 | 2022 | Control | 0.053 | 3 | 0 | esc | 0.055966 | 0.16465 | 0.055966 | 0.16465 | 0.055966 | 0.16465 | 0 | 0
[149 empty] | All EPR in 2020WLDFRSafety | WLDFR | HFTD - Transmission - Zone 1 - 60/70 kV | Red Flag Warning - Large Fires | 2022 | Safety | 1.6022 | 1.8 | 2022 | Control | 0.053 | 3 | 0 | esc | 0.055966 | 0.089668 | 0.055966 | 0.089668 | 0.055966 | 0.089668 | 0 | 0
[149 empty] | All EPR in 2020WLDFRElectric Reliability | WLDFR | HFTD - Transmission - Zone 1 - 60/70 kV | Red Flag Warning - Large Fires | 2023 | Electric Reliability | 0.71896 | 1.8 | 2023 | Control | 0.1325 | 3 | 0 | esc | 0 | 0 | 0.15274 | 0.10981 | 0.15274 | 0.10981 | 0.15274 | 0.10981
[149 empty] | All EPR in 2020WLDFRFinancial | WLDFR | HFTD - Transmission - Zone 1 - 60/70 kV | Red Flag Warning - Large Fires | 2023 | Financial | 3.0715 | 1.8 | 2023 | Control | 0.053 | 3 | 0 | esc | 0 | 0 | 0.055966 | 0.1719 | 0.055966 | 0.1719 | 0.055966 | 0.1719
[149 empty] | All EPR in 2020WLDFRSafety | WLDFR | HFTD - Transmission - Zone 1 - 60/70 kV | Red Flag Warning - Large Fires | 2023 | Safety | 1.6846 | 1.8 | 2023 | Control | 0.053 | 3 | 0 | esc | 0 | 0 | 0.055966 | 0.094279 | 0.055966 | 0.094279 | 0.055966 | 0.094279
[149 empty] | All EPR in 2020WLDFRElectric Reliability | WLDFR | HFTD - Transmission - Zone 1 - 60/70 kV | Red Flag Warning - Large Fires | 2024 | Electric Reliability | 0.71896 | 1.8 | 2024 | Control | 0.1325 | 3 | 0 | esc | 0 | 0 | 0 | 0 | 0.15274 | 0.10981 | 0.15274 | 0.10981
[149 empty] | All EPR in 2020WLDFRFinancial | WLDFR | HFTD - Transmission - Zone 1 - 60/70 kV | Red Flag Warning - Large Fires | 2024 | Financial | 3.0715 | 1.8 | 2024 | Control | 0.053 | 3 | 0 | esc | 0 | 0 | 0 | 0 | 0.055966 | 0.1719 | 0.055966 | 0.1719
[149 empty] | All EPR in 2020WLDFRSafety | WLDFR | HFTD - Transmission - Zone 1 - 60/70 kV | Red Flag Warning - Large Fires | 2024 | Safety | 1.6846 | 1.8 | 2024 | Control | 0.053 | 3 | 0 | esc | 0 | 0 | 0 | 0 | 0.055966 | 0.094279 | 0.055966 | 0.094279
[149 empty] | All EPR in 2020WLDFRElectric Reliability | WLDFR | HFTD - Transmission - Zone 1 - 60/70 kV | Red Flag Warning - Large Fires | 2025 | Electric Reliability | 0.71896 | 1.8 | 2025 | Control | 0.1325 | 3 | 0 | esc | 0 | 0 | 0 | 0 | 0 | 0 | 0.15274 | 0.10981
[149 empty] | All EPR in 2020WLDFRFinancial | WLDFR | HFTD - Transmission - Zone 1 - 60/70 kV | Red Flag Warning - Large Fires | 2025 | Financial | 3.0715 | 1.8 | 2025 | Control | 0.053 | 3 | 0 | esc | 0 | 0 | 0 | 0 | 0 | 0 | 0.055966 | 0.1719
[149 empty] | All EPR in 2020WLDFRSafety | WLDFR | HFTD - Transmission - Zone 1 - 60/70 kV | Red Flag Warning - Large Fires | 2025 | Safety | 1.6846 | 1.8 | 2025 | Control | 0.053 | 3 | 0 | esc | 0 | 0 | 0 | 0 | 0 | 0 | 0.055966 | 0.094279
[149 empty] | All EPR in 2020WLDFRElectric Reliability | WLDFR | HFTD - Transmission - Zone 1 - 60/70 kV | Red Flag Warning - Small Fires | 2021 | Electric Reliability | 0.036425 | 1.8 | 2021 | Control | 0.1325 | 3 | 0 | esc | 0.15274 | 0.0055635 | 0.15274 | 0.0055635 | 0 | 0 | 0 | 0
[149 empty] | All EPR in 2020WLDFRFinancial | WLDFR | HFTD - Transmission - Zone 1 - 60/70 kV | Red Flag Warning - Small Fires | 2021 | Financial | 0.0015809 | 1.8 | 2021 | Control | 0.053 | 3 | 0 | esc | 0.055966 | 8.8475e-05 | 0.055966 | 8.8475e-05 | 0 | 0 | 0 | 0
[149 empty] | All EPR in 2020WLDFRSafety | WLDFR | HFTD - Transmission - Zone 1 - 60/70 kV | Red Flag Warning - Small Fires | 2021 | Safety | 0.039895 | 1.8 | 2021 | Control | 0.053 | 3 | 0 | esc | 0.055966 | 0.0022328 | 0.055966 | 0.0022328 | 0 | 0 | 0 | 0
[149 empty] | All EPR in 2020WLDFRElectric Reliability | WLDFR | HFTD - Transmission - Zone 1 - 60/70 kV | Red Flag Warning - Small Fires | 2022 | Electric Reliability | 0.036425 | 1.8 | 2022 | Control | 0.1325 | 3 | 0 | esc | 0.15274 | 0.0055635 | 0.15274 | 0.0055635 | 0.15274 | 0.0055635 | 0 | 0
[149 empty] | All EPR in 2020WLDFRFinancial | WLDFR | HFTD - Transmission - Zone 1 - 60/70 kV | Red Flag Warning - Small Fires | 2022 | Financial | 0.0015809 | 1.8 | 2022 | Control | 0.053 | 3 | 0 | esc | 0.055966 | 8.8475e-05 | 0.055966 | 8.8475e-05 | 0.055966 | 8.8475e-05 | 0 | 0
[149 empty] | All EPR in 2020WLDFRSafety | WLDFR | HFTD - Transmission - Zone 1 - 60/70 kV | Red Flag Warning - Small Fires | 2022 | Safety | 0.039895 | 1.8 | 2022 | Control | 0.053 | 3 | 0 | esc | 0.055966 | 0.0022328 | 0.055966 | 0.0022328 | 0.055966 | 0.0022328 | 0 | 0
[149 empty] | All EPR in 2020WLDFRElectric Reliability | WLDFR | HFTD - Transmission - Zone 1 - 60/70 kV | Red Flag Warning - Small Fires | 2023 | Electric Reliability | 0.03759 | 1.8 | 2023 | Control | 0.1325 | 3 | 0 | esc | 0 | 0 | 0.15274 | 0.0057414 | 0.15274 | 0.0057414 | 0.15274 | 0.0057414
[149 empty] | All EPR in 2020WLDFRFinancial | WLDFR | HFTD - Transmission - Zone 1 - 60/70 kV | Red Flag Warning - Small Fires | 2023 | Financial | 0.0016314 | 1.8 | 2023 | Control | 0.053 | 3 | 0 | esc | 0 | 0 | 0.055966 | 9.1305e-05 | 0.055966 | 9.1305e-05 | 0.055966 | 9.1305e-05
[149 empty] | All EPR in 2020WLDFRSafety | WLDFR | HFTD - Transmission - Zone 1 - 60/70 kV | Red Flag Warning - Small Fires | 2023 | Safety | 0.041187 | 1.8 | 2023 | Control | 0.053 | 3 | 0 | esc | 0 | 0 | 0.055966 | 0.0023051 | 0.055966 | 0.0023051 | 0.055966 | 0.0023051
[149 empty] | All EPR in 2020WLDFRElectric Reliability | WLDFR | HFTD - Transmission - Zone 1 - 60/70 kV | Red Flag Warning - Small Fires | 2024 | Electric Reliability | 0.03759 | 1.8 | 2024 | Control | 0.1325 | 3 | 0 | esc | 0 | 0 | 0 | 0 | 0.15274 | 0.0057414 | 0.15274 | 0.0057414
[149 empty] | All EPR in 2020WLDFRFinancial | WLDFR | HFTD - Transmission - Zone 1 - 60/70 kV | Red Flag Warning - Small Fires | 2024 | Financial | 0.0016314 | 1.8 | 2024 | Control | 0.053 | 3 | 0 | esc | 0 | 0 | 0 | 0 | 0.055966 | 9.1305e-05 | 0.055966 | 9.1305e-05
[149 empty] | All EPR in 2020WLDFRSafety | WLDFR | HFTD - Transmission - Zone 1 - 60/70 kV | Red Flag Warning - Small Fires | 2024 | Safety | 0.041187 | 1.8 | 2024 | Control | 0.053 | 3 | 0 | esc | 0 | 0 | 0 | 0 | 0.055966 | 0.0023051 | 0.055966 | 0.0023051
[149 empty] | All EPR in 2020WLDFRElectric Reliability | WLDFR | HFTD - Transmission - Zone 1 - 60/70 kV | Red Flag Warning - Small Fires | 2025 | Electric Reliability | 0.03759 | 1.8 | 2025 | Control | 0.1325 | 3 | 0 | esc | 0 | 0 | 0 | 0 | 0 | 0 | 0.15274 | 0.0057414
[149 empty] | All EPR in 2020WLDFRFinancial | WLDFR | HFTD - Transmission - Zone 1 - 60/70 kV | Red Flag Warning - Small Fires | 2025 | Financial | 0.0016314 | 1.8 | 2025 | Control | 0.053 | 3 | 0 | esc | 0 | 0 | 0 | 0 | 0 | 0 | 0.055966 | 9.1305e-05
[149 empty] | All EPR in 2020WLDFRSafety | WLDFR | HFTD - Transmission - Zone 1 - 60/70 kV | Red Flag Warning - Small Fires | 2025 | Safety | 0.041187 | 1.8 | 2025 | Control | 0.053 | 3 | 0 | esc | 0 | 0 | 0 | 0 | 0 | 0 | 0.055966 | 0.0023051
[149 empty] | All EPR in 2020WLDFRElectric Reliability | WLDFR | HFTD - Distribution - Tier 2 - 1QU CoRE ¦ 1QU LoRE | Non-Red Flag Warning - Catastrophic Fires | 2020 | Electric Reliability | 222.2294 | 170.7528 | 2020 | Control | 0.1325 | 3 | 0 | esc | 0.15274 | 33.9428 | 0 | 0 | 0 | 0 | 0 | 0
[149 empty] | All EPR in 2020WLDFRFinancial | WLDFR | HFTD - Distribution - Tier 2 - 1QU CoRE ¦ 1QU LoRE | Non-Red Flag Warning - Catastrophic Fires | 2020 | Financial | 8585.7228 | 170.7528 | 2020 | Control | 0.053 | 3 | 0 | esc | 0.055966 | 480.5104 | 0 | 0 | 0 | 0 | 0 | 0
[149 empty] | All EPR in 2020WLDFRSafety | WLDFR | HFTD - Distribution - Tier 2 - 1QU CoRE ¦ 1QU LoRE | Non-Red Flag Warning - Catastrophic Fires | 2020 | Safety | 5338.1784 | 170.7528 | 2020 | Control | 0.053 | 3 | 0 | esc | 0.055966 | 298.7576 | 0 | 0 | 0 | 0 | 0 | 0
[149 empty] | All EPR in 2020WLDFRElectric Reliability | WLDFR | HFTD - Distribution - Tier 2 - 1QU CoRE ¦ 1QU LoRE | Non-Red Flag Warning - Destructive Fires | 2020 | Electric Reliability | 222.2294 | 170.7528 | 2020 | Control | 0.1325 | 3 | 0 | esc | 0.15274 | 33.9428 | 0 | 0 | 0 | 0 | 0 | 0
[149 empty] | All EPR in 2020WLDFRFinancial | WLDFR | HFTD - Distribution - Tier 2 - 1QU CoRE ¦ 1QU LoRE | Non-Red Flag Warning - Destructive Fires | 2020 | Financial | 8585.7228 | 170.7528 | 2020 | Control | 0.053 | 3 | 0 | esc | 0.055966 | 480.5104 | 0 | 0 | 0 | 0 | 0 | 0
[149 empty] | All EPR in 2020WLDFRElectric Reliability | WLDFR | HFTD - Distribution - Tier 2 - 1QU CoRE ¦ 1QU LoRE | Non-Red Flag Warning - Large Fires | 2020 | Electric Reliability | 0.69642 | 170.7528 | 2020 | Control | 0.1325 | 3 | 0 | esc | 0.15274 | 0.10637 | 0 | 0 | 0 | 0 | 0 | 0
[149 empty] | All EPR in 2020WLDFRFinancial | WLDFR | HFTD - Distribution - Tier 2 - 1QU CoRE ¦ 1QU LoRE | Non-Red Flag Warning - Large Fires | 2020 | Financial | 2.942 | 170.7528 | 2020 | Control | 0.053 | 3 | 0 | esc | 0.055966 | 0.16465 | 0 | 0 | 0 | 0 | 0 | 0
[149 empty] | All EPR in 2020WLDFRSafety | WLDFR | HFTD - Distribution - Tier 2 - 1QU CoRE ¦ 1QU LoRE | Non-Red Flag Warning - Large Fires | 2020 | Safety | 1.6022 | 170.7528 | 2020 | Control | 0.053 | 3 | 0 | esc | 0.055966 | 0.089668 | 0 | 0 | 0 | 0 | 0 | 0
[149 empty] | All EPR in 2020WLDFRElectric Reliability | WLDFR | HFTD - Distribution - Tier 2 - 1QU CoRE ¦ 1QU LoRE | Non-Red Flag Warning - Small Fires | 2020 | Electric Reliability | 0.036425 | 170.7528 | 2020 | Control | 0.1325 | 3 | 0 | esc | 0.15274 | 0.0055635 | 0 | 0 | 0 | 0 | 0 | 0
[149 empty] | All EPR in 2020WLDFRFinancial | WLDFR | HFTD - Distribution - Tier 2 - 1QU CoRE ¦ 1QU LoRE | Non-Red Flag Warning - Small Fires | 2020 | Financial | 0.0015809 | 170.7528 | 2020 | Control | 0.053 | 3 | 0 | esc | 0.055966 | 8.8475e-05 | 0 | 0 | 0 | 0 | 0 | 0
[149 empty] | All EPR in 2020WLDFRSafety | WLDFR | HFTD - Distribution - Tier 2 - 1QU CoRE ¦ 1QU LoRE | Non-Red Flag Warning - Small Fires | 2020 | Safety | 0.039895 | 170.7528 | 2020 | Control | 0.053 | 3 | 0 | esc | 0.055966 | 0.0022328 | 0 | 0 | 0 | 0 | 0 | 0
[149 empty] | All EPR in 2020WLDFRElectric Reliability | WLDFR | HFTD - Distribution - Tier 2 - 1QU CoRE ¦ 1QU LoRE | Red Flag Warning - Catastrophic Fires | 2020 | Electric Reliability | 222.2294 | 170.7528 | 2020 | Control | 0.1325 | 3 | 0 | esc | 0.15274 | 33.9428 | 0 | 0 | 0 | 0 | 0 | 0
[149 empty] | All EPR in 2020WLDFRFinancial | WLDFR | HFTD - Distribution - Tier 2 - 1QU CoRE ¦ 1QU LoRE | Red Flag Warning - Catastrophic Fires | 2020 | Financial | 8585.7228 | 170.7528 | 2020 | Control | 0.053 | 3 | 0 | esc | 0.055966 | 480.5104 | 0 | 0 | 0 | 0 | 0 | 0
[149 empty] | All EPR in 2020WLDFRSafety | WLDFR | HFTD - Distribution - Tier 2 - 1QU CoRE ¦ 1QU LoRE | Red Flag Warning - Catastrophic Fires | 2020 | Safety | 5338.1784 | 170.7528 | 2020 | Control | 0.053 | 3 | 0 | esc | 0.055966 | 298.7576 | 0 | 0 | 0 | 0 | 0 | 0
[149 empty] | All EPR in 2020WLDFRElectric Reliability | WLDFR | HFTD - Distribution - Tier 2 - 1QU CoRE ¦ 1QU LoRE | Red Flag Warning - Destructive Fires | 2020 | Electric Reliability | 222.2294 | 170.7528 | 2020 | Control | 0.1325 | 3 | 0 | esc | 0.15274 | 33.9428 | 0 | 0 | 0 | 0 | 0 | 0
[149 empty] | All EPR in 2020WLDFRFinancial | WLDFR | HFTD - Distribution - Tier 2 - 1QU CoRE ¦ 1QU LoRE | Red Flag Warning - Destructive Fires | 2020 | Financial | 8585.7228 | 170.7528 | 2020 | Control | 0.053 | 3 | 0 | esc | 0.055966 | 480.5104 | 0 | 0 | 0 | 0 | 0 | 0
[149 empty] | All EPR in 2020WLDFRElectric Reliability | WLDFR | HFTD - Distribution - Tier 2 - 1QU CoRE ¦ 1QU LoRE | Red Flag Warning - Large Fires | 2020 | Electric Reliability | 0.69642 | 170.7528 | 2020 | Control | 0.1325 | 3 | 0 | esc | 0.15274 | 0.10637 | 0 | 0 | 0 | 0 | 0 | 0
[149 empty] | All EPR in 2020WLDFRFinancial | WLDFR | HFTD - Distribution - Tier 2 - 1QU CoRE ¦ 1QU LoRE | Red Flag Warning - Large Fires | 2020 | Financial | 2.942 | 170.7528 | 2020 | Control | 0.053 | 3 | 0 | esc | 0.055966 | 0.16465 | 0 | 0 | 0 | 0 | 0 | 0
[149 empty] | All EPR in 2020WLDFRSafety | WLDFR | HFTD - Distribution - Tier 2 - 1QU CoRE ¦ 1QU LoRE | Red Flag Warning - Large Fires | 2020 | Safety | 1.6022 | 170.7528 | 2020 | Control | 0.053 | 3 | 0 | esc | 0.055966 | 0.089668 | 0 | 0 | 0 | 0 | 0 | 0
[149 empty] | All EPR in 2020WLDFRElectric Reliability | WLDFR | HFTD - Distribution - Tier 2 - 1QU CoRE ¦ 1QU LoRE | Red Flag Warning - Small Fires | 2020 | Electric Reliability | 0.036425 | 170.7528 | 2020 | Control | 0.1325 | 3 | 0 | esc | 0.15274 | 0.0055635 | 0 | 0 | 0 | 0 | 0 | 0
[149 empty] | All EPR in 2020WLDFRFinancial | WLDFR | HFTD - Distribution - Tier 2 - 1QU CoRE ¦ 1QU LoRE | Red Flag Warning - Small Fires | 2020 | Financial | 0.0015809 | 170.7528 | 2020 | Control | 0.053 | 3 | 0 | esc | 0.055966 | 8.8475e-05 | 0 | 0 | 0 | 0 | 0 | 0
[149 empty] | All EPR in 2020WLDFRSafety | WLDFR | HFTD - Distribution - Tier 2 - 1QU CoRE ¦ 1QU LoRE | Red Flag Warning - Small Fires | 2020 | Safety | 0.039895 | 170.7528 | 2020 | Control | 0.053 | 3 | 0 | esc | 0.055966 | 0.0022328 | 0 | 0 | 0 | 0 | 0 | 0
[149 empty] | All EPR in 2020WLDFRElectric Reliability | WLDFR | HFTD - Distribution - Tier 2 - 1QU CoRE ¦ 1QU LoRE | Seismic - Non-Red Flag Warning - Catastrophic Fires | 2020 | Electric Reliability | 409.2237 | 170.7528 | 2020 | Control | 0.1325 | 3 | 0 | esc | 0.15274 | 62.5039 | 0 | 0 | 0 | 0 | 0 | 0
[149 empty] | All EPR in 2020WLDFRFinancial | WLDFR | HFTD - Distribution - Tier 2 - 1QU CoRE ¦ 1QU LoRE | Seismic - Non-Red Flag Warning - Catastrophic Fires | 2020 | Financial | 13469.0878 | 170.7528 | 2020 | Control | 0.053 | 3 | 0 | esc | 0.055966 | 753.8138 | 0 | 0 | 0 | 0 | 0 | 0
[149 empty] | All EPR in 2020WLDFRSafety | WLDFR | HFTD - Distribution - Tier 2 - 1QU CoRE ¦ 1QU LoRE | Seismic - Non-Red Flag Warning - Catastrophic Fires | 2020 | Safety | 7205.5313 | 170.7528 | 2020 | Control | 0.053 | 3 | 0 | esc | 0.055966 | 403.2663 | 0 | 0 | 0 | 0 | 0 | 0
[149 empty] | All EPR in 2020WLDFRElectric Reliability | WLDFR | HFTD - Distribution - Tier 2 - 1QU CoRE ¦ 1QU LoRE | Seismic - Red Flag Warning - Catastrophic Fires | 2020 | Electric Reliability | 409.2237 | 170.7528 | 2020 | Control | 0.1325 | 3 | 0 | esc | 0.15274 | 62.5039 | 0 | 0 | 0 | 0 | 0 | 0
[149 empty] | All EPR in 2020WLDFRFinancial | WLDFR | HFTD - Distribution - Tier 2 - 1QU CoRE ¦ 1QU LoRE | Seismic - Red Flag Warning - Catastrophic Fires | 2020 | Financial | 13469.0878 | 170.7528 | 2020 | Control | 0.053 | 3 | 0 | esc | 0.055966 | 753.8138 | 0 | 0 | 0 | 0 | 0 | 0
[149 empty] | All EPR in 2020WLDFRSafety | WLDFR | HFTD - Distribution - Tier 2 - 1QU CoRE ¦ 1QU LoRE | Seismic - Red Flag Warning - Catastrophic Fires | 2020 | Safety | 7205.5313 | 170.7528 | 2020 | Control | 0.053 | 3 | 0 | esc | 0.055966 | 403.2663 | 0 | 0 | 0 | 0 | 0 | 0
[149 empty] | All EPR in 2020WLDFRElectric Reliability | WLDFR | HFTD - Distribution - Tier 2 - 1QU CoRE ¦ 2QU LoRE | Non-Red Flag Warning - Catastrophic Fires | 2020 | Electric Reliability | 222.2294 | 306.602 | 2020 | Control | 0.1325 | 3 | 0 | esc | 0.15274 | 33.9428 | 0 | 0 | 0 | 0 | 0 | 0
[149 empty] | All EPR in 2020WLDFRFinancial | WLDFR | HFTD - Distribution - Tier 2 - 1QU CoRE ¦ 2QU LoRE | Non-Red Flag Warning - Catastrophic Fires | 2020 | Financial | 8585.7228 | 306.602 | 2020 | Control | 0.053 | 3 | 0 | esc | 0.055966 | 480.5104 | 0 | 0 | 0 | 0 | 0 | 0
[149 empty] | All EPR in 2020WLDFRSafety | WLDFR | HFTD - Distribution - Tier 2 - 1QU CoRE ¦ 2QU LoRE | Non-Red Flag Warning - Catastrophic Fires | 2020 | Safety | 5338.1784 | 306.602 | 2020 | Control | 0.053 | 3 | 0 | esc | 0.055966 | 298.7576 | 0 | 0 | 0 | 0 | 0 | 0
[149 empty] | All EPR in 2020WLDFRElectric Reliability | WLDFR | HFTD - Distribution - Tier 2 - 1QU CoRE ¦ 2QU LoRE | Non-Red Flag Warning - Destructive Fires | 2020 | Electric Reliability | 222.2294 | 306.602 | 2020 | Control | 0.1325 | 3 | 0 | esc | 0.15274 | 33.9428 | 0 | 0 | 0 | 0 | 0 | 0
[149 empty] | All EPR in 2020WLDFRFinancial | WLDFR | HFTD - Distribution - Tier 2 - 1QU CoRE ¦ 2QU LoRE | Non-Red Flag Warning - Destructive Fires | 2020 | Financial | 8585.7228 | 306.602 | 2020 | Control | 0.053 | 3 | 0 | esc | 0.055966 | 480.5104 | 0 | 0 | 0 | 0 | 0 | 0
[149 empty] | All EPR in 2020WLDFRElectric Reliability | WLDFR | HFTD - Distribution - Tier 2 - 1QU CoRE ¦ 2QU LoRE | Non-Red Flag Warning - Large Fires | 2020 | Electric Reliability | 0.69642 | 306.602 | 2020 | Control | 0.1325 | 3 | 0 | esc | 0.15274 | 0.10637 | 0 | 0 | 0 | 0 | 0 | 0
[149 empty] | All EPR in 2020WLDFRFinancial | WLDFR | HFTD - Distribution - Tier 2 - 1QU CoRE ¦ 2QU LoRE | Non-Red Flag Warning - Large Fires | 2020 | Financial | 2.942 | 306.602 | 2020 | Control | 0.053 | 3 | 0 | esc | 0.055966 | 0.16465 | 0 | 0 | 0 | 0 | 0 | 0
[149 empty] | All EPR in 2020WLDFRSafety | WLDFR | HFTD - Distribution - Tier 2 - 1QU CoRE ¦ 2QU LoRE | Non-Red Flag Warning - Large Fires | 2020 | Safety | 1.6022 | 306.602 | 2020 | Control | 0.053 | 3 | 0 | esc | 0.055966 | 0.089668 | 0 | 0 | 0 | 0 | 0 | 0
[149 empty] | All EPR in 2020WLDFRElectric Reliability | WLDFR | HFTD - Distribution - Tier 2 - 1QU CoRE ¦ 2QU LoRE | Non-Red Flag Warning - Small Fires | 2020 | Electric Reliability | 0.036425 | 306.602 | 2020 | Control | 0.1325 | 3 | 0 | esc | 0.15274 | 0.0055635 | 0 | 0 | 0 | 0 | 0 | 0
[149 empty] | All EPR in 2020WLDFRFinancial | WLDFR | HFTD - Distribution - Tier 2 - 1QU CoRE ¦ 2QU LoRE | Non-Red Flag Warning - Small Fires | 2020 | Financial | 0.0015809 | 306.602 | 2020 | Control | 0.053 | 3 | 0 | esc | 0.055966 | 8.8475e-05 | 0 | 0 | 0 | 0 | 0 | 0
[149 empty] | All EPR in 2020WLDFRSafety | WLDFR | HFTD - Distribution - Tier 2 - 1QU CoRE ¦ 2QU LoRE | Non-Red Flag Warning - Small Fires | 2020 | Safety | 0.039895 | 306.602 | 2020 | Control | 0.053 | 3 | 0 | esc | 0.055966 | 0.0022328 | 0 | 0 | 0 | 0 | 0 | 0
[149 empty] | All EPR in 2020WLDFRElectric Reliability | WLDFR | HFTD - Distribution - Tier 2 - 1QU CoRE ¦ 2QU LoRE | Red Flag Warning - Catastrophic Fires | 2020 | Electric Reliability | 222.2294 | 306.602 | 2020 | Control | 0.1325 | 3 | 0 | esc | 0.15274 | 33.9428 | 0 | 0 | 0 | 0 | 0 | 0
[149 empty] | All EPR in 2020WLDFRFinancial | WLDFR | HFTD - Distribution - Tier 2 - 1QU CoRE ¦ 2QU LoRE | Red Flag Warning - Catastrophic Fires | 2020 | Financial | 8585.7228 | 306.602 | 2020 | Control | 0.053 | 3 | 0 | esc | 0.055966 | 480.5104 | 0 | 0 | 0 | 0 | 0 | 0
[149 empty] | All EPR in 2020WLDFRSafety | WLDFR | HFTD - Distribution - Tier 2 - 1QU CoRE ¦ 2QU LoRE | Red Flag Warning - Catastrophic Fires | 2020 | Safety | 5338.1784 | 306.602 | 2020 | Control | 0.053 | 3 | 0 | esc | 0.055966 | 298.7576 | 0 | 0 | 0 | 0 | 0 | 0
[149 empty] | All EPR in 2020WLDFRElectric Reliability | WLDFR | HFTD - Distribution - Tier 2 - 1QU CoRE ¦ 2QU LoRE | Red Flag Warning - Destructive Fires | 2020 | Electric Reliability | 222.2294 | 306.602 | 2020 | Control | 0.1325 | 3 | 0 | esc | 0.15274 | 33.9428 | 0 | 0 | 0 | 0 | 0 | 0
[149 empty] | All EPR in 2020WLDFRFinancial | WLDFR | HFTD - Distribution - Tier 2 - 1QU CoRE ¦ 2QU LoRE | Red Flag Warning - Destructive Fires | 2020 | Financial | 8585.7228 | 306.602 | 2020 | Control | 0.053 | 3 | 0 | esc | 0.055966 | 480.5104 | 0 | 0 | 0 | 0 | 0 | 0
[149 empty] | All EPR in 2020WLDFRElectric Reliability | WLDFR | HFTD - Distribution - Tier 2 - 1QU CoRE ¦ 2QU LoRE | Red Flag Warning - Large Fires | 2020 | Electric Reliability | 0.69642 | 306.602 | 2020 | Control | 0.1325 | 3 | 0 | esc | 0.15274 | 0.10637 | 0 | 0 | 0 | 0 | 0 | 0
[149 empty] | All EPR in 2020WLDFRFinancial | WLDFR | HFTD - Distribution - Tier 2 - 1QU CoRE ¦ 2QU LoRE | Red Flag Warning - Large Fires | 2020 | Financial | 2.942 | 306.602 | 2020 | Control | 0.053 | 3 | 0 | esc | 0.055966 | 0.16465 | 0 | 0 | 0 | 0 | 0 | 0
[149 empty] | All EPR in 2020WLDFRSafety | WLDFR | HFTD - Distribution - Tier 2 - 1QU CoRE ¦ 2QU LoRE | Red Flag Warning - Large Fires | 2020 | Safety | 1.6022 | 306.602 | 2020 | Control | 0.053 | 3 | 0 | esc | 0.055966 | 0.089668 | 0 | 0 | 0 | 0 | 0 | 0
[149 empty] | All EPR in 2020WLDFRElectric Reliability | WLDFR | HFTD - Distribution - Tier 2 - 1QU CoRE ¦ 2QU LoRE | Red Flag Warning - Small Fires | 2020 | Electric Reliability | 0.036425 | 306.602 | 2020 | Control | 0.1325 | 3 | 0 | esc | 0.15274 | 0.0055635 | 0 | 0 | 0 | 0 | 0 | 0
[149 empty] | All EPR in 2020WLDFRFinancial | WLDFR | HFTD - Distribution - Tier 2 - 1QU CoRE ¦ 2QU LoRE | Red Flag Warning - Small Fires | 2020 | Financial | 0.0015809 | 306.602 | 2020 | Control | 0.053 | 3 | 0 | esc | 0.055966 | 8.8475e-05 | 0 | 0 | 0 | 0 | 0 | 0
[149 empty] | All EPR in 2020WLDFRSafety | WLDFR | HFTD - Distribution - Tier 2 - 1QU CoRE ¦ 2QU LoRE | Red Flag Warning - Small Fires | 2020 | Safety | 0.039895 | 306.602 | 2020 | Control | 0.053 | 3 | 0 | esc | 0.055966 | 0.0022328 | 0 | 0 | 0 | 0 | 0 | 0
[149 empty] | All EPR in 2020WLDFRElectric Reliability | WLDFR | HFTD - Distribution - Tier 2 - 1QU CoRE ¦ 2QU LoRE | Seismic - Non-Red Flag Warning - Catastrophic Fires | 2020 | Electric Reliability | 409.2237 | 306.602 | 2020 | Control | 0.1325 | 3 | 0 | esc | 0.15274 | 62.5039 | 0 | 0 | 0 | 0 | 0 | 0
[149 empty] | All EPR in 2020WLDFRFinancial | WLDFR | HFTD - Distribution - Tier 2 - 1QU CoRE ¦ 2QU LoRE | Seismic - Non-Red Flag Warning - Catastrophic Fires | 2020 | Financial | 13469.0878 | 306.602 | 2020 | Control | 0.053 | 3 | 0 | esc | 0.055966 | 753.8138 | 0 | 0 | 0 | 0 | 0 | 0
[149 empty] | All EPR in 2020WLDFRSafety | WLDFR | HFTD - Distribution - Tier 2 - 1QU CoRE ¦ 2QU LoRE | Seismic - Non-Red Flag Warning - Catastrophic Fires | 2020 | Safety | 7205.5313 | 306.602 | 2020 | Control | 0.053 | 3 | 0 | esc | 0.055966 | 403.2663 | 0 | 0 | 0 | 0 | 0 | 0
[149 empty] | All EPR in 2020WLDFRElectric Reliability | WLDFR | HFTD - Distribution - Tier 2 - 1QU CoRE ¦ 2QU LoRE | Seismic - Red Flag Warning - Catastrophic Fires | 2020 | Electric Reliability | 409.2237 | 306.602 | 2020 | Control | 0.1325 | 3 | 0 | esc | 0.15274 | 62.5039 | 0 | 0 | 0 | 0 | 0 | 0
[149 empty] | All EPR in 2020WLDFRFinancial | WLDFR | HFTD - Distribution - Tier 2 - 1QU CoRE ¦ 2QU LoRE | Seismic - Red Flag Warning - Catastrophic Fires | 2020 | Financial | 13469.0878 | 306.602 | 2020 | Control | 0.053 | 3 | 0 | esc | 0.055966 | 753.8138 | 0 | 0 | 0 | 0 | 0 | 0
[149 empty] | All EPR in 2020WLDFRSafety | WLDFR | HFTD - Distribution - Tier 2 - 1QU CoRE ¦ 2QU LoRE | Seismic - Red Flag Warning - Catastrophic Fires | 2020 | Safety | 7205.5313 | 306.602 | 2020 | Control | 0.053 | 3 | 0 | esc | 0.055966 | 403.2663 | 0 | 0 | 0 | 0 | 0 | 0
[149 empty] | All EPR in 2020WLDFRElectric Reliability | WLDFR | HFTD - Distribution - Tier 2 - 1QU CoRE ¦ 3QU LoRE | Non-Red Flag Warning - Catastrophic Fires | 2020 | Electric Reliability | 222.2294 | 1086.8999 | 2020 | Control | 0.1325 | 3 | 0 | esc | 0.15274 | 33.9428 | 0 | 0 | 0 | 0 | 0 | 0
[149 empty] | All EPR in 2020WLDFRFinancial | WLDFR | HFTD - Distribution - Tier 2 - 1QU CoRE ¦ 3QU LoRE | Non-Red Flag Warning - Catastrophic Fires | 2020 | Financial | 8585.7228 | 1086.8999 | 2020 | Control | 0.053 | 3 | 0 | esc | 0.055966 | 480.5104 | 0 | 0 | 0 | 0 | 0 | 0
[149 empty] | All EPR in 2020WLDFRSafety | WLDFR | HFTD - Distribution - Tier 2 - 1QU CoRE ¦ 3QU LoRE | Non-Red Flag Warning - Catastrophic Fires | 2020 | Safety | 5338.1784 | 1086.8999 | 2020 | Control | 0.053 | 3 | 0 | esc | 0.055966 | 298.7576 | 0 | 0 | 0 | 0 | 0 | 0
[149 empty] | All EPR in 2020WLDFRElectric Reliability | WLDFR | HFTD - Distribution - Tier 2 - 1QU CoRE ¦ 3QU LoRE | Non-Red Flag Warning - Destructive Fires | 2020 | Electric Reliability | 222.2294 | 1086.8999 | 2020 | Control | 0.1325 | 3 | 0 | esc | 0.15274 | 33.9428 | 0 | 0 | 0 | 0 | 0 | 0
[149 empty] | All EPR in 2020WLDFRFinancial | WLDFR | HFTD - Distribution - Tier 2 - 1QU CoRE ¦ 3QU LoRE | Non-Red Flag Warning - Destructive Fires | 2020 | Financial | 8585.7228 | 1086.8999 | 2020 | Control | 0.053 | 3 | 0 | esc | 0.055966 | 480.5104 | 0 | 0 | 0 | 0 | 0 | 0
[149 empty] | All EPR in 2020WLDFRElectric Reliability | WLDFR | HFTD - Distribution - Tier 2 - 1QU CoRE ¦ 3QU LoRE | Non-Red Flag Warning - Large Fires | 2020 | Electric Reliability | 0.69642 | 1086.8999 | 2020 | Control | 0.1325 | 3 | 0 | esc | 0.15274 | 0.10637 | 0 | 0 | 0 | 0 | 0 | 0
[149 empty] | All EPR in 2020WLDFRFinancial | WLDFR | HFTD - Distribution - Tier 2 - 1QU CoRE ¦ 3QU LoRE | Non-Red Flag Warning - Large Fires | 2020 | Financial | 2.942 | 1086.8999 | 2020 | Control | 0.053 | 3 | 0 | esc | 0.055966 | 0.16465 | 0 | 0 | 0 | 0 | 0 | 0
[149 empty] | All EPR in 2020WLDFRSafety | WLDFR | HFTD - Distribution - Tier 2 - 1QU CoRE ¦ 3QU LoRE | Non-Red Flag Warning - Large Fires | 2020 | Safety | 1.6022 | 1086.8999 | 2020 | Control | 0.053 | 3 | 0 | esc | 0.055966 | 0.089668 | 0 | 0 | 0 | 0 | 0 | 0
[149 empty] | All EPR in 2020WLDFRElectric Reliability | WLDFR | HFTD - Distribution - Tier 2 - 1QU CoRE ¦ 3QU LoRE | Non-Red Flag Warning - Small Fires | 2020 | Electric Reliability | 0.036425 | 1086.8999 | 2020 | Control | 0.1325 | 3 | 0 | esc | 0.15274 | 0.0055635 | 0 | 0 | 0 | 0 | 0 | 0
[149 empty] | All EPR in 2020WLDFRFinancial | WLDFR | HFTD - Distribution - Tier 2 - 1QU CoRE ¦ 3QU LoRE | Non-Red Flag Warning - Small Fires | 2020 | Financial | 0.0015809 | 1086.8999 | 2020 | Control | 0.053 | 3 | 0 | esc | 0.055966 | 8.8475e-05 | 0 | 0 | 0 | 0 | 0 | 0
[149 empty] | All EPR in 2020WLDFRSafety | WLDFR | HFTD - Distribution - Tier 2 - 1QU CoRE ¦ 3QU LoRE | Non-Red Flag Warning - Small Fires | 2020 | Safety | 0.039895 | 1086.8999 | 2020 | Control | 0.053 | 3 | 0 | esc | 0.055966 | 0.0022328 | 0 | 0 | 0 | 0 | 0 | 0
[149 empty] | All EPR in 2020WLDFRElectric Reliability | WLDFR | HFTD - Distribution - Tier 2 - 1QU CoRE ¦ 3QU LoRE | Red Flag Warning - Catastrophic Fires | 2020 | Electric Reliability | 222.2294 | 1086.8999 | 2020 | Control | 0.1325 | 3 | 0 | esc | 0.15274 | 33.9428 | 0 | 0 | 0 | 0 | 0 | 0
[149 empty] | All EPR in 2020WLDFRFinancial | WLDFR | HFTD - Distribution - Tier 2 - 1QU CoRE ¦ 3QU LoRE | Red Flag Warning - Catastrophic Fires | 2020 | Financial | 8585.7228 | 1086.8999 | 2020 | Control | 0.053 | 3 | 0 | esc | 0.055966 | 480.5104 | 0 | 0 | 0 | 0 | 0 | 0
[149 empty] | All EPR in 2020WLDFRSafety | WLDFR | HFTD - Distribution - Tier 2 - 1QU CoRE ¦ 3QU LoRE | Red Flag Warning - Catastrophic Fires | 2020 | Safety | 5338.1784 | 1086.8999 | 2020 | Control | 0.053 | 3 | 0 | esc | 0.055966 | 298.7576 | 0 | 0 | 0 | 0 | 0 | 0
[149 empty] | All EPR in 2020WLDFRElectric Reliability | WLDFR | HFTD - Distribution - Tier 2 - 1QU CoRE ¦ 3QU LoRE | Red Flag Warning - Destructive Fires | 2020 | Electric Reliability | 222.2294 | 1086.8999 | 2020 | Control | 0.1325 | 3 | 0 | esc | 0.15274 | 33.9428 | 0 | 0 | 0 | 0 | 0 | 0
[149 empty] | All EPR in 2020WLDFRFinancial | WLDFR | HFTD - Distribution - Tier 2 - 1QU CoRE ¦ 3QU LoRE | Red Flag Warning - Destructive Fires | 2020 | Financial | 8585.7228 | 1086.8999 | 2020 | Control | 0.053 | 3 | 0 | esc | 0.055966 | 480.5104 | 0 | 0 | 0 | 0 | 0 | 0
[149 empty] | All EPR in 2020WLDFRElectric Reliability | WLDFR | HFTD - Distribution - Tier 2 - 1QU CoRE ¦ 3QU LoRE | Red Flag Warning - Large Fires | 2020 | Electric Reliability | 0.69642 | 1086.8999 | 2020 | Control | 0.1325 | 3 | 0 | esc | 0.15274 | 0.10637 | 0 | 0 | 0 | 0 | 0 | 0
[149 empty] | All EPR in 2020WLDFRFinancial | WLDFR | HFTD - Distribution - Tier 2 - 1QU CoRE ¦ 3QU LoRE | Red Flag Warning - Large Fires | 2020 | Financial | 2.942 | 1086.8999 | 2020 | Control | 0.053 | 3 | 0 | esc | 0.055966 | 0.16465 | 0 | 0 | 0 | 0 | 0 | 0
[149 empty] | All EPR in 2020WLDFRSafety | WLDFR | HFTD - Distribution - Tier 2 - 1QU CoRE ¦ 3QU LoRE | Red Flag Warning - Large Fires | 2020 | Safety | 1.6022 | 1086.8999 | 2020 | Control | 0.053 | 3 | 0 | esc | 0.055966 | 0.089668 | 0 | 0 | 0 | 0 | 0 | 0
[149 empty] | All EPR in 2020WLDFRElectric Reliability | WLDFR | HFTD - Distribution - Tier 2 - 1QU CoRE ¦ 3QU LoRE | Red Flag Warning - Small Fires | 2020 | Electric Reliability | 0.036425 | 1086.8999 | 2020 | Control | 0.1325 | 3 | 0 | esc | 0.15274 | 0.0055635 | 0 | 0 | 0 | 0 | 0 | 0
[149 empty] | All EPR in 2020WLDFRFinancial | WLDFR | HFTD - Distribution - Tier 2 - 1QU CoRE ¦ 3QU LoRE | Red Flag Warning - Small Fires | 2020 | Financial | 0.0015809 | 1086.8999 | 2020 | Control | 0.053 | 3 | 0 | esc | 0.055966 | 8.8475e-05 | 0 | 0 | 0 | 0 | 0 | 0
[149 empty] | All EPR in 2020WLDFRSafety | WLDFR | HFTD - Distribution - Tier 2 - 1QU CoRE ¦ 3QU LoRE | Red Flag Warning - Small Fires | 2020 | Safety | 0.039895 | 1086.8999 | 2020 | Control | 0.053 | 3 | 0 | esc | 0.055966 | 0.0022328 | 0 | 0 | 0 | 0 | 0 | 0
[149 empty] | All EPR in 2020WLDFRElectric Reliability | WLDFR | HFTD - Distribution - Tier 2 - 1QU CoRE ¦ 3QU LoRE | Seismic - Non-Red Flag Warning - Catastrophic Fires | 2020 | Electric Reliability | 409.2237 | 1086.8999 | 2020 | Control | 0.1325 | 3 | 0 | esc | 0.15274 | 62.5039 | 0 | 0 | 0 | 0 | 0 | 0
[149 empty] | All EPR in 2020WLDFRFinancial | WLDFR | HFTD - Distribution - Tier 2 - 1QU CoRE ¦ 3QU LoRE | Seismic - Non-Red Flag Warning - Catastrophic Fires | 2020 | Financial | 13469.0878 | 1086.8999 | 2020 | Control | 0.053 | 3 | 0 | esc | 0.055966 | 753.8138 | 0 | 0 | 0 | 0 | 0 | 0
[149 empty] | All EPR in 2020WLDFRSafety | WLDFR | HFTD - Distribution - Tier 2 - 1QU CoRE ¦ 3QU LoRE | Seismic - Non-Red Flag Warning - Catastrophic Fires | 2020 | Safety | 7205.5313 | 1086.8999 | 2020 | Control | 0.053 | 3 | 0 | esc | 0.055966 | 403.2663 | 0 | 0 | 0 | 0 | 0 | 0
[149 empty] | All EPR in 2020WLDFRElectric Reliability | WLDFR | HFTD - Distribution - Tier 2 - 1QU CoRE ¦ 3QU LoRE | Seismic - Red Flag Warning - Catastrophic Fires | 2020 | Electric Reliability | 409.2237 | 1086.8999 | 2020 | Control | 0.1325 | 3 | 0 | esc | 0.15274 | 62.5039 | 0 | 0 | 0 | 0 | 0 | 0
[149 empty] | All EPR in 2020WLDFRFinancial | WLDFR | HFTD - Distribution - Tier 2 - 1QU CoRE ¦ 3QU LoRE | Seismic - Red Flag Warning - Catastrophic Fires | 2020 | Financial | 13469.0878 | 1086.8999 | 2020 | Control | 0.053 | 3 | 0 | esc | 0.055966 | 753.8138 | 0 | 0 | 0 | 0 | 0 | 0
[149 empty] | All EPR in 2020WLDFRSafety | WLDFR | HFTD - Distribution - Tier 2 - 1QU CoRE ¦ 3QU LoRE | Seismic - Red Flag Warning - Catastrophic Fires | 2020 | Safety | 7205.5313 | 1086.8999 | 2020 | Control | 0.053 | 3 | 0 | esc | 0.055966 | 403.2663 | 0 | 0 | 0 | 0 | 0 | 0
[149 empty] | All EPR in 2020WLDFRElectric Reliability | WLDFR | HFTD - Distribution - Tier 2 - 1QU CoRE ¦ 4QU LoRE | Non-Red Flag Warning - Catastrophic Fires | 2020 | Electric Reliability | 222.2294 | 1434.2134 | 2020 | Control | 0.1325 | 3 | 0 | esc | 0.15274 | 33.9428 | 0 | 0 | 0 | 0 | 0 | 0
[149 empty] | All EPR in 2020WLDFRFinancial | WLDFR | HFTD - Distribution - Tier 2 - 1QU CoRE ¦ 4QU LoRE | Non-Red Flag Warning - Catastrophic Fires | 2020 | Financial | 8585.7228 | 1434.2134 | 2020 | Control | 0.053 | 3 | 0 | esc | 0.055966 | 480.5104 | 0 | 0 | 0 | 0 | 0 | 0
[149 empty] | All EPR in 2020WLDFRSafety | WLDFR | HFTD - Distribution - Tier 2 - 1QU CoRE ¦ 4QU LoRE | Non-Red Flag Warning - Catastrophic Fires | 2020 | Safety | 5338.1784 | 1434.2134 | 2020 | Control | 0.053 | 3 | 0 | esc | 0.055966 | 298.7576 | 0 | 0 | 0 | 0 | 0 | 0
[149 empty] | All EPR in 2020WLDFRElectric Reliability | WLDFR | HFTD - Distribution - Tier 2 - 1QU CoRE ¦ 4QU LoRE | Non-Red Flag Warning - Destructive Fires | 2020 | Electric Reliability | 222.2294 | 1434.2134 | 2020 | Control | 0.1325 | 3 | 0 | esc | 0.15274 | 33.9428 | 0 | 0 | 0 | 0 | 0 | 0
[149 empty] | All EPR in 2020WLDFRFinancial | WLDFR | HFTD - Distribution - Tier 2 - 1QU CoRE ¦ 4QU LoRE | Non-Red Flag Warning - Destructive Fires | 2020 | Financial | 8585.7228 | 1434.2134 | 2020 | Control | 0.053 | 3 | 0 | esc | 0.055966 | 480.5104 | 0 | 0 | 0 | 0 | 0 | 0
[149 empty] | All EPR in 2020WLDFRElectric Reliability | WLDFR | HFTD - Distribution - Tier 2 - 1QU CoRE ¦ 4QU LoRE | Non-Red Flag Warning - Large Fires | 2020 | Electric Reliability | 0.69642 | 1434.2134 | 2020 | Control | 0.1325 | 3 | 0 | esc | 0.15274 | 0.10637 | 0 | 0 | 0 | 0 | 0 | 0
[149 empty] | All EPR in 2020WLDFRFinancial | WLDFR | HFTD - Distribution - Tier 2 - 1QU CoRE ¦ 4QU LoRE | Non-Red Flag Warning - Large Fires | 2020 | Financial | 2.942 | 1434.2134 | 2020 | Control | 0.053 | 3 | 0 | esc | 0.055966 | 0.16465 | 0 | 0 | 0 | 0 | 0 | 0
[149 empty] | All EPR in 2020WLDFRSafety | WLDFR | HFTD - Distribution - Tier 2 - 1QU CoRE ¦ 4QU LoRE | Non-Red Flag Warning - Large Fires | 2020 | Safety | 1.6022 | 1434.2134 | 2020 | Control | 0.053 | 3 | 0 | esc | 0.055966 | 0.089668 | 0 | 0 | 0 | 0 | 0 | 0
[149 empty] | All EPR in 2020WLDFRElectric Reliability | WLDFR | HFTD - Distribution - Tier 2 - 1QU CoRE ¦ 4QU LoRE | Non-Red Flag Warning - Small Fires | 2020 | Electric Reliability | 0.036425 | 1434.2134 | 2020 | Control | 0.1325 | 3 | 0 | esc | 0.15274 | 0.0055635 | 0 | 0 | 0 | 0 | 0 | 0
[149 empty] | All EPR in 2020WLDFRFinancial | WLDFR | HFTD - Distribution - Tier 2 - 1QU CoRE ¦ 4QU LoRE | Non-Red Flag Warning - Small Fires | 2020 | Financial | 0.0015809 | 1434.2134 | 2020 | Control | 0.053 | 3 | 0 | esc | 0.055966 | 8.8475e-05 | 0 | 0 | 0 | 0 | 0 | 0
[149 empty] | All EPR in 2020WLDFRSafety | WLDFR | HFTD - Distribution - Tier 2 - 1QU CoRE ¦ 4QU LoRE | Non-Red Flag Warning - Small Fires | 2020 | Safety | 0.039895 | 1434.2134 | 2020 | Control | 0.053 | 3 | 0 | esc | 0.055966 | 0.0022328 | 0 | 0 | 0 | 0 | 0 | 0
[149 empty] | All EPR in 2020WLDFRElectric Reliability | WLDFR | HFTD - Distribution - Tier 2 - 1QU CoRE ¦ 4QU LoRE | Red Flag Warning - Catastrophic Fires | 2020 | Electric Reliability | 222.2294 | 1434.2134 | 2020 | Control | 0.1325 | 3 | 0 | esc | 0.15274 | 33.9428 | 0 | 0 | 0 | 0 | 0 | 0
[149 empty] | All EPR in 2020WLDFRFinancial | WLDFR | HFTD - Distribution - Tier 2 - 1QU CoRE ¦ 4QU LoRE | Red Flag Warning - Catastrophic Fires | 2020 | Financial | 8585.7228 | 1434.2134 | 2020 | Control | 0.053 | 3 | 0 | esc | 0.055966 | 480.5104 | 0 | 0 | 0 | 0 | 0 | 0
[149 empty] | All EPR in 2020WLDFRSafety | WLDFR | HFTD - Distribution - Tier 2 - 1QU CoRE ¦ 4QU LoRE | Red Flag Warning - Catastrophic Fires | 2020 | Safety | 5338.1784 | 1434.2134 | 2020 | Control | 0.053 | 3 | 0 | esc | 0.055966 | 298.7576 | 0 | 0 | 0 | 0 | 0 | 0
[149 empty] | All EPR in 2020WLDFRElectric Reliability | WLDFR | HFTD - Distribution - Tier 2 - 1QU CoRE ¦ 4QU LoRE | Red Flag Warning - Destructive Fires | 2020 | Electric Reliability | 222.2294 | 1434.2134 | 2020 | Control | 0.1325 | 3 | 0 | esc | 0.15274 | 33.9428 | 0 | 0 | 0 | 0 | 0 | 0
[149 empty] | All EPR in 2020WLDFRFinancial | WLDFR | HFTD - Distribution - Tier 2 - 1QU CoRE ¦ 4QU LoRE | Red Flag Warning - Destructive Fires | 2020 | Financial | 8585.7228 | 1434.2134 | 2020 | Control | 0.053 | 3 | 0 | esc | 0.055966 | 480.5104 | 0 | 0 | 0 | 0 | 0 | 0
[149 empty] | All EPR in 2020WLDFRElectric Reliability | WLDFR | HFTD - Distribution - Tier 2 - 1QU CoRE ¦ 4QU LoRE | Red Flag Warning - Large Fires | 2020 | Electric Reliability | 0.69642 | 1434.2134 | 2020 | Control | 0.1325 | 3 | 0 | esc | 0.15274 | 0.10637 | 0 | 0 | 0 | 0 | 0 | 0
[149 empty] | All EPR in 2020WLDFRFinancial | WLDFR | HFTD - Distribution - Tier 2 - 1QU CoRE ¦ 4QU LoRE | Red Flag Warning - Large Fires | 2020 | Financial | 2.942 | 1434.2134 | 2020 | Control | 0.053 | 3 | 0 | esc | 0.055966 | 0.16465 | 0 | 0 | 0 | 0 | 0 | 0
[149 empty] | All EPR in 2020WLDFRSafety | WLDFR | HFTD - Distribution - Tier 2 - 1QU CoRE ¦ 4QU LoRE | Red Flag Warning - Large Fires | 2020 | Safety | 1.6022 | 1434.2134 | 2020 | Control | 0.053 | 3 | 0 | esc | 0.055966 | 0.089668 | 0 | 0 | 0 | 0 | 0 | 0
[149 empty] | All EPR in 2020WLDFRElectric Reliability | WLDFR | HFTD - Distribution - Tier 2 - 1QU CoRE ¦ 4QU LoRE | Red Flag Warning - Small Fires | 2020 | Electric Reliability | 0.036425 | 1434.2134 | 2020 | Control | 0.1325 | 3 | 0 | esc | 0.15274 | 0.0055635 | 0 | 0 | 0 | 0 | 0 | 0
[149 empty] | All EPR in 2020WLDFRFinancial | WLDFR | HFTD - Distribution - Tier 2 - 1QU CoRE ¦ 4QU LoRE | Red Flag Warning - Small Fires | 2020 | Financial | 0.0015809 | 1434.2134 | 2020 | Control | 0.053 | 3 | 0 | esc | 0.055966 | 8.8475e-05 | 0 | 0 | 0 | 0 | 0 | 0
[149 empty] | All EPR in 2020WLDFRSafety | WLDFR | HFTD - Distribution - Tier 2 - 1QU CoRE ¦ 4QU LoRE | Red Flag Warning - Small Fires | 2020 | Safety | 0.039895 | 1434.2134 | 2020 | Control | 0.053 | 3 | 0 | esc | 0.055966 | 0.0022328 | 0 | 0 | 0 | 0 | 0 | 0
[149 empty] | All EPR in 2020WLDFRElectric Reliability | WLDFR | HFTD - Distribution - Tier 2 - 1QU CoRE ¦ 4QU LoRE | Seismic - Non-Red Flag Warning - Catastrophic Fires | 2020 | Electric Reliability | 409.2237 | 1434.2134 | 2020 | Control | 0.1325 | 3 | 0 | esc | 0.15274 | 62.5039 | 0 | 0 | 0 | 0 | 0 | 0
[149 empty] | All EPR in 2020WLDFRFinancial | WLDFR | HFTD - Distribution - Tier 2 - 1QU CoRE ¦ 4QU LoRE | Seismic - Non-Red Flag Warning - Catastrophic Fires | 2020 | Financial | 13469.0878 | 1434.2134 | 2020 | Control | 0.053 | 3 | 0 | esc | 0.055966 | 753.8138 | 0 | 0 | 0 | 0 | 0 | 0
[149 empty] | All EPR in 2020WLDFRSafety | WLDFR | HFTD - Distribution - Tier 2 - 1QU CoRE ¦ 4QU LoRE | Seismic - Non-Red Flag Warning - Catastrophic Fires | 2020 | Safety | 7205.5313 | 1434.2134 | 2020 | Control | 0.053 | 3 | 0 | esc | 0.055966 | 403.2663 | 0 | 0 | 0 | 0 | 0 | 0
[149 empty] | All EPR in 2020WLDFRElectric Reliability | WLDFR | HFTD - Distribution - Tier 2 - 1QU CoRE ¦ 4QU LoRE | Seismic - Red Flag Warning - Catastrophic Fires | 2020 | Electric Reliability | 409.2237 | 1434.2134 | 2020 | Control | 0.1325 | 3 | 0 | esc | 0.15274 | 62.5039 | 0 | 0 | 0 | 0 | 0 | 0
[149 empty] | All EPR in 2020WLDFRFinancial | WLDFR | HFTD - Distribution - Tier 2 - 1QU CoRE ¦ 4QU LoRE | Seismic - Red Flag Warning - Catastrophic Fires | 2020 | Financial | 13469.0878 | 1434.2134 | 2020 | Control | 0.053 | 3 | 0 | esc | 0.055966 | 753.8138 | 0 | 0 | 0 | 0 | 0 | 0
[149 empty] | All EPR in 2020WLDFRSafety | WLDFR | HFTD - Distribution - Tier 2 - 1QU CoRE ¦ 4QU LoRE | Seismic - Red Flag Warning - Catastrophic Fires | 2020 | Safety | 7205.5313 | 1434.2134 | 2020 | Control | 0.053 | 3 | 0 | esc | 0.055966 | 403.2663 | 0 | 0 | 0 | 0 | 0 | 0
[149 empty] | All EPR in 2020WLDFRElectric Reliability | WLDFR | HFTD - Distribution - Tier 2 - 1QU CoRE ¦ 5QU LoRE | Non-Red Flag Warning - Catastrophic Fires | 2020 | Electric Reliability | 222.2294 | 1628.5067 | 2020 | Control | 0.1325 | 3 | 0 | esc | 0.15274 | 33.9428 | 0 | 0 | 0 | 0 | 0 | 0
[149 empty] | All EPR in 2020WLDFRFinancial | WLDFR | HFTD - Distribution - Tier 2 - 1QU CoRE ¦ 5QU LoRE | Non-Red Flag Warning - Catastrophic Fires | 2020 | Financial | 8585.7228 | 1628.5067 | 2020 | Control | 0.053 | 3 | 0 | esc | 0.055966 | 480.5104 | 0 | 0 | 0 | 0 | 0 | 0
[149 empty] | All EPR in 2020WLDFRSafety | WLDFR | HFTD - Distribution - Tier 2 - 1QU CoRE ¦ 5QU LoRE | Non-Red Flag Warning - Catastrophic Fires | 2020 | Safety | 5338.1784 | 1628.5067 | 2020 | Control | 0.053 | 3 | 0 | esc | 0.055966 | 298.7576 | 0 | 0 | 0 | 0 | 0 | 0
[149 empty] | All EPR in 2020WLDFRElectric Reliability | WLDFR | HFTD - Distribution - Tier 2 - 1QU CoRE ¦ 5QU LoRE | Non-Red Flag Warning - Destructive Fires | 2020 | Electric Reliability | 222.2294 | 1628.5067 | 2020 | Control | 0.1325 | 3 | 0 | esc | 0.15274 | 33.9428 | 0 | 0 | 0 | 0 | 0 | 0
[149 empty] | All EPR in 2020WLDFRFinancial | WLDFR | HFTD - Distribution - Tier 2 - 1QU CoRE ¦ 5QU LoRE | Non-Red Flag Warning - Destructive Fires | 2020 | Financial | 8585.7228 | 1628.5067 | 2020 | Control | 0.053 | 3 | 0 | esc | 0.055966 | 480.5104 | 0 | 0 | 0 | 0 | 0 | 0
[149 empty] | All EPR in 2020WLDFRElectric Reliability | WLDFR | HFTD - Distribution - Tier 2 - 1QU CoRE ¦ 5QU LoRE | Non-Red Flag Warning - Large Fires | 2020 | Electric Reliability | 0.69642 | 1628.5067 | 2020 | Control | 0.1325 | 3 | 0 | esc | 0.15274 | 0.10637 | 0 | 0 | 0 | 0 | 0 | 0
[149 empty] | All EPR in 2020WLDFRFinancial | WLDFR | HFTD - Distribution - Tier 2 - 1QU CoRE ¦ 5QU LoRE | Non-Red Flag Warning - Large Fires | 2020 | Financial | 2.942 | 1628.5067 | 2020 | Control | 0.053 | 3 | 0 | esc | 0.055966 | 0.16465 | 0 | 0 | 0 | 0 | 0 | 0
[149 empty] | All EPR in 2020WLDFRSafety | WLDFR | HFTD - Distribution - Tier 2 - 1QU CoRE ¦ 5QU LoRE | Non-Red Flag Warning - Large Fires | 2020 | Safety | 1.6022 | 1628.5067 | 2020 | Control | 0.053 | 3 | 0 | esc | 0.055966 | 0.089668 | 0 | 0 | 0 | 0 | 0 | 0
[149 empty] | All EPR in 2020WLDFRElectric Reliability | WLDFR | HFTD - Distribution - Tier 2 - 1QU CoRE ¦ 5QU LoRE | Non-Red Flag Warning - Small Fires | 2020 | Electric Reliability | 0.036425 | 1628.5067 | 2020 | Control | 0.1325 | 3 | 0 | esc | 0.15274 | 0.0055635 | 0 | 0 | 0 | 0 | 0 | 0
[149 empty] | All EPR in 2020WLDFRFinancial | WLDFR | HFTD - Distribution - Tier 2 - 1QU CoRE ¦ 5QU LoRE | Non-Red Flag Warning - Small Fires | 2020 | Financial | 0.0015809 | 1628.5067 | 2020 | Control | 0.053 | 3 | 0 | esc | 0.055966 | 8.8475e-05 | 0 | 0 | 0 | 0 | 0 | 0
[149 empty] | All EPR in 2020WLDFRSafety | WLDFR | HFTD - Distribution - Tier 2 - 1QU CoRE ¦ 5QU LoRE | Non-Red Flag Warning - Small Fires | 2020 | Safety | 0.039895 | 1628.5067 | 2020 | Control | 0.053 | 3 | 0 | esc | 0.055966 | 0.0022328 | 0 | 0 | 0 | 0 | 0 | 0
[149 empty] | All EPR in 2020WLDFRElectric Reliability | WLDFR | HFTD - Distribution - Tier 2 - 1QU CoRE ¦ 5QU LoRE | Red Flag Warning - Catastrophic Fires | 2020 | Electric Reliability | 222.2294 | 1628.5067 | 2020 | Control | 0.1325 | 3 | 0 | esc | 0.15274 | 33.9428 | 0 | 0 | 0 | 0 | 0 | 0
[149 empty] | All EPR in 2020WLDFRFinancial | WLDFR | HFTD - Distribution - Tier 2 - 1QU CoRE ¦ 5QU LoRE | Red Flag Warning - Catastrophic Fires | 2020 | Financial | 8585.7228 | 1628.5067 | 2020 | Control | 0.053 | 3 | 0 | esc | 0.055966 | 480.5104 | 0 | 0 | 0 | 0 | 0 | 0
[149 empty] | All EPR in 2020WLDFRSafety | WLDFR | HFTD - Distribution - Tier 2 - 1QU CoRE ¦ 5QU LoRE | Red Flag Warning - Catastrophic Fires | 2020 | Safety | 5338.1784 | 1628.5067 | 2020 | Control | 0.053 | 3 | 0 | esc | 0.055966 | 298.7576 | 0 | 0 | 0 | 0 | 0 | 0
[149 empty] | All EPR in 2020WLDFRElectric Reliability | WLDFR | HFTD - Distribution - Tier 2 - 1QU CoRE ¦ 5QU LoRE | Red Flag Warning - Destructive Fires | 2020 | Electric Reliability | 222.2294 | 1628.5067 | 2020 | Control | 0.1325 | 3 | 0 | esc | 0.15274 | 33.9428 | 0 | 0 | 0 | 0 | 0 | 0
[149 empty] | All EPR in 2020WLDFRFinancial | WLDFR | HFTD - Distribution - Tier 2 - 1QU CoRE ¦ 5QU LoRE | Red Flag Warning - Destructive Fires | 2020 | Financial | 8585.7228 | 1628.5067 | 2020 | Control | 0.053 | 3 | 0 | esc | 0.055966 | 480.5104 | 0 | 0 | 0 | 0 | 0 | 0
[149 empty] | All EPR in 2020WLDFRElectric Reliability | WLDFR | HFTD - Distribution - Tier 2 - 1QU CoRE ¦ 5QU LoRE | Red Flag Warning - Large Fires | 2020 | Electric Reliability | 0.69642 | 1628.5067 | 2020 | Control | 0.1325 | 3 | 0 | esc | 0.15274 | 0.10637 | 0 | 0 | 0 | 0 | 0 | 0
[149 empty] | All EPR in 2020WLDFRFinancial | WLDFR | HFTD - Distribution - Tier 2 - 1QU CoRE ¦ 5QU LoRE | Red Flag Warning - Large Fires | 2020 | Financial | 2.942 | 1628.5067 | 2020 | Control | 0.053 | 3 | 0 | esc | 0.055966 | 0.16465 | 0 | 0 | 0 | 0 | 0 | 0
[149 empty] | All EPR in 2020WLDFRSafety | WLDFR | HFTD - Distribution - Tier 2 - 1QU CoRE ¦ 5QU LoRE | Red Flag Warning - Large Fires | 2020 | Safety | 1.6022 | 1628.5067 | 2020 | Control | 0.053 | 3 | 0 | esc | 0.055966 | 0.089668 | 0 | 0 | 0 | 0 | 0 | 0
[149 empty] | All EPR in 2020WLDFRElectric Reliability | WLDFR | HFTD - Distribution - Tier 2 - 1QU CoRE ¦ 5QU LoRE | Red Flag Warning - Small Fires | 2020 | Electric Reliability | 0.036425 | 1628.5067 | 2020 | Control | 0.1325 | 3 | 0 | esc | 0.15274 | 0.0055635 | 0 | 0 | 0 | 0 | 0 | 0
[149 empty] | All EPR in 2020WLDFRFinancial | WLDFR | HFTD - Distribution - Tier 2 - 1QU CoRE ¦ 5QU LoRE | Red Flag Warning - Small Fires | 2020 | Financial | 0.0015809 | 1628.5067 | 2020 | Control | 0.053 | 3 | 0 | esc | 0.055966 | 8.8475e-05 | 0 | 0 | 0 | 0 | 0 | 0
[149 empty] | All EPR in 2020WLDFRSafety | WLDFR | HFTD - Distribution - Tier 2 - 1QU CoRE ¦ 5QU LoRE | Red Flag Warning - Small Fires | 2020 | Safety | 0.039895 | 1628.5067 | 2020 | Control | 0.053 | 3 | 0 | esc | 0.055966 | 0.0022328 | 0 | 0 | 0 | 0 | 0 | 0
[149 empty] | All EPR in 2020WLDFRElectric Reliability | WLDFR | HFTD - Distribution - Tier 2 - 1QU CoRE ¦ 5QU LoRE | Seismic - Non-Red Flag Warning - Catastrophic Fires | 2020 | Electric Reliability | 409.2237 | 1628.5067 | 2020 | Control | 0.1325 | 3 | 0 | esc | 0.15274 | 62.5039 | 0 | 0 | 0 | 0 | 0 | 0
[149 empty] | All EPR in 2020WLDFRFinancial | WLDFR | HFTD - Distribution - Tier 2 - 1QU CoRE ¦ 5QU LoRE | Seismic - Non-Red Flag Warning - Catastrophic Fires | 2020 | Financial | 13469.0878 | 1628.5067 | 2020 | Control | 0.053 | 3 | 0 | esc | 0.055966 | 753.8138 | 0 | 0 | 0 | 0 | 0 | 0
[149 empty] | All EPR in 2020WLDFRSafety | WLDFR | HFTD - Distribution - Tier 2 - 1QU CoRE ¦ 5QU LoRE | Seismic - Non-Red Flag Warning - Catastrophic Fires | 2020 | Safety | 7205.5313 | 1628.5067 | 2020 | Control | 0.053 | 3 | 0 | esc | 0.055966 | 403.2663 | 0 | 0 | 0 | 0 | 0 | 0
[149 empty] | All EPR in 2020WLDFRElectric Reliability | WLDFR | HFTD - Distribution - Tier 2 - 1QU CoRE ¦ 5QU LoRE | Seismic - Red Flag Warning - Catastrophic Fires | 2020 | Electric Reliability | 409.2237 | 1628.5067 | 2020 | Control | 0.1325 | 3 | 0 | esc | 0.15274 | 62.5039 | 0 | 0 | 0 | 0 | 0 | 0
[149 empty] | All EPR in 2020WLDFRFinancial | WLDFR | HFTD - Distribution - Tier 2 - 1QU CoRE ¦ 5QU LoRE | Seismic - Red Flag Warning - Catastrophic Fires | 2020 | Financial | 13469.0878 | 1628.5067 | 2020 | Control | 0.053 | 3 | 0 | esc | 0.055966 | 753.8138 | 0 | 0 | 0 | 0 | 0 | 0
[149 empty] | All EPR in 2020WLDFRSafety | WLDFR | HFTD - Distribution - Tier 2 - 1QU CoRE ¦ 5QU LoRE | Seismic - Red Flag Warning - Catastrophic Fires | 2020 | Safety | 7205.5313 | 1628.5067 | 2020 | Control | 0.053 | 3 | 0 | esc | 0.055966 | 403.2663 | 0 | 0 | 0 | 0 | 0 | 0
[149 empty] | All EPR in 2020WLDFRElectric Reliability | WLDFR | HFTD - Distribution - Tier 2 - 2QU CoRE ¦ 1QU LoRE | Non-Red Flag Warning - Catastrophic Fires | 2020 | Electric Reliability | 222.2294 | 186.3964 | 2020 | Control | 0.1325 | 3 | 0 | esc | 0.15274 | 33.9428 | 0 | 0 | 0 | 0 | 0 | 0
[149 empty] | All EPR in 2020WLDFRFinancial | WLDFR | HFTD - Distribution - Tier 2 - 2QU CoRE ¦ 1QU LoRE | Non-Red Flag Warning - Catastrophic Fires | 2020 | Financial | 8585.7228 | 186.3964 | 2020 | Control | 0.053 | 3 | 0 | esc | 0.055966 | 480.5104 | 0 | 0 | 0 | 0 | 0 | 0
[149 empty] | All EPR in 2020WLDFRSafety | WLDFR | HFTD - Distribution - Tier 2 - 2QU CoRE ¦ 1QU LoRE | Non-Red Flag Warning - Catastrophic Fires | 2020 | Safety | 5338.1784 | 186.3964 | 2020 | Control | 0.053 | 3 | 0 | esc | 0.055966 | 298.7576 | 0 | 0 | 0 | 0 | 0 | 0
[149 empty] | All EPR in 2020WLDFRElectric Reliability | WLDFR | HFTD - Distribution - Tier 2 - 2QU CoRE ¦ 1QU LoRE | Non-Red Flag Warning - Destructive Fires | 2020 | Electric Reliability | 222.2294 | 186.3964 | 2020 | Control | 0.1325 | 3 | 0 | esc | 0.15274 | 33.9428 | 0 | 0 | 0 | 0 | 0 | 0
[149 empty] | All EPR in 2020WLDFRFinancial | WLDFR | HFTD - Distribution - Tier 2 - 2QU CoRE ¦ 1QU LoRE | Non-Red Flag Warning - Destructive Fires | 2020 | Financial | 8585.7228 | 186.3964 | 2020 | Control | 0.053 | 3 | 0 | esc | 0.055966 | 480.5104 | 0 | 0 | 0 | 0 | 0 | 0
[149 empty] | All EPR in 2020WLDFRElectric Reliability | WLDFR | HFTD - Distribution - Tier 2 - 2QU CoRE ¦ 1QU LoRE | Non-Red Flag Warning - Large Fires | 2020 | Electric Reliability | 0.69642 | 186.3964 | 2020 | Control | 0.1325 | 3 | 0 | esc | 0.15274 | 0.10637 | 0 | 0 | 0 | 0 | 0 | 0
[149 empty] | All EPR in 2020WLDFRFinancial | WLDFR | HFTD - Distribution - Tier 2 - 2QU CoRE ¦ 1QU LoRE | Non-Red Flag Warning - Large Fires | 2020 | Financial | 2.942 | 186.3964 | 2020 | Control | 0.053 | 3 | 0 | esc | 0.055966 | 0.16465 | 0 | 0 | 0 | 0 | 0 | 0
[149 empty] | All EPR in 2020WLDFRSafety | WLDFR | HFTD - Distribution - Tier 2 - 2QU CoRE ¦ 1QU LoRE | Non-Red Flag Warning - Large Fires | 2020 | Safety | 1.6022 | 186.3964 | 2020 | Control | 0.053 | 3 | 0 | esc | 0.055966 | 0.089668 | 0 | 0 | 0 | 0 | 0 | 0
[149 empty] | All EPR in 2020WLDFRElectric Reliability | WLDFR | HFTD - Distribution - Tier 2 - 2QU CoRE ¦ 1QU LoRE | Non-Red Flag Warning - Small Fires | 2020 | Electric Reliability | 0.036425 | 186.3964 | 2020 | Control | 0.1325 | 3 | 0 | esc | 0.15274 | 0.0055635 | 0 | 0 | 0 | 0 | 0 | 0
[149 empty] | All EPR in 2020WLDFRFinancial | WLDFR | HFTD - Distribution - Tier 2 - 2QU CoRE ¦ 1QU LoRE | Non-Red Flag Warning - Small Fires | 2020 | Financial | 0.0015809 | 186.3964 | 2020 | Control | 0.053 | 3 | 0 | esc | 0.055966 | 8.8475e-05 | 0 | 0 | 0 | 0 | 0 | 0
[149 empty] | All EPR in 2020WLDFRSafety | WLDFR | HFTD - Distribution - Tier 2 - 2QU CoRE ¦ 1QU LoRE | Non-Red Flag Warning - Small Fires | 2020 | Safety | 0.039895 | 186.3964 | 2020 | Control | 0.053 | 3 | 0 | esc | 0.055966 | 0.0022328 | 0 | 0 | 0 | 0 | 0 | 0
[149 empty] | All EPR in 2020WLDFRElectric Reliability | WLDFR | HFTD - Distribution - Tier 2 - 2QU CoRE ¦ 1QU LoRE | Red Flag Warning - Catastrophic Fires | 2020 | Electric Reliability | 222.2294 | 186.3964 | 2020 | Control | 0.1325 | 3 | 0 | esc | 0.15274 | 33.9428 | 0 | 0 | 0 | 0 | 0 | 0
[149 empty] | All EPR in 2020WLDFRFinancial | WLDFR | HFTD - Distribution - Tier 2 - 2QU CoRE ¦ 1QU LoRE | Red Flag Warning - Catastrophic Fires | 2020 | Financial | 8585.7228 | 186.3964 | 2020 | Control | 0.053 | 3 | 0 | esc | 0.055966 | 480.5104 | 0 | 0 | 0 | 0 | 0 | 0
[149 empty] | All EPR in 2020WLDFRSafety | WLDFR | HFTD - Distribution - Tier 2 - 2QU CoRE ¦ 1QU LoRE | Red Flag Warning - Catastrophic Fires | 2020 | Safety | 5338.1784 | 186.3964 | 2020 | Control | 0.053 | 3 | 0 | esc | 0.055966 | 298.7576 | 0 | 0 | 0 | 0 | 0 | 0
[149 empty] | All EPR in 2020WLDFRElectric Reliability | WLDFR | HFTD - Distribution - Tier 2 - 2QU CoRE ¦ 1QU LoRE | Red Flag Warning - Destructive Fires | 2020 | Electric Reliability | 222.2294 | 186.3964 | 2020 | Control | 0.1325 | 3 | 0 | esc | 0.15274 | 33.9428 | 0 | 0 | 0 | 0 | 0 | 0
[149 empty] | All EPR in 2020WLDFRFinancial | WLDFR | HFTD - Distribution - Tier 2 - 2QU CoRE ¦ 1QU LoRE | Red Flag Warning - Destructive Fires | 2020 | Financial | 8585.7228 | 186.3964 | 2020 | Control | 0.053 | 3 | 0 | esc | 0.055966 | 480.5104 | 0 | 0 | 0 | 0 | 0 | 0
[149 empty] | All EPR in 2020WLDFRElectric Reliability | WLDFR | HFTD - Distribution - Tier 2 - 2QU CoRE ¦ 1QU LoRE | Red Flag Warning - Large Fires | 2020 | Electric Reliability | 0.69642 | 186.3964 | 2020 | Control | 0.1325 | 3 | 0 | esc | 0.15274 | 0.10637 | 0 | 0 | 0 | 0 | 0 | 0
[149 empty] | All EPR in 2020WLDFRFinancial | WLDFR | HFTD - Distribution - Tier 2 - 2QU CoRE ¦ 1QU LoRE | Red Flag Warning - Large Fires | 2020 | Financial | 2.942 | 186.3964 | 2020 | Control | 0.053 | 3 | 0 | esc | 0.055966 | 0.16465 | 0 | 0 | 0 | 0 | 0 | 0
[149 empty] | All EPR in 2020WLDFRSafety | WLDFR | HFTD - Distribution - Tier 2 - 2QU CoRE ¦ 1QU LoRE | Red Flag Warning - Large Fires | 2020 | Safety | 1.6022 | 186.3964 | 2020 | Control | 0.053 | 3 | 0 | esc | 0.055966 | 0.089668 | 0 | 0 | 0 | 0 | 0 | 0
[149 empty] | All EPR in 2020WLDFRElectric Reliability | WLDFR | HFTD - Distribution - Tier 2 - 2QU CoRE ¦ 1QU LoRE | Red Flag Warning - Small Fires | 2020 | Electric Reliability | 0.036425 | 186.3964 | 2020 | Control | 0.1325 | 3 | 0 | esc | 0.15274 | 0.0055635 | 0 | 0 | 0 | 0 | 0 | 0
[149 empty] | All EPR in 2020WLDFRFinancial | WLDFR | HFTD - Distribution - Tier 2 - 2QU CoRE ¦ 1QU LoRE | Red Flag Warning - Small Fires | 2020 | Financial | 0.0015809 | 186.3964 | 2020 | Control | 0.053 | 3 | 0 | esc | 0.055966 | 8.8475e-05 | 0 | 0 | 0 | 0 | 0 | 0
[149 empty] | All EPR in 2020WLDFRSafety | WLDFR | HFTD - Distribution - Tier 2 - 2QU CoRE ¦ 1QU LoRE | Red Flag Warning - Small Fires | 2020 | Safety | 0.039895 | 186.3964 | 2020 | Control | 0.053 | 3 | 0 | esc | 0.055966 | 0.0022328 | 0 | 0 | 0 | 0 | 0 | 0
[149 empty] | All EPR in 2020WLDFRElectric Reliability | WLDFR | HFTD - Distribution - Tier 2 - 2QU CoRE ¦ 1QU LoRE | Seismic - Non-Red Flag Warning - Catastrophic Fires | 2020 | Electric Reliability | 409.2237 | 186.3964 | 2020 | Control | 0.1325 | 3 | 0 | esc | 0.15274 | 62.5039 | 0 | 0 | 0 | 0 | 0 | 0
[149 empty] | All EPR in 2020WLDFRFinancial | WLDFR | HFTD - Distribution - Tier 2 - 2QU CoRE ¦ 1QU LoRE | Seismic - Non-Red Flag Warning - Catastrophic Fires | 2020 | Financial | 13469.0878 | 186.3964 | 2020 | Control | 0.053 | 3 | 0 | esc | 0.055966 | 753.8138 | 0 | 0 | 0 | 0 | 0 | 0
[149 empty] | All EPR in 2020WLDFRSafety | WLDFR | HFTD - Distribution - Tier 2 - 2QU CoRE ¦ 1QU LoRE | Seismic - Non-Red Flag Warning - Catastrophic Fires | 2020 | Safety | 7205.5313 | 186.3964 | 2020 | Control | 0.053 | 3 | 0 | esc | 0.055966 | 403.2663 | 0 | 0 | 0 | 0 | 0 | 0
[149 empty] | All EPR in 2020WLDFRElectric Reliability | WLDFR | HFTD - Distribution - Tier 2 - 2QU CoRE ¦ 1QU LoRE | Seismic - Red Flag Warning - Catastrophic Fires | 2020 | Electric Reliability | 409.2237 | 186.3964 | 2020 | Control | 0.1325 | 3 | 0 | esc | 0.15274 | 62.5039 | 0 | 0 | 0 | 0 | 0 | 0
[149 empty] | All EPR in 2020WLDFRFinancial | WLDFR | HFTD - Distribution - Tier 2 - 2QU CoRE ¦ 1QU LoRE | Seismic - Red Flag Warning - Catastrophic Fires | 2020 | Financial | 13469.0878 | 186.3964 | 2020 | Control | 0.053 | 3 | 0 | esc | 0.055966 | 753.8138 | 0 | 0 | 0 | 0 | 0 | 0
[149 empty] | All EPR in 2020WLDFRSafety | WLDFR | HFTD - Distribution - Tier 2 - 2QU CoRE ¦ 1QU LoRE | Seismic - Red Flag Warning - Catastrophic Fires | 2020 | Safety | 7205.5313 | 186.3964 | 2020 | Control | 0.053 | 3 | 0 | esc | 0.055966 | 403.2663 | 0 | 0 | 0 | 0 | 0 | 0
[149 empty] | All EPR in 2020WLDFRElectric Reliability | WLDFR | HFTD - Distribution - Tier 2 - 2QU CoRE ¦ 2QU LoRE | Non-Red Flag Warning - Catastrophic Fires | 2020 | Electric Reliability | 222.2294 | 501.7453 | 2020 | Control | 0.1325 | 3 | 0 | esc | 0.15274 | 33.9428 | 0 | 0 | 0 | 0 | 0 | 0
[149 empty] | All EPR in 2020WLDFRFinancial | WLDFR | HFTD - Distribution - Tier 2 - 2QU CoRE ¦ 2QU LoRE | Non-Red Flag Warning - Catastrophic Fires | 2020 | Financial | 8585.7228 | 501.7453 | 2020 | Control | 0.053 | 3 | 0 | esc | 0.055966 | 480.5104 | 0 | 0 | 0 | 0 | 0 | 0
[149 empty] | All EPR in 2020WLDFRSafety | WLDFR | HFTD - Distribution - Tier 2 - 2QU CoRE ¦ 2QU LoRE | Non-Red Flag Warning - Catastrophic Fires | 2020 | Safety | 5338.1784 | 501.7453 | 2020 | Control | 0.053 | 3 | 0 | esc | 0.055966 | 298.7576 | 0 | 0 | 0 | 0 | 0 | 0
[149 empty] | All EPR in 2020WLDFRElectric Reliability | WLDFR | HFTD - Distribution - Tier 2 - 2QU CoRE ¦ 2QU LoRE | Non-Red Flag Warning - Destructive Fires | 2020 | Electric Reliability | 222.2294 | 501.7453 | 2020 | Control | 0.1325 | 3 | 0 | esc | 0.15274 | 33.9428 | 0 | 0 | 0 | 0 | 0 | 0
[149 empty] | All EPR in 2020WLDFRFinancial | WLDFR | HFTD - Distribution - Tier 2 - 2QU CoRE ¦ 2QU LoRE | Non-Red Flag Warning - Destructive Fires | 2020 | Financial | 8585.7228 | 501.7453 | 2020 | Control | 0.053 | 3 | 0 | esc | 0.055966 | 480.5104 | 0 | 0 | 0 | 0 | 0 | 0
[149 empty] | All EPR in 2020WLDFRElectric Reliability | WLDFR | HFTD - Distribution - Tier 2 - 2QU CoRE ¦ 2QU LoRE | Non-Red Flag Warning - Large Fires | 2020 | Electric Reliability | 0.69642 | 501.7453 | 2020 | Control | 0.1325 | 3 | 0 | esc | 0.15274 | 0.10637 | 0 | 0 | 0 | 0 | 0 | 0
[149 empty] | All EPR in 2020WLDFRFinancial | WLDFR | HFTD - Distribution - Tier 2 - 2QU CoRE ¦ 2QU LoRE | Non-Red Flag Warning - Large Fires | 2020 | Financial | 2.942 | 501.7453 | 2020 | Control | 0.053 | 3 | 0 | esc | 0.055966 | 0.16465 | 0 | 0 | 0 | 0 | 0 | 0
[149 empty] | All EPR in 2020WLDFRSafety | WLDFR | HFTD - Distribution - Tier 2 - 2QU CoRE ¦ 2QU LoRE | Non-Red Flag Warning - Large Fires | 2020 | Safety | 1.6022 | 501.7453 | 2020 | Control | 0.053 | 3 | 0 | esc | 0.055966 | 0.089668 | 0 | 0 | 0 | 0 | 0 | 0
[149 empty] | All EPR in 2020WLDFRElectric Reliability | WLDFR | HFTD - Distribution - Tier 2 - 2QU CoRE ¦ 2QU LoRE | Non-Red Flag Warning - Small Fires | 2020 | Electric Reliability | 0.036425 | 501.7453 | 2020 | Control | 0.1325 | 3 | 0 | esc | 0.15274 | 0.0055635 | 0 | 0 | 0 | 0 | 0 | 0
[149 empty] | All EPR in 2020WLDFRFinancial | WLDFR | HFTD - Distribution - Tier 2 - 2QU CoRE ¦ 2QU LoRE | Non-Red Flag Warning - Small Fires | 2020 | Financial | 0.0015809 | 501.7453 | 2020 | Control | 0.053 | 3 | 0 | esc | 0.055966 | 8.8475e-05 | 0 | 0 | 0 | 0 | 0 | 0
[149 empty] | All EPR in 2020WLDFRSafety | WLDFR | HFTD - Distribution - Tier 2 - 2QU CoRE ¦ 2QU LoRE | Non-Red Flag Warning - Small Fires | 2020 | Safety | 0.039895 | 501.7453 | 2020 | Control | 0.053 | 3 | 0 | esc | 0.055966 | 0.0022328 | 0 | 0 | 0 | 0 | 0 | 0
[149 empty] | All EPR in 2020WLDFRElectric Reliability | WLDFR | HFTD - Distribution - Tier 2 - 2QU CoRE ¦ 2QU LoRE | Red Flag Warning - Catastrophic Fires | 2020 | Electric Reliability | 222.2294 | 501.7453 | 2020 | Control | 0.1325 | 3 | 0 | esc | 0.15274 | 33.9428 | 0 | 0 | 0 | 0 | 0 | 0
[149 empty] | All EPR in 2020WLDFRFinancial | WLDFR | HFTD - Distribution - Tier 2 - 2QU CoRE ¦ 2QU LoRE | Red Flag Warning - Catastrophic Fires | 2020 | Financial | 8585.7228 | 501.7453 | 2020 | Control | 0.053 | 3 | 0 | esc | 0.055966 | 480.5104 | 0 | 0 | 0 | 0 | 0 | 0
[149 empty] | All EPR in 2020WLDFRSafety | WLDFR | HFTD - Distribution - Tier 2 - 2QU CoRE ¦ 2QU LoRE | Red Flag Warning - Catastrophic Fires | 2020 | Safety | 5338.1784 | 501.7453 | 2020 | Control | 0.053 | 3 | 0 | esc | 0.055966 | 298.7576 | 0 | 0 | 0 | 0 | 0 | 0
[149 empty] | All EPR in 2020WLDFRElectric Reliability | WLDFR | HFTD - Distribution - Tier 2 - 2QU CoRE ¦ 2QU LoRE | Red Flag Warning - Destructive Fires | 2020 | Electric Reliability | 222.2294 | 501.7453 | 2020 | Control | 0.1325 | 3 | 0 | esc | 0.15274 | 33.9428 | 0 | 0 | 0 | 0 | 0 | 0
[149 empty] | All EPR in 2020WLDFRFinancial | WLDFR | HFTD - Distribution - Tier 2 - 2QU CoRE ¦ 2QU LoRE | Red Flag Warning - Destructive Fires | 2020 | Financial | 8585.7228 | 501.7453 | 2020 | Control | 0.053 | 3 | 0 | esc | 0.055966 | 480.5104 | 0 | 0 | 0 | 0 | 0 | 0
[149 empty] | All EPR in 2020WLDFRElectric Reliability | WLDFR | HFTD - Distribution - Tier 2 - 2QU CoRE ¦ 2QU LoRE | Red Flag Warning - Large Fires | 2020 | Electric Reliability | 0.69642 | 501.7453 | 2020 | Control | 0.1325 | 3 | 0 | esc | 0.15274 | 0.10637 | 0 | 0 | 0 | 0 | 0 | 0
[149 empty] | All EPR in 2020WLDFRFinancial | WLDFR | HFTD - Distribution - Tier 2 - 2QU CoRE ¦ 2QU LoRE | Red Flag Warning - Large Fires | 2020 | Financial | 2.942 | 501.7453 | 2020 | Control | 0.053 | 3 | 0 | esc | 0.055966 | 0.16465 | 0 | 0 | 0 | 0 | 0 | 0
[149 empty] | All EPR in 2020WLDFRSafety | WLDFR | HFTD - Distribution - Tier 2 - 2QU CoRE ¦ 2QU LoRE | Red Flag Warning - Large Fires | 2020 | Safety | 1.6022 | 501.7453 | 2020 | Control | 0.053 | 3 | 0 | esc | 0.055966 | 0.089668 | 0 | 0 | 0 | 0 | 0 | 0
[149 empty] | All EPR in 2020WLDFRElectric Reliability | WLDFR | HFTD - Distribution - Tier 2 - 2QU CoRE ¦ 2QU LoRE | Red Flag Warning - Small Fires | 2020 | Electric Reliability | 0.036425 | 501.7453 | 2020 | Control | 0.1325 | 3 | 0 | esc | 0.15274 | 0.0055635 | 0 | 0 | 0 | 0 | 0 | 0
[149 empty] | All EPR in 2020WLDFRFinancial | WLDFR | HFTD - Distribution - Tier 2 - 2QU CoRE ¦ 2QU LoRE | Red Flag Warning - Small Fires | 2020 | Financial | 0.0015809 | 501.7453 | 2020 | Control | 0.053 | 3 | 0 | esc | 0.055966 | 8.8475e-05 | 0 | 0 | 0 | 0 | 0 | 0
[149 empty] | All EPR in 2020WLDFRSafety | WLDFR | HFTD - Distribution - Tier 2 - 2QU CoRE ¦ 2QU LoRE | Red Flag Warning - Small Fires | 2020 | Safety | 0.039895 | 501.7453 | 2020 | Control | 0.053 | 3 | 0 | esc | 0.055966 | 0.0022328 | 0 | 0 | 0 | 0 | 0 | 0
[149 empty] | All EPR in 2020WLDFRElectric Reliability | WLDFR | HFTD - Distribution - Tier 2 - 2QU CoRE ¦ 2QU LoRE | Seismic - Non-Red Flag Warning - Catastrophic Fires | 2020 | Electric Reliability | 409.2237 | 501.7453 | 2020 | Control | 0.1325 | 3 | 0 | esc | 0.15274 | 62.5039 | 0 | 0 | 0 | 0 | 0 | 0
[149 empty] | All EPR in 2020WLDFRFinancial | WLDFR | HFTD - Distribution - Tier 2 - 2QU CoRE ¦ 2QU LoRE | Seismic - Non-Red Flag Warning - Catastrophic Fires | 2020 | Financial | 13469.0878 | 501.7453 | 2020 | Control | 0.053 | 3 | 0 | esc | 0.055966 | 753.8138 | 0 | 0 | 0 | 0 | 0 | 0
[149 empty] | All EPR in 2020WLDFRSafety | WLDFR | HFTD - Distribution - Tier 2 - 2QU CoRE ¦ 2QU LoRE | Seismic - Non-Red Flag Warning - Catastrophic Fires | 2020 | Safety | 7205.5313 | 501.7453 | 2020 | Control | 0.053 | 3 | 0 | esc | 0.055966 | 403.2663 | 0 | 0 | 0 | 0 | 0 | 0
[149 empty] | All EPR in 2020WLDFRElectric Reliability | WLDFR | HFTD - Distribution - Tier 2 - 2QU CoRE ¦ 2QU LoRE | Seismic - Red Flag Warning - Catastrophic Fires | 2020 | Electric Reliability | 409.2237 | 501.7453 | 2020 | Control | 0.1325 | 3 | 0 | esc | 0.15274 | 62.5039 | 0 | 0 | 0 | 0 | 0 | 0
[149 empty] | All EPR in 2020WLDFRFinancial | WLDFR | HFTD - Distribution - Tier 2 - 2QU CoRE ¦ 2QU LoRE | Seismic - Red Flag Warning - Catastrophic Fires | 2020 | Financial | 13469.0878 | 501.7453 | 2020 | Control | 0.053 | 3 | 0 | esc | 0.055966 | 753.8138 | 0 | 0 | 0 | 0 | 0 | 0
[149 empty] | All EPR in 2020WLDFRSafety | WLDFR | HFTD - Distribution - Tier 2 - 2QU CoRE ¦ 2QU LoRE | Seismic - Red Flag Warning - Catastrophic Fires | 2020 | Safety | 7205.5313 | 501.7453 | 2020 | Control | 0.053 | 3 | 0 | esc | 0.055966 | 403.2663 | 0 | 0 | 0 | 0 | 0 | 0
[149 empty] | All EPR in 2020WLDFRElectric Reliability | WLDFR | HFTD - Distribution - Tier 2 - 2QU CoRE ¦ 3QU LoRE | Non-Red Flag Warning - Catastrophic Fires | 2020 | Electric Reliability | 222.2294 | 948.5456 | 2020 | Control | 0.1325 | 3 | 0 | esc | 0.15274 | 33.9428 | 0 | 0 | 0 | 0 | 0 | 0
[149 empty] | All EPR in 2020WLDFRFinancial | WLDFR | HFTD - Distribution - Tier 2 - 2QU CoRE ¦ 3QU LoRE | Non-Red Flag Warning - Catastrophic Fires | 2020 | Financial | 8585.7228 | 948.5456 | 2020 | Control | 0.053 | 3 | 0 | esc | 0.055966 | 480.5104 | 0 | 0 | 0 | 0 | 0 | 0
[149 empty] | All EPR in 2020WLDFRSafety | WLDFR | HFTD - Distribution - Tier 2 - 2QU CoRE ¦ 3QU LoRE | Non-Red Flag Warning - Catastrophic Fires | 2020 | Safety | 5338.1784 | 948.5456 | 2020 | Control | 0.053 | 3 | 0 | esc | 0.055966 | 298.7576 | 0 | 0 | 0 | 0 | 0 | 0
[149 empty] | All EPR in 2020WLDFRElectric Reliability | WLDFR | HFTD - Distribution - Tier 2 - 2QU CoRE ¦ 3QU LoRE | Non-Red Flag Warning - Destructive Fires | 2020 | Electric Reliability | 222.2294 | 948.5456 | 2020 | Control | 0.1325 | 3 | 0 | esc | 0.15274 | 33.9428 | 0 | 0 | 0 | 0 | 0 | 0
[149 empty] | All EPR in 2020WLDFRFinancial | WLDFR | HFTD - Distribution - Tier 2 - 2QU CoRE ¦ 3QU LoRE | Non-Red Flag Warning - Destructive Fires | 2020 | Financial | 8585.7228 | 948.5456 | 2020 | Control | 0.053 | 3 | 0 | esc | 0.055966 | 480.5104 | 0 | 0 | 0 | 0 | 0 | 0
[149 empty] | All EPR in 2020WLDFRElectric Reliability | WLDFR | HFTD - Distribution - Tier 2 - 2QU CoRE ¦ 3QU LoRE | Non-Red Flag Warning - Large Fires | 2020 | Electric Reliability | 0.69642 | 948.5456 | 2020 | Control | 0.1325 | 3 | 0 | esc | 0.15274 | 0.10637 | 0 | 0 | 0 | 0 | 0 | 0
[149 empty] | All EPR in 2020WLDFRFinancial | WLDFR | HFTD - Distribution - Tier 2 - 2QU CoRE ¦ 3QU LoRE | Non-Red Flag Warning - Large Fires | 2020 | Financial | 2.942 | 948.5456 | 2020 | Control | 0.053 | 3 | 0 | esc | 0.055966 | 0.16465 | 0 | 0 | 0 | 0 | 0 | 0
[149 empty] | All EPR in 2020WLDFRSafety | WLDFR | HFTD - Distribution - Tier 2 - 2QU CoRE ¦ 3QU LoRE | Non-Red Flag Warning - Large Fires | 2020 | Safety | 1.6022 | 948.5456 | 2020 | Control | 0.053 | 3 | 0 | esc | 0.055966 | 0.089668 | 0 | 0 | 0 | 0 | 0 | 0
[149 empty] | All EPR in 2020WLDFRElectric Reliability | WLDFR | HFTD - Distribution - Tier 2 - 2QU CoRE ¦ 3QU LoRE | Non-Red Flag Warning - Small Fires | 2020 | Electric Reliability | 0.036425 | 948.5456 | 2020 | Control | 0.1325 | 3 | 0 | esc | 0.15274 | 0.0055635 | 0 | 0 | 0 | 0 | 0 | 0
[149 empty] | All EPR in 2020WLDFRFinancial | WLDFR | HFTD - Distribution - Tier 2 - 2QU CoRE ¦ 3QU LoRE | Non-Red Flag Warning - Small Fires | 2020 | Financial | 0.0015809 | 948.5456 | 2020 | Control | 0.053 | 3 | 0 | esc | 0.055966 | 8.8475e-05 | 0 | 0 | 0 | 0 | 0 | 0
[149 empty] | All EPR in 2020WLDFRSafety | WLDFR | HFTD - Distribution - Tier 2 - 2QU CoRE ¦ 3QU LoRE | Non-Red Flag Warning - Small Fires | 2020 | Safety | 0.039895 | 948.5456 | 2020 | Control | 0.053 | 3 | 0 | esc | 0.055966 | 0.0022328 | 0 | 0 | 0 | 0 | 0 | 0
[149 empty] | All EPR in 2020WLDFRElectric Reliability | WLDFR | HFTD - Distribution - Tier 2 - 2QU CoRE ¦ 3QU LoRE | Red Flag Warning - Catastrophic Fires | 2020 | Electric Reliability | 222.2294 | 948.5456 | 2020 | Control | 0.1325 | 3 | 0 | esc | 0.15274 | 33.9428 | 0 | 0 | 0 | 0 | 0 | 0
[149 empty] | All EPR in 2020WLDFRFinancial | WLDFR | HFTD - Distribution - Tier 2 - 2QU CoRE ¦ 3QU LoRE | Red Flag Warning - Catastrophic Fires | 2020 | Financial | 8585.7228 | 948.5456 | 2020 | Control | 0.053 | 3 | 0 | esc | 0.055966 | 480.5104 | 0 | 0 | 0 | 0 | 0 | 0
[149 empty] | All EPR in 2020WLDFRSafety | WLDFR | HFTD - Distribution - Tier 2 - 2QU CoRE ¦ 3QU LoRE | Red Flag Warning - Catastrophic Fires | 2020 | Safety | 5338.1784 | 948.5456 | 2020 | Control | 0.053 | 3 | 0 | esc | 0.055966 | 298.7576 | 0 | 0 | 0 | 0 | 0 | 0
[149 empty] | All EPR in 2020WLDFRElectric Reliability | WLDFR | HFTD - Distribution - Tier 2 - 2QU CoRE ¦ 3QU LoRE | Red Flag Warning - Destructive Fires | 2020 | Electric Reliability | 222.2294 | 948.5456 | 2020 | Control | 0.1325 | 3 | 0 | esc | 0.15274 | 33.9428 | 0 | 0 | 0 | 0 | 0 | 0
[149 empty] | All EPR in 2020WLDFRFinancial | WLDFR | HFTD - Distribution - Tier 2 - 2QU CoRE ¦ 3QU LoRE | Red Flag Warning - Destructive Fires | 2020 | Financial | 8585.7228 | 948.5456 | 2020 | Control | 0.053 | 3 | 0 | esc | 0.055966 | 480.5104 | 0 | 0 | 0 | 0 | 0 | 0
[149 empty] | All EPR in 2020WLDFRElectric Reliability | WLDFR | HFTD - Distribution - Tier 2 - 2QU CoRE ¦ 3QU LoRE | Red Flag Warning - Large Fires | 2020 | Electric Reliability | 0.69642 | 948.5456 | 2020 | Control | 0.1325 | 3 | 0 | esc | 0.15274 | 0.10637 | 0 | 0 | 0 | 0 | 0 | 0
[149 empty] | All EPR in 2020WLDFRFinancial | WLDFR | HFTD - Distribution - Tier 2 - 2QU CoRE ¦ 3QU LoRE | Red Flag Warning - Large Fires | 2020 | Financial | 2.942 | 948.5456 | 2020 | Control | 0.053 | 3 | 0 | esc | 0.055966 | 0.16465 | 0 | 0 | 0 | 0 | 0 | 0
[149 empty] | All EPR in 2020WLDFRSafety | WLDFR | HFTD - Distribution - Tier 2 - 2QU CoRE ¦ 3QU LoRE | Red Flag Warning - Large Fires | 2020 | Safety | 1.6022 | 948.5456 | 2020 | Control | 0.053 | 3 | 0 | esc | 0.055966 | 0.089668 | 0 | 0 | 0 | 0 | 0 | 0
[149 empty] | All EPR in 2020WLDFRElectric Reliability | WLDFR | HFTD - Distribution - Tier 2 - 2QU CoRE ¦ 3QU LoRE | Red Flag Warning - Small Fires | 2020 | Electric Reliability | 0.036425 | 948.5456 | 2020 | Control | 0.1325 | 3 | 0 | esc | 0.15274 | 0.0055635 | 0 | 0 | 0 | 0 | 0 | 0
[149 empty] | All EPR in 2020WLDFRFinancial | WLDFR | HFTD - Distribution - Tier 2 - 2QU CoRE ¦ 3QU LoRE | Red Flag Warning - Small Fires | 2020 | Financial | 0.0015809 | 948.5456 | 2020 | Control | 0.053 | 3 | 0 | esc | 0.055966 | 8.8475e-05 | 0 | 0 | 0 | 0 | 0 | 0
[149 empty] | All EPR in 2020WLDFRSafety | WLDFR | HFTD - Distribution - Tier 2 - 2QU CoRE ¦ 3QU LoRE | Red Flag Warning - Small Fires | 2020 | Safety | 0.039895 | 948.5456 | 2020 | Control | 0.053 | 3 | 0 | esc | 0.055966 | 0.0022328 | 0 | 0 | 0 | 0 | 0 | 0
[149 empty] | All EPR in 2020WLDFRElectric Reliability | WLDFR | HFTD - Distribution - Tier 2 - 2QU CoRE ¦ 3QU LoRE | Seismic - Non-Red Flag Warning - Catastrophic Fires | 2020 | Electric Reliability | 409.2237 | 948.5456 | 2020 | Control | 0.1325 | 3 | 0 | esc | 0.15274 | 62.5039 | 0 | 0 | 0 | 0 | 0 | 0
[149 empty] | All EPR in 2020WLDFRFinancial | WLDFR | HFTD - Distribution - Tier 2 - 2QU CoRE ¦ 3QU LoRE | Seismic - Non-Red Flag Warning - Catastrophic Fires | 2020 | Financial | 13469.0878 | 948.5456 | 2020 | Control | 0.053 | 3 | 0 | esc | 0.055966 | 753.8138 | 0 | 0 | 0 | 0 | 0 | 0
[149 empty] | All EPR in 2020WLDFRSafety | WLDFR | HFTD - Distribution - Tier 2 - 2QU CoRE ¦ 3QU LoRE | Seismic - Non-Red Flag Warning - Catastrophic Fires | 2020 | Safety | 7205.5313 | 948.5456 | 2020 | Control | 0.053 | 3 | 0 | esc | 0.055966 | 403.2663 | 0 | 0 | 0 | 0 | 0 | 0
[149 empty] | All EPR in 2020WLDFRElectric Reliability | WLDFR | HFTD - Distribution - Tier 2 - 2QU CoRE ¦ 3QU LoRE | Seismic - Red Flag Warning - Catastrophic Fires | 2020 | Electric Reliability | 409.2237 | 948.5456 | 2020 | Control | 0.1325 | 3 | 0 | esc | 0.15274 | 62.5039 | 0 | 0 | 0 | 0 | 0 | 0
[149 empty] | All EPR in 2020WLDFRFinancial | WLDFR | HFTD - Distribution - Tier 2 - 2QU CoRE ¦ 3QU LoRE | Seismic - Red Flag Warning - Catastrophic Fires | 2020 | Financial | 13469.0878 | 948.5456 | 2020 | Control | 0.053 | 3 | 0 | esc | 0.055966 | 753.8138 | 0 | 0 | 0 | 0 | 0 | 0
[149 empty] | All EPR in 2020WLDFRSafety | WLDFR | HFTD - Distribution - Tier 2 - 2QU CoRE ¦ 3QU LoRE | Seismic - Red Flag Warning - Catastrophic Fires | 2020 | Safety | 7205.5313 | 948.5456 | 2020 | Control | 0.053 | 3 | 0 | esc | 0.055966 | 403.2663 | 0 | 0 | 0 | 0 | 0 | 0
[149 empty] | All EPR in 2020WLDFRElectric Reliability | WLDFR | HFTD - Distribution - Tier 2 - 2QU CoRE ¦ 4QU LoRE | Non-Red Flag Warning - Catastrophic Fires | 2020 | Electric Reliability | 222.2294 | 1130.0763 | 2020 | Control | 0.1325 | 3 | 0 | esc | 0.15274 | 33.9428 | 0 | 0 | 0 | 0 | 0 | 0
[149 empty] | All EPR in 2020WLDFRFinancial | WLDFR | HFTD - Distribution - Tier 2 - 2QU CoRE ¦ 4QU LoRE | Non-Red Flag Warning - Catastrophic Fires | 2020 | Financial | 8585.7228 | 1130.0763 | 2020 | Control | 0.053 | 3 | 0 | esc | 0.055966 | 480.5104 | 0 | 0 | 0 | 0 | 0 | 0
[149 empty] | All EPR in 2020WLDFRSafety | WLDFR | HFTD - Distribution - Tier 2 - 2QU CoRE ¦ 4QU LoRE | Non-Red Flag Warning - Catastrophic Fires | 2020 | Safety | 5338.1784 | 1130.0763 | 2020 | Control | 0.053 | 3 | 0 | esc | 0.055966 | 298.7576 | 0 | 0 | 0 | 0 | 0 | 0
[149 empty] | All EPR in 2020WLDFRElectric Reliability | WLDFR | HFTD - Distribution - Tier 2 - 2QU CoRE ¦ 4QU LoRE | Non-Red Flag Warning - Destructive Fires | 2020 | Electric Reliability | 222.2294 | 1130.0763 | 2020 | Control | 0.1325 | 3 | 0 | esc | 0.15274 | 33.9428 | 0 | 0 | 0 | 0 | 0 | 0
[149 empty] | All EPR in 2020WLDFRFinancial | WLDFR | HFTD - Distribution - Tier 2 - 2QU CoRE ¦ 4QU LoRE | Non-Red Flag Warning - Destructive Fires | 2020 | Financial | 8585.7228 | 1130.0763 | 2020 | Control | 0.053 | 3 | 0 | esc | 0.055966 | 480.5104 | 0 | 0 | 0 | 0 | 0 | 0
[149 empty] | All EPR in 2020WLDFRElectric Reliability | WLDFR | HFTD - Distribution - Tier 2 - 2QU CoRE ¦ 4QU LoRE | Non-Red Flag Warning - Large Fires | 2020 | Electric Reliability | 0.69642 | 1130.0763 | 2020 | Control | 0.1325 | 3 | 0 | esc | 0.15274 | 0.10637 | 0 | 0 | 0 | 0 | 0 | 0
[149 empty] | All EPR in 2020WLDFRFinancial | WLDFR | HFTD - Distribution - Tier 2 - 2QU CoRE ¦ 4QU LoRE | Non-Red Flag Warning - Large Fires | 2020 | Financial | 2.942 | 1130.0763 | 2020 | Control | 0.053 | 3 | 0 | esc | 0.055966 | 0.16465 | 0 | 0 | 0 | 0 | 0 | 0
[149 empty] | All EPR in 2020WLDFRSafety | WLDFR | HFTD - Distribution - Tier 2 - 2QU CoRE ¦ 4QU LoRE | Non-Red Flag Warning - Large Fires | 2020 | Safety | 1.6022 | 1130.0763 | 2020 | Control | 0.053 | 3 | 0 | esc | 0.055966 | 0.089668 | 0 | 0 | 0 | 0 | 0 | 0
[149 empty] | All EPR in 2020WLDFRElectric Reliability | WLDFR | HFTD - Distribution - Tier 2 - 2QU CoRE ¦ 4QU LoRE | Non-Red Flag Warning - Small Fires | 2020 | Electric Reliability | 0.036425 | 1130.0763 | 2020 | Control | 0.1325 | 3 | 0 | esc | 0.15274 | 0.0055635 | 0 | 0 | 0 | 0 | 0 | 0
[149 empty] | All EPR in 2020WLDFRFinancial | WLDFR | HFTD - Distribution - Tier 2 - 2QU CoRE ¦ 4QU LoRE | Non-Red Flag Warning - Small Fires | 2020 | Financial | 0.0015809 | 1130.0763 | 2020 | Control | 0.053 | 3 | 0 | esc | 0.055966 | 8.8475e-05 | 0 | 0 | 0 | 0 | 0 | 0
[149 empty] | All EPR in 2020WLDFRSafety | WLDFR | HFTD - Distribution - Tier 2 - 2QU CoRE ¦ 4QU LoRE | Non-Red Flag Warning - Small Fires | 2020 | Safety | 0.039895 | 1130.0763 | 2020 | Control | 0.053 | 3 | 0 | esc | 0.055966 | 0.0022328 | 0 | 0 | 0 | 0 | 0 | 0
[149 empty] | All EPR in 2020WLDFRElectric Reliability | WLDFR | HFTD - Distribution - Tier 2 - 2QU CoRE ¦ 4QU LoRE | Red Flag Warning - Catastrophic Fires | 2020 | Electric Reliability | 222.2294 | 1130.0763 | 2020 | Control | 0.1325 | 3 | 0 | esc | 0.15274 | 33.9428 | 0 | 0 | 0 | 0 | 0 | 0
[149 empty] | All EPR in 2020WLDFRFinancial | WLDFR | HFTD - Distribution - Tier 2 - 2QU CoRE ¦ 4QU LoRE | Red Flag Warning - Catastrophic Fires | 2020 | Financial | 8585.7228 | 1130.0763 | 2020 | Control | 0.053 | 3 | 0 | esc | 0.055966 | 480.5104 | 0 | 0 | 0 | 0 | 0 | 0
[149 empty] | All EPR in 2020WLDFRSafety | WLDFR | HFTD - Distribution - Tier 2 - 2QU CoRE ¦ 4QU LoRE | Red Flag Warning - Catastrophic Fires | 2020 | Safety | 5338.1784 | 1130.0763 | 2020 | Control | 0.053 | 3 | 0 | esc | 0.055966 | 298.7576 | 0 | 0 | 0 | 0 | 0 | 0
[149 empty] | All EPR in 2020WLDFRElectric Reliability | WLDFR | HFTD - Distribution - Tier 2 - 2QU CoRE ¦ 4QU LoRE | Red Flag Warning - Destructive Fires | 2020 | Electric Reliability | 222.2294 | 1130.0763 | 2020 | Control | 0.1325 | 3 | 0 | esc | 0.15274 | 33.9428 | 0 | 0 | 0 | 0 | 0 | 0
[149 empty] | All EPR in 2020WLDFRFinancial | WLDFR | HFTD - Distribution - Tier 2 - 2QU CoRE ¦ 4QU LoRE | Red Flag Warning - Destructive Fires | 2020 | Financial | 8585.7228 | 1130.0763 | 2020 | Control | 0.053 | 3 | 0 | esc | 0.055966 | 480.5104 | 0 | 0 | 0 | 0 | 0 | 0
[149 empty] | All EPR in 2020WLDFRElectric Reliability | WLDFR | HFTD - Distribution - Tier 2 - 2QU CoRE ¦ 4QU LoRE | Red Flag Warning - Large Fires | 2020 | Electric Reliability | 0.69642 | 1130.0763 | 2020 | Control | 0.1325 | 3 | 0 | esc | 0.15274 | 0.10637 | 0 | 0 | 0 | 0 | 0 | 0
[149 empty] | All EPR in 2020WLDFRFinancial | WLDFR | HFTD - Distribution - Tier 2 - 2QU CoRE ¦ 4QU LoRE | Red Flag Warning - Large Fires | 2020 | Financial | 2.942 | 1130.0763 | 2020 | Control | 0.053 | 3 | 0 | esc | 0.055966 | 0.16465 | 0 | 0 | 0 | 0 | 0 | 0
[149 empty] | All EPR in 2020WLDFRSafety | WLDFR | HFTD - Distribution - Tier 2 - 2QU CoRE ¦ 4QU LoRE | Red Flag Warning - Large Fires | 2020 | Safety | 1.6022 | 1130.0763 | 2020 | Control | 0.053 | 3 | 0 | esc | 0.055966 | 0.089668 | 0 | 0 | 0 | 0 | 0 | 0
[149 empty] | All EPR in 2020WLDFRElectric Reliability | WLDFR | HFTD - Distribution - Tier 2 - 2QU CoRE ¦ 4QU LoRE | Red Flag Warning - Small Fires | 2020 | Electric Reliability | 0.036425 | 1130.0763 | 2020 | Control | 0.1325 | 3 | 0 | esc | 0.15274 | 0.0055635 | 0 | 0 | 0 | 0 | 0 | 0
[149 empty] | All EPR in 2020WLDFRFinancial | WLDFR | HFTD - Distribution - Tier 2 - 2QU CoRE ¦ 4QU LoRE | Red Flag Warning - Small Fires | 2020 | Financial | 0.0015809 | 1130.0763 | 2020 | Control | 0.053 | 3 | 0 | esc | 0.055966 | 8.8475e-05 | 0 | 0 | 0 | 0 | 0 | 0
[149 empty] | All EPR in 2020WLDFRSafety | WLDFR | HFTD - Distribution - Tier 2 - 2QU CoRE ¦ 4QU LoRE | Red Flag Warning - Small Fires | 2020 | Safety | 0.039895 | 1130.0763 | 2020 | Control | 0.053 | 3 | 0 | esc | 0.055966 | 0.0022328 | 0 | 0 | 0 | 0 | 0 | 0
[149 empty] | All EPR in 2020WLDFRElectric Reliability | WLDFR | HFTD - Distribution - Tier 2 - 2QU CoRE ¦ 4QU LoRE | Seismic - Non-Red Flag Warning - Catastrophic Fires | 2020 | Electric Reliability | 409.2237 | 1130.0763 | 2020 | Control | 0.1325 | 3 | 0 | esc | 0.15274 | 62.5039 | 0 | 0 | 0 | 0 | 0 | 0
[149 empty] | All EPR in 2020WLDFRFinancial | WLDFR | HFTD - Distribution - Tier 2 - 2QU CoRE ¦ 4QU LoRE | Seismic - Non-Red Flag Warning - Catastrophic Fires | 2020 | Financial | 13469.0878 | 1130.0763 | 2020 | Control | 0.053 | 3 | 0 | esc | 0.055966 | 753.8138 | 0 | 0 | 0 | 0 | 0 | 0
[149 empty] | All EPR in 2020WLDFRSafety | WLDFR | HFTD - Distribution - Tier 2 - 2QU CoRE ¦ 4QU LoRE | Seismic - Non-Red Flag Warning - Catastrophic Fires | 2020 | Safety | 7205.5313 | 1130.0763 | 2020 | Control | 0.053 | 3 | 0 | esc | 0.055966 | 403.2663 | 0 | 0 | 0 | 0 | 0 | 0
[149 empty] | All EPR in 2020WLDFRElectric Reliability | WLDFR | HFTD - Distribution - Tier 2 - 2QU CoRE ¦ 4QU LoRE | Seismic - Red Flag Warning - Catastrophic Fires | 2020 | Electric Reliability | 409.2237 | 1130.0763 | 2020 | Control | 0.1325 | 3 | 0 | esc | 0.15274 | 62.5039 | 0 | 0 | 0 | 0 | 0 | 0
[149 empty] | All EPR in 2020WLDFRFinancial | WLDFR | HFTD - Distribution - Tier 2 - 2QU CoRE ¦ 4QU LoRE | Seismic - Red Flag Warning - Catastrophic Fires | 2020 | Financial | 13469.0878 | 1130.0763 | 2020 | Control | 0.053 | 3 | 0 | esc | 0.055966 | 753.8138 | 0 | 0 | 0 | 0 | 0 | 0
[149 empty] | All EPR in 2020WLDFRSafety | WLDFR | HFTD - Distribution - Tier 2 - 2QU CoRE ¦ 4QU LoRE | Seismic - Red Flag Warning - Catastrophic Fires | 2020 | Safety | 7205.5313 | 1130.0763 | 2020 | Control | 0.053 | 3 | 0 | esc | 0.055966 | 403.2663 | 0 | 0 | 0 | 0 | 0 | 0
[149 empty] | All EPR in 2020WLDFRElectric Reliability | WLDFR | HFTD - Distribution - Tier 2 - 2QU CoRE ¦ 5QU LoRE | Non-Red Flag Warning - Catastrophic Fires | 2020 | Electric Reliability | 222.2294 | 1453.2434 | 2020 | Control | 0.1325 | 3 | 0 | esc | 0.15274 | 33.9428 | 0 | 0 | 0 | 0 | 0 | 0
[149 empty] | All EPR in 2020WLDFRFinancial | WLDFR | HFTD - Distribution - Tier 2 - 2QU CoRE ¦ 5QU LoRE | Non-Red Flag Warning - Catastrophic Fires | 2020 | Financial | 8585.7228 | 1453.2434 | 2020 | Control | 0.053 | 3 | 0 | esc | 0.055966 | 480.5104 | 0 | 0 | 0 | 0 | 0 | 0
[149 empty] | All EPR in 2020WLDFRSafety | WLDFR | HFTD - Distribution - Tier 2 - 2QU CoRE ¦ 5QU LoRE | Non-Red Flag Warning - Catastrophic Fires | 2020 | Safety | 5338.1784 | 1453.2434 | 2020 | Control | 0.053 | 3 | 0 | esc | 0.055966 | 298.7576 | 0 | 0 | 0 | 0 | 0 | 0
[149 empty] | All EPR in 2020WLDFRElectric Reliability | WLDFR | HFTD - Distribution - Tier 2 - 2QU CoRE ¦ 5QU LoRE | Non-Red Flag Warning - Destructive Fires | 2020 | Electric Reliability | 222.2294 | 1453.2434 | 2020 | Control | 0.1325 | 3 | 0 | esc | 0.15274 | 33.9428 | 0 | 0 | 0 | 0 | 0 | 0
[149 empty] | All EPR in 2020WLDFRFinancial | WLDFR | HFTD - Distribution - Tier 2 - 2QU CoRE ¦ 5QU LoRE | Non-Red Flag Warning - Destructive Fires | 2020 | Financial | 8585.7228 | 1453.2434 | 2020 | Control | 0.053 | 3 | 0 | esc | 0.055966 | 480.5104 | 0 | 0 | 0 | 0 | 0 | 0
[149 empty] | All EPR in 2020WLDFRElectric Reliability | WLDFR | HFTD - Distribution - Tier 2 - 2QU CoRE ¦ 5QU LoRE | Non-Red Flag Warning - Large Fires | 2020 | Electric Reliability | 0.69642 | 1453.2434 | 2020 | Control | 0.1325 | 3 | 0 | esc | 0.15274 | 0.10637 | 0 | 0 | 0 | 0 | 0 | 0
[149 empty] | All EPR in 2020WLDFRFinancial | WLDFR | HFTD - Distribution - Tier 2 - 2QU CoRE ¦ 5QU LoRE | Non-Red Flag Warning - Large Fires | 2020 | Financial | 2.942 | 1453.2434 | 2020 | Control | 0.053 | 3 | 0 | esc | 0.055966 | 0.16465 | 0 | 0 | 0 | 0 | 0 | 0
[149 empty] | All EPR in 2020WLDFRSafety | WLDFR | HFTD - Distribution - Tier 2 - 2QU CoRE ¦ 5QU LoRE | Non-Red Flag Warning - Large Fires | 2020 | Safety | 1.6022 | 1453.2434 | 2020 | Control | 0.053 | 3 | 0 | esc | 0.055966 | 0.089668 | 0 | 0 | 0 | 0 | 0 | 0
[149 empty] | All EPR in 2020WLDFRElectric Reliability | WLDFR | HFTD - Distribution - Tier 2 - 2QU CoRE ¦ 5QU LoRE | Non-Red Flag Warning - Small Fires | 2020 | Electric Reliability | 0.036425 | 1453.2434 | 2020 | Control | 0.1325 | 3 | 0 | esc | 0.15274 | 0.0055635 | 0 | 0 | 0 | 0 | 0 | 0
[149 empty] | All EPR in 2020WLDFRFinancial | WLDFR | HFTD - Distribution - Tier 2 - 2QU CoRE ¦ 5QU LoRE | Non-Red Flag Warning - Small Fires | 2020 | Financial | 0.0015809 | 1453.2434 | 2020 | Control | 0.053 | 3 | 0 | esc | 0.055966 | 8.8475e-05 | 0 | 0 | 0 | 0 | 0 | 0
[149 empty] | All EPR in 2020WLDFRSafety | WLDFR | HFTD - Distribution - Tier 2 - 2QU CoRE ¦ 5QU LoRE | Non-Red Flag Warning - Small Fires | 2020 | Safety | 0.039895 | 1453.2434 | 2020 | Control | 0.053 | 3 | 0 | esc | 0.055966 | 0.0022328 | 0 | 0 | 0 | 0 | 0 | 0
[149 empty] | All EPR in 2020WLDFRElectric Reliability | WLDFR | HFTD - Distribution - Tier 2 - 2QU CoRE ¦ 5QU LoRE | Red Flag Warning - Catastrophic Fires | 2020 | Electric Reliability | 222.2294 | 1453.2434 | 2020 | Control | 0.1325 | 3 | 0 | esc | 0.15274 | 33.9428 | 0 | 0 | 0 | 0 | 0 | 0
[149 empty] | All EPR in 2020WLDFRFinancial | WLDFR | HFTD - Distribution - Tier 2 - 2QU CoRE ¦ 5QU LoRE | Red Flag Warning - Catastrophic Fires | 2020 | Financial | 8585.7228 | 1453.2434 | 2020 | Control | 0.053 | 3 | 0 | esc | 0.055966 | 480.5104 | 0 | 0 | 0 | 0 | 0 | 0
[149 empty] | All EPR in 2020WLDFRSafety | WLDFR | HFTD - Distribution - Tier 2 - 2QU CoRE ¦ 5QU LoRE | Red Flag Warning - Catastrophic Fires | 2020 | Safety | 5338.1784 | 1453.2434 | 2020 | Control | 0.053 | 3 | 0 | esc | 0.055966 | 298.7576 | 0 | 0 | 0 | 0 | 0 | 0
[149 empty] | All EPR in 2020WLDFRElectric Reliability | WLDFR | HFTD - Distribution - Tier 2 - 2QU CoRE ¦ 5QU LoRE | Red Flag Warning - Destructive Fires | 2020 | Electric Reliability | 222.2294 | 1453.2434 | 2020 | Control | 0.1325 | 3 | 0 | esc | 0.15274 | 33.9428 | 0 | 0 | 0 | 0 | 0 | 0
[149 empty] | All EPR in 2020WLDFRFinancial | WLDFR | HFTD - Distribution - Tier 2 - 2QU CoRE ¦ 5QU LoRE | Red Flag Warning - Destructive Fires | 2020 | Financial | 8585.7228 | 1453.2434 | 2020 | Control | 0.053 | 3 | 0 | esc | 0.055966 | 480.5104 | 0 | 0 | 0 | 0 | 0 | 0
[149 empty] | All EPR in 2020WLDFRElectric Reliability | WLDFR | HFTD - Distribution - Tier 2 - 2QU CoRE ¦ 5QU LoRE | Red Flag Warning - Large Fires | 2020 | Electric Reliability | 0.69642 | 1453.2434 | 2020 | Control | 0.1325 | 3 | 0 | esc | 0.15274 | 0.10637 | 0 | 0 | 0 | 0 | 0 | 0
[149 empty] | All EPR in 2020WLDFRFinancial | WLDFR | HFTD - Distribution - Tier 2 - 2QU CoRE ¦ 5QU LoRE | Red Flag Warning - Large Fires | 2020 | Financial | 2.942 | 1453.2434 | 2020 | Control | 0.053 | 3 | 0 | esc | 0.055966 | 0.16465 | 0 | 0 | 0 | 0 | 0 | 0
[149 empty] | All EPR in 2020WLDFRSafety | WLDFR | HFTD - Distribution - Tier 2 - 2QU CoRE ¦ 5QU LoRE | Red Flag Warning - Large Fires | 2020 | Safety | 1.6022 | 1453.2434 | 2020 | Control | 0.053 | 3 | 0 | esc | 0.055966 | 0.089668 | 0 | 0 | 0 | 0 | 0 | 0
[149 empty] | All EPR in 2020WLDFRElectric Reliability | WLDFR | HFTD - Distribution - Tier 2 - 2QU CoRE ¦ 5QU LoRE | Red Flag Warning - Small Fires | 2020 | Electric Reliability | 0.036425 | 1453.2434 | 2020 | Control | 0.1325 | 3 | 0 | esc | 0.15274 | 0.0055635 | 0 | 0 | 0 | 0 | 0 | 0
[149 empty] | All EPR in 2020WLDFRFinancial | WLDFR | HFTD - Distribution - Tier 2 - 2QU CoRE ¦ 5QU LoRE | Red Flag Warning - Small Fires | 2020 | Financial | 0.0015809 | 1453.2434 | 2020 | Control | 0.053 | 3 | 0 | esc | 0.055966 | 8.8475e-05 | 0 | 0 | 0 | 0 | 0 | 0
[149 empty] | All EPR in 2020WLDFRSafety | WLDFR | HFTD - Distribution - Tier 2 - 2QU CoRE ¦ 5QU LoRE | Red Flag Warning - Small Fires | 2020 | Safety | 0.039895 | 1453.2434 | 2020 | Control | 0.053 | 3 | 0 | esc | 0.055966 | 0.0022328 | 0 | 0 | 0 | 0 | 0 | 0
[149 empty] | All EPR in 2020WLDFRElectric Reliability | WLDFR | HFTD - Distribution - Tier 2 - 2QU CoRE ¦ 5QU LoRE | Seismic - Non-Red Flag Warning - Catastrophic Fires | 2020 | Electric Reliability | 409.2237 | 1453.2434 | 2020 | Control | 0.1325 | 3 | 0 | esc | 0.15274 | 62.5039 | 0 | 0 | 0 | 0 | 0 | 0
[149 empty] | All EPR in 2020WLDFRFinancial | WLDFR | HFTD - Distribution - Tier 2 - 2QU CoRE ¦ 5QU LoRE | Seismic - Non-Red Flag Warning - Catastrophic Fires | 2020 | Financial | 13469.0878 | 1453.2434 | 2020 | Control | 0.053 | 3 | 0 | esc | 0.055966 | 753.8138 | 0 | 0 | 0 | 0 | 0 | 0
[149 empty] | All EPR in 2020WLDFRSafety | WLDFR | HFTD - Distribution - Tier 2 - 2QU CoRE ¦ 5QU LoRE | Seismic - Non-Red Flag Warning - Catastrophic Fires | 2020 | Safety | 7205.5313 | 1453.2434 | 2020 | Control | 0.053 | 3 | 0 | esc | 0.055966 | 403.2663 | 0 | 0 | 0 | 0 | 0 | 0
[149 empty] | All EPR in 2020WLDFRElectric Reliability | WLDFR | HFTD - Distribution - Tier 2 - 2QU CoRE ¦ 5QU LoRE | Seismic - Red Flag Warning - Catastrophic Fires | 2020 | Electric Reliability | 409.2237 | 1453.2434 | 2020 | Control | 0.1325 | 3 | 0 | esc | 0.15274 | 62.5039 | 0 | 0 | 0 | 0 | 0 | 0
[149 empty] | All EPR in 2020WLDFRFinancial | WLDFR | HFTD - Distribution - Tier 2 - 2QU CoRE ¦ 5QU LoRE | Seismic - Red Flag Warning - Catastrophic Fires | 2020 | Financial | 13469.0878 | 1453.2434 | 2020 | Control | 0.053 | 3 | 0 | esc | 0.055966 | 753.8138 | 0 | 0 | 0 | 0 | 0 | 0
[149 empty] | All EPR in 2020WLDFRSafety | WLDFR | HFTD - Distribution - Tier 2 - 2QU CoRE ¦ 5QU LoRE | Seismic - Red Flag Warning - Catastrophic Fires | 2020 | Safety | 7205.5313 | 1453.2434 | 2020 | Control | 0.053 | 3 | 0 | esc | 0.055966 | 403.2663 | 0 | 0 | 0 | 0 | 0 | 0
[149 empty] | All EPR in 2020WLDFRElectric Reliability | WLDFR | HFTD - Distribution - Tier 2 - 3QU CoRE ¦ 1QU LoRE | Non-Red Flag Warning - Catastrophic Fires | 2020 | Electric Reliability | 222.2294 | 500.9897 | 2020 | Control | 0.1325 | 3 | 0 | esc | 0.15274 | 33.9428 | 0 | 0 | 0 | 0 | 0 | 0
[149 empty] | All EPR in 2020WLDFRFinancial | WLDFR | HFTD - Distribution - Tier 2 - 3QU CoRE ¦ 1QU LoRE | Non-Red Flag Warning - Catastrophic Fires | 2020 | Financial | 8585.7228 | 500.9897 | 2020 | Control | 0.053 | 3 | 0 | esc | 0.055966 | 480.5104 | 0 | 0 | 0 | 0 | 0 | 0
[149 empty] | All EPR in 2020WLDFRSafety | WLDFR | HFTD - Distribution - Tier 2 - 3QU CoRE ¦ 1QU LoRE | Non-Red Flag Warning - Catastrophic Fires | 2020 | Safety | 5338.1784 | 500.9897 | 2020 | Control | 0.053 | 3 | 0 | esc | 0.055966 | 298.7576 | 0 | 0 | 0 | 0 | 0 | 0
[149 empty] | All EPR in 2020WLDFRElectric Reliability | WLDFR | HFTD - Distribution - Tier 2 - 3QU CoRE ¦ 1QU LoRE | Non-Red Flag Warning - Destructive Fires | 2020 | Electric Reliability | 222.2294 | 500.9897 | 2020 | Control | 0.1325 | 3 | 0 | esc | 0.15274 | 33.9428 | 0 | 0 | 0 | 0 | 0 | 0
[149 empty] | All EPR in 2020WLDFRFinancial | WLDFR | HFTD - Distribution - Tier 2 - 3QU CoRE ¦ 1QU LoRE | Non-Red Flag Warning - Destructive Fires | 2020 | Financial | 8585.7228 | 500.9897 | 2020 | Control | 0.053 | 3 | 0 | esc | 0.055966 | 480.5104 | 0 | 0 | 0 | 0 | 0 | 0
[149 empty] | All EPR in 2020WLDFRElectric Reliability | WLDFR | HFTD - Distribution - Tier 2 - 3QU CoRE ¦ 1QU LoRE | Non-Red Flag Warning - Large Fires | 2020 | Electric Reliability | 0.69642 | 500.9897 | 2020 | Control | 0.1325 | 3 | 0 | esc | 0.15274 | 0.10637 | 0 | 0 | 0 | 0 | 0 | 0
[149 empty] | All EPR in 2020WLDFRFinancial | WLDFR | HFTD - Distribution - Tier 2 - 3QU CoRE ¦ 1QU LoRE | Non-Red Flag Warning - Large Fires | 2020 | Financial | 2.942 | 500.9897 | 2020 | Control | 0.053 | 3 | 0 | esc | 0.055966 | 0.16465 | 0 | 0 | 0 | 0 | 0 | 0
[149 empty] | All EPR in 2020WLDFRSafety | WLDFR | HFTD - Distribution - Tier 2 - 3QU CoRE ¦ 1QU LoRE | Non-Red Flag Warning - Large Fires | 2020 | Safety | 1.6022 | 500.9897 | 2020 | Control | 0.053 | 3 | 0 | esc | 0.055966 | 0.089668 | 0 | 0 | 0 | 0 | 0 | 0
[149 empty] | All EPR in 2020WLDFRElectric Reliability | WLDFR | HFTD - Distribution - Tier 2 - 3QU CoRE ¦ 1QU LoRE | Non-Red Flag Warning - Small Fires | 2020 | Electric Reliability | 0.036425 | 500.9897 | 2020 | Control | 0.1325 | 3 | 0 | esc | 0.15274 | 0.0055635 | 0 | 0 | 0 | 0 | 0 | 0
[149 empty] | All EPR in 2020WLDFRFinancial | WLDFR | HFTD - Distribution - Tier 2 - 3QU CoRE ¦ 1QU LoRE | Non-Red Flag Warning - Small Fires | 2020 | Financial | 0.0015809 | 500.9897 | 2020 | Control | 0.053 | 3 | 0 | esc | 0.055966 | 8.8475e-05 | 0 | 0 | 0 | 0 | 0 | 0
[149 empty] | All EPR in 2020WLDFRSafety | WLDFR | HFTD - Distribution - Tier 2 - 3QU CoRE ¦ 1QU LoRE | Non-Red Flag Warning - Small Fires | 2020 | Safety | 0.039895 | 500.9897 | 2020 | Control | 0.053 | 3 | 0 | esc | 0.055966 | 0.0022328 | 0 | 0 | 0 | 0 | 0 | 0
[149 empty] | All EPR in 2020WLDFRElectric Reliability | WLDFR | HFTD - Distribution - Tier 2 - 3QU CoRE ¦ 1QU LoRE | Red Flag Warning - Catastrophic Fires | 2020 | Electric Reliability | 222.2294 | 500.9897 | 2020 | Control | 0.1325 | 3 | 0 | esc | 0.15274 | 33.9428 | 0 | 0 | 0 | 0 | 0 | 0
[149 empty] | All EPR in 2020WLDFRFinancial | WLDFR | HFTD - Distribution - Tier 2 - 3QU CoRE ¦ 1QU LoRE | Red Flag Warning - Catastrophic Fires | 2020 | Financial | 8585.7228 | 500.9897 | 2020 | Control | 0.053 | 3 | 0 | esc | 0.055966 | 480.5104 | 0 | 0 | 0 | 0 | 0 | 0
[149 empty] | All EPR in 2020WLDFRSafety | WLDFR | HFTD - Distribution - Tier 2 - 3QU CoRE ¦ 1QU LoRE | Red Flag Warning - Catastrophic Fires | 2020 | Safety | 5338.1784 | 500.9897 | 2020 | Control | 0.053 | 3 | 0 | esc | 0.055966 | 298.7576 | 0 | 0 | 0 | 0 | 0 | 0
[149 empty] | All EPR in 2020WLDFRElectric Reliability | WLDFR | HFTD - Distribution - Tier 2 - 3QU CoRE ¦ 1QU LoRE | Red Flag Warning - Destructive Fires | 2020 | Electric Reliability | 222.2294 | 500.9897 | 2020 | Control | 0.1325 | 3 | 0 | esc | 0.15274 | 33.9428 | 0 | 0 | 0 | 0 | 0 | 0
[149 empty] | All EPR in 2020WLDFRFinancial | WLDFR | HFTD - Distribution - Tier 2 - 3QU CoRE ¦ 1QU LoRE | Red Flag Warning - Destructive Fires | 2020 | Financial | 8585.7228 | 500.9897 | 2020 | Control | 0.053 | 3 | 0 | esc | 0.055966 | 480.5104 | 0 | 0 | 0 | 0 | 0 | 0
[149 empty] | All EPR in 2020WLDFRElectric Reliability | WLDFR | HFTD - Distribution - Tier 2 - 3QU CoRE ¦ 1QU LoRE | Red Flag Warning - Large Fires | 2020 | Electric Reliability | 0.69642 | 500.9897 | 2020 | Control | 0.1325 | 3 | 0 | esc | 0.15274 | 0.10637 | 0 | 0 | 0 | 0 | 0 | 0
[149 empty] | All EPR in 2020WLDFRFinancial | WLDFR | HFTD - Distribution - Tier 2 - 3QU CoRE ¦ 1QU LoRE | Red Flag Warning - Large Fires | 2020 | Financial | 2.942 | 500.9897 | 2020 | Control | 0.053 | 3 | 0 | esc | 0.055966 | 0.16465 | 0 | 0 | 0 | 0 | 0 | 0
[149 empty] | All EPR in 2020WLDFRSafety | WLDFR | HFTD - Distribution - Tier 2 - 3QU CoRE ¦ 1QU LoRE | Red Flag Warning - Large Fires | 2020 | Safety | 1.6022 | 500.9897 | 2020 | Control | 0.053 | 3 | 0 | esc | 0.055966 | 0.089668 | 0 | 0 | 0 | 0 | 0 | 0
[149 empty] | All EPR in 2020WLDFRElectric Reliability | WLDFR | HFTD - Distribution - Tier 2 - 3QU CoRE ¦ 1QU LoRE | Red Flag Warning - Small Fires | 2020 | Electric Reliability | 0.036425 | 500.9897 | 2020 | Control | 0.1325 | 3 | 0 | esc | 0.15274 | 0.0055635 | 0 | 0 | 0 | 0 | 0 | 0
[149 empty] | All EPR in 2020WLDFRFinancial | WLDFR | HFTD - Distribution - Tier 2 - 3QU CoRE ¦ 1QU LoRE | Red Flag Warning - Small Fires | 2020 | Financial | 0.0015809 | 500.9897 | 2020 | Control | 0.053 | 3 | 0 | esc | 0.055966 | 8.8475e-05 | 0 | 0 | 0 | 0 | 0 | 0
[149 empty] | All EPR in 2020WLDFRSafety | WLDFR | HFTD - Distribution - Tier 2 - 3QU CoRE ¦ 1QU LoRE | Red Flag Warning - Small Fires | 2020 | Safety | 0.039895 | 500.9897 | 2020 | Control | 0.053 | 3 | 0 | esc | 0.055966 | 0.0022328 | 0 | 0 | 0 | 0 | 0 | 0
[149 empty] | All EPR in 2020WLDFRElectric Reliability | WLDFR | HFTD - Distribution - Tier 2 - 3QU CoRE ¦ 1QU LoRE | Seismic - Non-Red Flag Warning - Catastrophic Fires | 2020 | Electric Reliability | 409.2237 | 500.9897 | 2020 | Control | 0.1325 | 3 | 0 | esc | 0.15274 | 62.5039 | 0 | 0 | 0 | 0 | 0 | 0
[149 empty] | All EPR in 2020WLDFRFinancial | WLDFR | HFTD - Distribution - Tier 2 - 3QU CoRE ¦ 1QU LoRE | Seismic - Non-Red Flag Warning - Catastrophic Fires | 2020 | Financial | 13469.0878 | 500.9897 | 2020 | Control | 0.053 | 3 | 0 | esc | 0.055966 | 753.8138 | 0 | 0 | 0 | 0 | 0 | 0
[149 empty] | All EPR in 2020WLDFRSafety | WLDFR | HFTD - Distribution - Tier 2 - 3QU CoRE ¦ 1QU LoRE | Seismic - Non-Red Flag Warning - Catastrophic Fires | 2020 | Safety | 7205.5313 | 500.9897 | 2020 | Control | 0.053 | 3 | 0 | esc | 0.055966 | 403.2663 | 0 | 0 | 0 | 0 | 0 | 0
[149 empty] | All EPR in 2020WLDFRElectric Reliability | WLDFR | HFTD - Distribution - Tier 2 - 3QU CoRE ¦ 1QU LoRE | Seismic - Red Flag Warning - Catastrophic Fires | 2020 | Electric Reliability | 409.2237 | 500.9897 | 2020 | Control | 0.1325 | 3 | 0 | esc | 0.15274 | 62.5039 | 0 | 0 | 0 | 0 | 0 | 0
[149 empty] | All EPR in 2020WLDFRFinancial | WLDFR | HFTD - Distribution - Tier 2 - 3QU CoRE ¦ 1QU LoRE | Seismic - Red Flag Warning - Catastrophic Fires | 2020 | Financial | 13469.0878 | 500.9897 | 2020 | Control | 0.053 | 3 | 0 | esc | 0.055966 | 753.8138 | 0 | 0 | 0 | 0 | 0 | 0
[149 empty] | All EPR in 2020WLDFRSafety | WLDFR | HFTD - Distribution - Tier 2 - 3QU CoRE ¦ 1QU LoRE | Seismic - Red Flag Warning - Catastrophic Fires | 2020 | Safety | 7205.5313 | 500.9897 | 2020 | Control | 0.053 | 3 | 0 | esc | 0.055966 | 403.2663 | 0 | 0 | 0 | 0 | 0 | 0
[149 empty] | All EPR in 2020WLDFRElectric Reliability | WLDFR | HFTD - Distribution - Tier 2 - 3QU CoRE ¦ 2QU LoRE | Non-Red Flag Warning - Catastrophic Fires | 2020 | Electric Reliability | 222.2294 | 714.3308 | 2020 | Control | 0.1325 | 3 | 0 | esc | 0.15274 | 33.9428 | 0 | 0 | 0 | 0 | 0 | 0
[149 empty] | All EPR in 2020WLDFRFinancial | WLDFR | HFTD - Distribution - Tier 2 - 3QU CoRE ¦ 2QU LoRE | Non-Red Flag Warning - Catastrophic Fires | 2020 | Financial | 8585.7228 | 714.3308 | 2020 | Control | 0.053 | 3 | 0 | esc | 0.055966 | 480.5104 | 0 | 0 | 0 | 0 | 0 | 0
[149 empty] | All EPR in 2020WLDFRSafety | WLDFR | HFTD - Distribution - Tier 2 - 3QU CoRE ¦ 2QU LoRE | Non-Red Flag Warning - Catastrophic Fires | 2020 | Safety | 5338.1784 | 714.3308 | 2020 | Control | 0.053 | 3 | 0 | esc | 0.055966 | 298.7576 | 0 | 0 | 0 | 0 | 0 | 0
[149 empty] | All EPR in 2020WLDFRElectric Reliability | WLDFR | HFTD - Distribution - Tier 2 - 3QU CoRE ¦ 2QU LoRE | Non-Red Flag Warning - Destructive Fires | 2020 | Electric Reliability | 222.2294 | 714.3308 | 2020 | Control | 0.1325 | 3 | 0 | esc | 0.15274 | 33.9428 | 0 | 0 | 0 | 0 | 0 | 0
[149 empty] | All EPR in 2020WLDFRFinancial | WLDFR | HFTD - Distribution - Tier 2 - 3QU CoRE ¦ 2QU LoRE | Non-Red Flag Warning - Destructive Fires | 2020 | Financial | 8585.7228 | 714.3308 | 2020 | Control | 0.053 | 3 | 0 | esc | 0.055966 | 480.5104 | 0 | 0 | 0 | 0 | 0 | 0
[149 empty] | All EPR in 2020WLDFRElectric Reliability | WLDFR | HFTD - Distribution - Tier 2 - 3QU CoRE ¦ 2QU LoRE | Non-Red Flag Warning - Large Fires | 2020 | Electric Reliability | 0.69642 | 714.3308 | 2020 | Control | 0.1325 | 3 | 0 | esc | 0.15274 | 0.10637 | 0 | 0 | 0 | 0 | 0 | 0
[149 empty] | All EPR in 2020WLDFRFinancial | WLDFR | HFTD - Distribution - Tier 2 - 3QU CoRE ¦ 2QU LoRE | Non-Red Flag Warning - Large Fires | 2020 | Financial | 2.942 | 714.3308 | 2020 | Control | 0.053 | 3 | 0 | esc | 0.055966 | 0.16465 | 0 | 0 | 0 | 0 | 0 | 0
[149 empty] | All EPR in 2020WLDFRSafety | WLDFR | HFTD - Distribution - Tier 2 - 3QU CoRE ¦ 2QU LoRE | Non-Red Flag Warning - Large Fires | 2020 | Safety | 1.6022 | 714.3308 | 2020 | Control | 0.053 | 3 | 0 | esc | 0.055966 | 0.089668 | 0 | 0 | 0 | 0 | 0 | 0
[149 empty] | All EPR in 2020WLDFRElectric Reliability | WLDFR | HFTD - Distribution - Tier 2 - 3QU CoRE ¦ 2QU LoRE | Non-Red Flag Warning - Small Fires | 2020 | Electric Reliability | 0.036425 | 714.3308 | 2020 | Control | 0.1325 | 3 | 0 | esc | 0.15274 | 0.0055635 | 0 | 0 | 0 | 0 | 0 | 0
[149 empty] | All EPR in 2020WLDFRFinancial | WLDFR | HFTD - Distribution - Tier 2 - 3QU CoRE ¦ 2QU LoRE | Non-Red Flag Warning - Small Fires | 2020 | Financial | 0.0015809 | 714.3308 | 2020 | Control | 0.053 | 3 | 0 | esc | 0.055966 | 8.8475e-05 | 0 | 0 | 0 | 0 | 0 | 0
[149 empty] | All EPR in 2020WLDFRSafety | WLDFR | HFTD - Distribution - Tier 2 - 3QU CoRE ¦ 2QU LoRE | Non-Red Flag Warning - Small Fires | 2020 | Safety | 0.039895 | 714.3308 | 2020 | Control | 0.053 | 3 | 0 | esc | 0.055966 | 0.0022328 | 0 | 0 | 0 | 0 | 0 | 0
[149 empty] | All EPR in 2020WLDFRElectric Reliability | WLDFR | HFTD - Distribution - Tier 2 - 3QU CoRE ¦ 2QU LoRE | Red Flag Warning - Catastrophic Fires | 2020 | Electric Reliability | 222.2294 | 714.3308 | 2020 | Control | 0.1325 | 3 | 0 | esc | 0.15274 | 33.9428 | 0 | 0 | 0 | 0 | 0 | 0
[149 empty] | All EPR in 2020WLDFRFinancial | WLDFR | HFTD - Distribution - Tier 2 - 3QU CoRE ¦ 2QU LoRE | Red Flag Warning - Catastrophic Fires | 2020 | Financial | 8585.7228 | 714.3308 | 2020 | Control | 0.053 | 3 | 0 | esc | 0.055966 | 480.5104 | 0 | 0 | 0 | 0 | 0 | 0
[149 empty] | All EPR in 2020WLDFRSafety | WLDFR | HFTD - Distribution - Tier 2 - 3QU CoRE ¦ 2QU LoRE | Red Flag Warning - Catastrophic Fires | 2020 | Safety | 5338.1784 | 714.3308 | 2020 | Control | 0.053 | 3 | 0 | esc | 0.055966 | 298.7576 | 0 | 0 | 0 | 0 | 0 | 0
[149 empty] | All EPR in 2020WLDFRElectric Reliability | WLDFR | HFTD - Distribution - Tier 2 - 3QU CoRE ¦ 2QU LoRE | Red Flag Warning - Destructive Fires | 2020 | Electric Reliability | 222.2294 | 714.3308 | 2020 | Control | 0.1325 | 3 | 0 | esc | 0.15274 | 33.9428 | 0 | 0 | 0 | 0 | 0 | 0
[149 empty] | All EPR in 2020WLDFRFinancial | WLDFR | HFTD - Distribution - Tier 2 - 3QU CoRE ¦ 2QU LoRE | Red Flag Warning - Destructive Fires | 2020 | Financial | 8585.7228 | 714.3308 | 2020 | Control | 0.053 | 3 | 0 | esc | 0.055966 | 480.5104 | 0 | 0 | 0 | 0 | 0 | 0
[149 empty] | All EPR in 2020WLDFRElectric Reliability | WLDFR | HFTD - Distribution - Tier 2 - 3QU CoRE ¦ 2QU LoRE | Red Flag Warning - Large Fires | 2020 | Electric Reliability | 0.69642 | 714.3308 | 2020 | Control | 0.1325 | 3 | 0 | esc | 0.15274 | 0.10637 | 0 | 0 | 0 | 0 | 0 | 0
[149 empty] | All EPR in 2020WLDFRFinancial | WLDFR | HFTD - Distribution - Tier 2 - 3QU CoRE ¦ 2QU LoRE | Red Flag Warning - Large Fires | 2020 | Financial | 2.942 | 714.3308 | 2020 | Control | 0.053 | 3 | 0 | esc | 0.055966 | 0.16465 | 0 | 0 | 0 | 0 | 0 | 0
[149 empty] | All EPR in 2020WLDFRSafety | WLDFR | HFTD - Distribution - Tier 2 - 3QU CoRE ¦ 2QU LoRE | Red Flag Warning - Large Fires | 2020 | Safety | 1.6022 | 714.3308 | 2020 | Control | 0.053 | 3 | 0 | esc | 0.055966 | 0.089668 | 0 | 0 | 0 | 0 | 0 | 0
[149 empty] | All EPR in 2020WLDFRElectric Reliability | WLDFR | HFTD - Distribution - Tier 2 - 3QU CoRE ¦ 2QU LoRE | Red Flag Warning - Small Fires | 2020 | Electric Reliability | 0.036425 | 714.3308 | 2020 | Control | 0.1325 | 3 | 0 | esc | 0.15274 | 0.0055635 | 0 | 0 | 0 | 0 | 0 | 0
[149 empty] | All EPR in 2020WLDFRFinancial | WLDFR | HFTD - Distribution - Tier 2 - 3QU CoRE ¦ 2QU LoRE | Red Flag Warning - Small Fires | 2020 | Financial | 0.0015809 | 714.3308 | 2020 | Control | 0.053 | 3 | 0 | esc | 0.055966 | 8.8475e-05 | 0 | 0 | 0 | 0 | 0 | 0
[149 empty] | All EPR in 2020WLDFRSafety | WLDFR | HFTD - Distribution - Tier 2 - 3QU CoRE ¦ 2QU LoRE | Red Flag Warning - Small Fires | 2020 | Safety | 0.039895 | 714.3308 | 2020 | Control | 0.053 | 3 | 0 | esc | 0.055966 | 0.0022328 | 0 | 0 | 0 | 0 | 0 | 0
[149 empty] | All EPR in 2020WLDFRElectric Reliability | WLDFR | HFTD - Distribution - Tier 2 - 3QU CoRE ¦ 2QU LoRE | Seismic - Non-Red Flag Warning - Catastrophic Fires | 2020 | Electric Reliability | 409.2237 | 714.3308 | 2020 | Control | 0.1325 | 3 | 0 | esc | 0.15274 | 62.5039 | 0 | 0 | 0 | 0 | 0 | 0
[149 empty] | All EPR in 2020WLDFRFinancial | WLDFR | HFTD - Distribution - Tier 2 - 3QU CoRE ¦ 2QU LoRE | Seismic - Non-Red Flag Warning - Catastrophic Fires | 2020 | Financial | 13469.0878 | 714.3308 | 2020 | Control | 0.053 | 3 | 0 | esc | 0.055966 | 753.8138 | 0 | 0 | 0 | 0 | 0 | 0
[149 empty] | All EPR in 2020WLDFRSafety | WLDFR | HFTD - Distribution - Tier 2 - 3QU CoRE ¦ 2QU LoRE | Seismic - Non-Red Flag Warning - Catastrophic Fires | 2020 | Safety | 7205.5313 | 714.3308 | 2020 | Control | 0.053 | 3 | 0 | esc | 0.055966 | 403.2663 | 0 | 0 | 0 | 0 | 0 | 0
[149 empty] | All EPR in 2020WLDFRElectric Reliability | WLDFR | HFTD - Distribution - Tier 2 - 3QU CoRE ¦ 2QU LoRE | Seismic - Red Flag Warning - Catastrophic Fires | 2020 | Electric Reliability | 409.2237 | 714.3308 | 2020 | Control | 0.1325 | 3 | 0 | esc | 0.15274 | 62.5039 | 0 | 0 | 0 | 0 | 0 | 0
[149 empty] | All EPR in 2020WLDFRFinancial | WLDFR | HFTD - Distribution - Tier 2 - 3QU CoRE ¦ 2QU LoRE | Seismic - Red Flag Warning - Catastrophic Fires | 2020 | Financial | 13469.0878 | 714.3308 | 2020 | Control | 0.053 | 3 | 0 | esc | 0.055966 | 753.8138 | 0 | 0 | 0 | 0 | 0 | 0
[149 empty] | All EPR in 2020WLDFRSafety | WLDFR | HFTD - Distribution - Tier 2 - 3QU CoRE ¦ 2QU LoRE | Seismic - Red Flag Warning - Catastrophic Fires | 2020 | Safety | 7205.5313 | 714.3308 | 2020 | Control | 0.053 | 3 | 0 | esc | 0.055966 | 403.2663 | 0 | 0 | 0 | 0 | 0 | 0
[149 empty] | All EPR in 2020WLDFRElectric Reliability | WLDFR | HFTD - Distribution - Tier 2 - 3QU CoRE ¦ 3QU LoRE | Non-Red Flag Warning - Catastrophic Fires | 2020 | Electric Reliability | 222.2294 | 808.5801 | 2020 | Control | 0.1325 | 3 | 0 | esc | 0.15274 | 33.9428 | 0 | 0 | 0 | 0 | 0 | 0
[149 empty] | All EPR in 2020WLDFRFinancial | WLDFR | HFTD - Distribution - Tier 2 - 3QU CoRE ¦ 3QU LoRE | Non-Red Flag Warning - Catastrophic Fires | 2020 | Financial | 8585.7228 | 808.5801 | 2020 | Control | 0.053 | 3 | 0 | esc | 0.055966 | 480.5104 | 0 | 0 | 0 | 0 | 0 | 0
[149 empty] | All EPR in 2020WLDFRSafety | WLDFR | HFTD - Distribution - Tier 2 - 3QU CoRE ¦ 3QU LoRE | Non-Red Flag Warning - Catastrophic Fires | 2020 | Safety | 5338.1784 | 808.5801 | 2020 | Control | 0.053 | 3 | 0 | esc | 0.055966 | 298.7576 | 0 | 0 | 0 | 0 | 0 | 0
[149 empty] | All EPR in 2020WLDFRElectric Reliability | WLDFR | HFTD - Distribution - Tier 2 - 3QU CoRE ¦ 3QU LoRE | Non-Red Flag Warning - Destructive Fires | 2020 | Electric Reliability | 222.2294 | 808.5801 | 2020 | Control | 0.1325 | 3 | 0 | esc | 0.15274 | 33.9428 | 0 | 0 | 0 | 0 | 0 | 0
[149 empty] | All EPR in 2020WLDFRFinancial | WLDFR | HFTD - Distribution - Tier 2 - 3QU CoRE ¦ 3QU LoRE | Non-Red Flag Warning - Destructive Fires | 2020 | Financial | 8585.7228 | 808.5801 | 2020 | Control | 0.053 | 3 | 0 | esc | 0.055966 | 480.5104 | 0 | 0 | 0 | 0 | 0 | 0
[149 empty] | All EPR in 2020WLDFRElectric Reliability | WLDFR | HFTD - Distribution - Tier 2 - 3QU CoRE ¦ 3QU LoRE | Non-Red Flag Warning - Large Fires | 2020 | Electric Reliability | 0.69642 | 808.5801 | 2020 | Control | 0.1325 | 3 | 0 | esc | 0.15274 | 0.10637 | 0 | 0 | 0 | 0 | 0 | 0
[149 empty] | All EPR in 2020WLDFRFinancial | WLDFR | HFTD - Distribution - Tier 2 - 3QU CoRE ¦ 3QU LoRE | Non-Red Flag Warning - Large Fires | 2020 | Financial | 2.942 | 808.5801 | 2020 | Control | 0.053 | 3 | 0 | esc | 0.055966 | 0.16465 | 0 | 0 | 0 | 0 | 0 | 0
[149 empty] | All EPR in 2020WLDFRSafety | WLDFR | HFTD - Distribution - Tier 2 - 3QU CoRE ¦ 3QU LoRE | Non-Red Flag Warning - Large Fires | 2020 | Safety | 1.6022 | 808.5801 | 2020 | Control | 0.053 | 3 | 0 | esc | 0.055966 | 0.089668 | 0 | 0 | 0 | 0 | 0 | 0
[149 empty] | All EPR in 2020WLDFRElectric Reliability | WLDFR | HFTD - Distribution - Tier 2 - 3QU CoRE ¦ 3QU LoRE | Non-Red Flag Warning - Small Fires | 2020 | Electric Reliability | 0.036425 | 808.5801 | 2020 | Control | 0.1325 | 3 | 0 | esc | 0.15274 | 0.0055635 | 0 | 0 | 0 | 0 | 0 | 0
[149 empty] | All EPR in 2020WLDFRFinancial | WLDFR | HFTD - Distribution - Tier 2 - 3QU CoRE ¦ 3QU LoRE | Non-Red Flag Warning - Small Fires | 2020 | Financial | 0.0015809 | 808.5801 | 2020 | Control | 0.053 | 3 | 0 | esc | 0.055966 | 8.8475e-05 | 0 | 0 | 0 | 0 | 0 | 0
[149 empty] | All EPR in 2020WLDFRSafety | WLDFR | HFTD - Distribution - Tier 2 - 3QU CoRE ¦ 3QU LoRE | Non-Red Flag Warning - Small Fires | 2020 | Safety | 0.039895 | 808.5801 | 2020 | Control | 0.053 | 3 | 0 | esc | 0.055966 | 0.0022328 | 0 | 0 | 0 | 0 | 0 | 0
[149 empty] | All EPR in 2020WLDFRElectric Reliability | WLDFR | HFTD - Distribution - Tier 2 - 3QU CoRE ¦ 3QU LoRE | Red Flag Warning - Catastrophic Fires | 2020 | Electric Reliability | 222.2294 | 808.5801 | 2020 | Control | 0.1325 | 3 | 0 | esc | 0.15274 | 33.9428 | 0 | 0 | 0 | 0 | 0 | 0
[149 empty] | All EPR in 2020WLDFRFinancial | WLDFR | HFTD - Distribution - Tier 2 - 3QU CoRE ¦ 3QU LoRE | Red Flag Warning - Catastrophic Fires | 2020 | Financial | 8585.7228 | 808.5801 | 2020 | Control | 0.053 | 3 | 0 | esc | 0.055966 | 480.5104 | 0 | 0 | 0 | 0 | 0 | 0
[149 empty] | All EPR in 2020WLDFRSafety | WLDFR | HFTD - Distribution - Tier 2 - 3QU CoRE ¦ 3QU LoRE | Red Flag Warning - Catastrophic Fires | 2020 | Safety | 5338.1784 | 808.5801 | 2020 | Control | 0.053 | 3 | 0 | esc | 0.055966 | 298.7576 | 0 | 0 | 0 | 0 | 0 | 0
[149 empty] | All EPR in 2020WLDFRElectric Reliability | WLDFR | HFTD - Distribution - Tier 2 - 3QU CoRE ¦ 3QU LoRE | Red Flag Warning - Destructive Fires | 2020 | Electric Reliability | 222.2294 | 808.5801 | 2020 | Control | 0.1325 | 3 | 0 | esc | 0.15274 | 33.9428 | 0 | 0 | 0 | 0 | 0 | 0
[149 empty] | All EPR in 2020WLDFRFinancial | WLDFR | HFTD - Distribution - Tier 2 - 3QU CoRE ¦ 3QU LoRE | Red Flag Warning - Destructive Fires | 2020 | Financial | 8585.7228 | 808.5801 | 2020 | Control | 0.053 | 3 | 0 | esc | 0.055966 | 480.5104 | 0 | 0 | 0 | 0 | 0 | 0
[149 empty] | All EPR in 2020WLDFRElectric Reliability | WLDFR | HFTD - Distribution - Tier 2 - 3QU CoRE ¦ 3QU LoRE | Red Flag Warning - Large Fires | 2020 | Electric Reliability | 0.69642 | 808.5801 | 2020 | Control | 0.1325 | 3 | 0 | esc | 0.15274 | 0.10637 | 0 | 0 | 0 | 0 | 0 | 0
[149 empty] | All EPR in 2020WLDFRFinancial | WLDFR | HFTD - Distribution - Tier 2 - 3QU CoRE ¦ 3QU LoRE | Red Flag Warning - Large Fires | 2020 | Financial | 2.942 | 808.5801 | 2020 | Control | 0.053 | 3 | 0 | esc | 0.055966 | 0.16465 | 0 | 0 | 0 | 0 | 0 | 0
[149 empty] | All EPR in 2020WLDFRSafety | WLDFR | HFTD - Distribution - Tier 2 - 3QU CoRE ¦ 3QU LoRE | Red Flag Warning - Large Fires | 2020 | Safety | 1.6022 | 808.5801 | 2020 | Control | 0.053 | 3 | 0 | esc | 0.055966 | 0.089668 | 0 | 0 | 0 | 0 | 0 | 0
[149 empty] | All EPR in 2020WLDFRElectric Reliability | WLDFR | HFTD - Distribution - Tier 2 - 3QU CoRE ¦ 3QU LoRE | Red Flag Warning - Small Fires | 2020 | Electric Reliability | 0.036425 | 808.5801 | 2020 | Control | 0.1325 | 3 | 0 | esc | 0.15274 | 0.0055635 | 0 | 0 | 0 | 0 | 0 | 0
[149 empty] | All EPR in 2020WLDFRFinancial | WLDFR | HFTD - Distribution - Tier 2 - 3QU CoRE ¦ 3QU LoRE | Red Flag Warning - Small Fires | 2020 | Financial | 0.0015809 | 808.5801 | 2020 | Control | 0.053 | 3 | 0 | esc | 0.055966 | 8.8475e-05 | 0 | 0 | 0 | 0 | 0 | 0
[149 empty] | All EPR in 2020WLDFRSafety | WLDFR | HFTD - Distribution - Tier 2 - 3QU CoRE ¦ 3QU LoRE | Red Flag Warning - Small Fires | 2020 | Safety | 0.039895 | 808.5801 | 2020 | Control | 0.053 | 3 | 0 | esc | 0.055966 | 0.0022328 | 0 | 0 | 0 | 0 | 0 | 0
[149 empty] | All EPR in 2020WLDFRElectric Reliability | WLDFR | HFTD - Distribution - Tier 2 - 3QU CoRE ¦ 3QU LoRE | Seismic - Non-Red Flag Warning - Catastrophic Fires | 2020 | Electric Reliability | 409.2237 | 808.5801 | 2020 | Control | 0.1325 | 3 | 0 | esc | 0.15274 | 62.5039 | 0 | 0 | 0 | 0 | 0 | 0
[149 empty] | All EPR in 2020WLDFRFinancial | WLDFR | HFTD - Distribution - Tier 2 - 3QU CoRE ¦ 3QU LoRE | Seismic - Non-Red Flag Warning - Catastrophic Fires | 2020 | Financial | 13469.0878 | 808.5801 | 2020 | Control | 0.053 | 3 | 0 | esc | 0.055966 | 753.8138 | 0 | 0 | 0 | 0 | 0 | 0
[149 empty] | All EPR in 2020WLDFRSafety | WLDFR | HFTD - Distribution - Tier 2 - 3QU CoRE ¦ 3QU LoRE | Seismic - Non-Red Flag Warning - Catastrophic Fires | 2020 | Safety | 7205.5313 | 808.5801 | 2020 | Control | 0.053 | 3 | 0 | esc | 0.055966 | 403.2663 | 0 | 0 | 0 | 0 | 0 | 0
[149 empty] | All EPR in 2020WLDFRElectric Reliability | WLDFR | HFTD - Distribution - Tier 2 - 3QU CoRE ¦ 3QU LoRE | Seismic - Red Flag Warning - Catastrophic Fires | 2020 | Electric Reliability | 409.2237 | 808.5801 | 2020 | Control | 0.1325 | 3 | 0 | esc | 0.15274 | 62.5039 | 0 | 0 | 0 | 0 | 0 | 0
[149 empty] | All EPR in 2020WLDFRFinancial | WLDFR | HFTD - Distribution - Tier 2 - 3QU CoRE ¦ 3QU LoRE | Seismic - Red Flag Warning - Catastrophic Fires | 2020 | Financial | 13469.0878 | 808.5801 | 2020 | Control | 0.053 | 3 | 0 | esc | 0.055966 | 753.8138 | 0 | 0 | 0 | 0 | 0 | 0
[149 empty] | All EPR in 2020WLDFRSafety | WLDFR | HFTD - Distribution - Tier 2 - 3QU CoRE ¦ 3QU LoRE | Seismic - Red Flag Warning - Catastrophic Fires | 2020 | Safety | 7205.5313 | 808.5801 | 2020 | Control | 0.053 | 3 | 0 | esc | 0.055966 | 403.2663 | 0 | 0 | 0 | 0 | 0 | 0
[149 empty] | All EPR in 2020WLDFRElectric Reliability | WLDFR | HFTD - Distribution - Tier 2 - 3QU CoRE ¦ 4QU LoRE | Non-Red Flag Warning - Catastrophic Fires | 2020 | Electric Reliability | 222.2294 | 758.7044 | 2020 | Control | 0.1325 | 3 | 0 | esc | 0.15274 | 33.9428 | 0 | 0 | 0 | 0 | 0 | 0
[149 empty] | All EPR in 2020WLDFRFinancial | WLDFR | HFTD - Distribution - Tier 2 - 3QU CoRE ¦ 4QU LoRE | Non-Red Flag Warning - Catastrophic Fires | 2020 | Financial | 8585.7228 | 758.7044 | 2020 | Control | 0.053 | 3 | 0 | esc | 0.055966 | 480.5104 | 0 | 0 | 0 | 0 | 0 | 0
[149 empty] | All EPR in 2020WLDFRSafety | WLDFR | HFTD - Distribution - Tier 2 - 3QU CoRE ¦ 4QU LoRE | Non-Red Flag Warning - Catastrophic Fires | 2020 | Safety | 5338.1784 | 758.7044 | 2020 | Control | 0.053 | 3 | 0 | esc | 0.055966 | 298.7576 | 0 | 0 | 0 | 0 | 0 | 0
[149 empty] | All EPR in 2020WLDFRElectric Reliability | WLDFR | HFTD - Distribution - Tier 2 - 3QU CoRE ¦ 4QU LoRE | Non-Red Flag Warning - Destructive Fires | 2020 | Electric Reliability | 222.2294 | 758.7044 | 2020 | Control | 0.1325 | 3 | 0 | esc | 0.15274 | 33.9428 | 0 | 0 | 0 | 0 | 0 | 0
[149 empty] | All EPR in 2020WLDFRFinancial | WLDFR | HFTD - Distribution - Tier 2 - 3QU CoRE ¦ 4QU LoRE | Non-Red Flag Warning - Destructive Fires | 2020 | Financial | 8585.7228 | 758.7044 | 2020 | Control | 0.053 | 3 | 0 | esc | 0.055966 | 480.5104 | 0 | 0 | 0 | 0 | 0 | 0
[149 empty] | All EPR in 2020WLDFRElectric Reliability | WLDFR | HFTD - Distribution - Tier 2 - 3QU CoRE ¦ 4QU LoRE | Non-Red Flag Warning - Large Fires | 2020 | Electric Reliability | 0.69642 | 758.7044 | 2020 | Control | 0.1325 | 3 | 0 | esc | 0.15274 | 0.10637 | 0 | 0 | 0 | 0 | 0 | 0
[149 empty] | All EPR in 2020WLDFRFinancial | WLDFR | HFTD - Distribution - Tier 2 - 3QU CoRE ¦ 4QU LoRE | Non-Red Flag Warning - Large Fires | 2020 | Financial | 2.942 | 758.7044 | 2020 | Control | 0.053 | 3 | 0 | esc | 0.055966 | 0.16465 | 0 | 0 | 0 | 0 | 0 | 0
[149 empty] | All EPR in 2020WLDFRSafety | WLDFR | HFTD - Distribution - Tier 2 - 3QU CoRE ¦ 4QU LoRE | Non-Red Flag Warning - Large Fires | 2020 | Safety | 1.6022 | 758.7044 | 2020 | Control | 0.053 | 3 | 0 | esc | 0.055966 | 0.089668 | 0 | 0 | 0 | 0 | 0 | 0
[149 empty] | All EPR in 2020WLDFRElectric Reliability | WLDFR | HFTD - Distribution - Tier 2 - 3QU CoRE ¦ 4QU LoRE | Non-Red Flag Warning - Small Fires | 2020 | Electric Reliability | 0.036425 | 758.7044 | 2020 | Control | 0.1325 | 3 | 0 | esc | 0.15274 | 0.0055635 | 0 | 0 | 0 | 0 | 0 | 0
[149 empty] | All EPR in 2020WLDFRFinancial | WLDFR | HFTD - Distribution - Tier 2 - 3QU CoRE ¦ 4QU LoRE | Non-Red Flag Warning - Small Fires | 2020 | Financial | 0.0015809 | 758.7044 | 2020 | Control | 0.053 | 3 | 0 | esc | 0.055966 | 8.8475e-05 | 0 | 0 | 0 | 0 | 0 | 0
[149 empty] | All EPR in 2020WLDFRSafety | WLDFR | HFTD - Distribution - Tier 2 - 3QU CoRE ¦ 4QU LoRE | Non-Red Flag Warning - Small Fires | 2020 | Safety | 0.039895 | 758.7044 | 2020 | Control | 0.053 | 3 | 0 | esc | 0.055966 | 0.0022328 | 0 | 0 | 0 | 0 | 0 | 0
[149 empty] | All EPR in 2020WLDFRElectric Reliability | WLDFR | HFTD - Distribution - Tier 2 - 3QU CoRE ¦ 4QU LoRE | Red Flag Warning - Catastrophic Fires | 2020 | Electric Reliability | 222.2294 | 758.7044 | 2020 | Control | 0.1325 | 3 | 0 | esc | 0.15274 | 33.9428 | 0 | 0 | 0 | 0 | 0 | 0
[149 empty] | All EPR in 2020WLDFRFinancial | WLDFR | HFTD - Distribution - Tier 2 - 3QU CoRE ¦ 4QU LoRE | Red Flag Warning - Catastrophic Fires | 2020 | Financial | 8585.7228 | 758.7044 | 2020 | Control | 0.053 | 3 | 0 | esc | 0.055966 | 480.5104 | 0 | 0 | 0 | 0 | 0 | 0
[149 empty] | All EPR in 2020WLDFRSafety | WLDFR | HFTD - Distribution - Tier 2 - 3QU CoRE ¦ 4QU LoRE | Red Flag Warning - Catastrophic Fires | 2020 | Safety | 5338.1784 | 758.7044 | 2020 | Control | 0.053 | 3 | 0 | esc | 0.055966 | 298.7576 | 0 | 0 | 0 | 0 | 0 | 0
[149 empty] | All EPR in 2020WLDFRElectric Reliability | WLDFR | HFTD - Distribution - Tier 2 - 3QU CoRE ¦ 4QU LoRE | Red Flag Warning - Destructive Fires | 2020 | Electric Reliability | 222.2294 | 758.7044 | 2020 | Control | 0.1325 | 3 | 0 | esc | 0.15274 | 33.9428 | 0 | 0 | 0 | 0 | 0 | 0
[149 empty] | All EPR in 2020WLDFRFinancial | WLDFR | HFTD - Distribution - Tier 2 - 3QU CoRE ¦ 4QU LoRE | Red Flag Warning - Destructive Fires | 2020 | Financial | 8585.7228 | 758.7044 | 2020 | Control | 0.053 | 3 | 0 | esc | 0.055966 | 480.5104 | 0 | 0 | 0 | 0 | 0 | 0
[149 empty] | All EPR in 2020WLDFRElectric Reliability | WLDFR | HFTD - Distribution - Tier 2 - 3QU CoRE ¦ 4QU LoRE | Red Flag Warning - Large Fires | 2020 | Electric Reliability | 0.69642 | 758.7044 | 2020 | Control | 0.1325 | 3 | 0 | esc | 0.15274 | 0.10637 | 0 | 0 | 0 | 0 | 0 | 0
[149 empty] | All EPR in 2020WLDFRFinancial | WLDFR | HFTD - Distribution - Tier 2 - 3QU CoRE ¦ 4QU LoRE | Red Flag Warning - Large Fires | 2020 | Financial | 2.942 | 758.7044 | 2020 | Control | 0.053 | 3 | 0 | esc | 0.055966 | 0.16465 | 0 | 0 | 0 | 0 | 0 | 0
[149 empty] | All EPR in 2020WLDFRSafety | WLDFR | HFTD - Distribution - Tier 2 - 3QU CoRE ¦ 4QU LoRE | Red Flag Warning - Large Fires | 2020 | Safety | 1.6022 | 758.7044 | 2020 | Control | 0.053 | 3 | 0 | esc | 0.055966 | 0.089668 | 0 | 0 | 0 | 0 | 0 | 0
[149 empty] | All EPR in 2020WLDFRElectric Reliability | WLDFR | HFTD - Distribution - Tier 2 - 3QU CoRE ¦ 4QU LoRE | Red Flag Warning - Small Fires | 2020 | Electric Reliability | 0.036425 | 758.7044 | 2020 | Control | 0.1325 | 3 | 0 | esc | 0.15274 | 0.0055635 | 0 | 0 | 0 | 0 | 0 | 0
[149 empty] | All EPR in 2020WLDFRFinancial | WLDFR | HFTD - Distribution - Tier 2 - 3QU CoRE ¦ 4QU LoRE | Red Flag Warning - Small Fires | 2020 | Financial | 0.0015809 | 758.7044 | 2020 | Control | 0.053 | 3 | 0 | esc | 0.055966 | 8.8475e-05 | 0 | 0 | 0 | 0 | 0 | 0
[149 empty] | All EPR in 2020WLDFRSafety | WLDFR | HFTD - Distribution - Tier 2 - 3QU CoRE ¦ 4QU LoRE | Red Flag Warning - Small Fires | 2020 | Safety | 0.039895 | 758.7044 | 2020 | Control | 0.053 | 3 | 0 | esc | 0.055966 | 0.0022328 | 0 | 0 | 0 | 0 | 0 | 0
[149 empty] | All EPR in 2020WLDFRElectric Reliability | WLDFR | HFTD - Distribution - Tier 2 - 3QU CoRE ¦ 4QU LoRE | Seismic - Non-Red Flag Warning - Catastrophic Fires | 2020 | Electric Reliability | 409.2237 | 758.7044 | 2020 | Control | 0.1325 | 3 | 0 | esc | 0.15274 | 62.5039 | 0 | 0 | 0 | 0 | 0 | 0
[149 empty] | All EPR in 2020WLDFRFinancial | WLDFR | HFTD - Distribution - Tier 2 - 3QU CoRE ¦ 4QU LoRE | Seismic - Non-Red Flag Warning - Catastrophic Fires | 2020 | Financial | 13469.0878 | 758.7044 | 2020 | Control | 0.053 | 3 | 0 | esc | 0.055966 | 753.8138 | 0 | 0 | 0 | 0 | 0 | 0
[149 empty] | All EPR in 2020WLDFRSafety | WLDFR | HFTD - Distribution - Tier 2 - 3QU CoRE ¦ 4QU LoRE | Seismic - Non-Red Flag Warning - Catastrophic Fires | 2020 | Safety | 7205.5313 | 758.7044 | 2020 | Control | 0.053 | 3 | 0 | esc | 0.055966 | 403.2663 | 0 | 0 | 0 | 0 | 0 | 0
[149 empty] | All EPR in 2020WLDFRElectric Reliability | WLDFR | HFTD - Distribution - Tier 2 - 3QU CoRE ¦ 4QU LoRE | Seismic - Red Flag Warning - Catastrophic Fires | 2020 | Electric Reliability | 409.2237 | 758.7044 | 2020 | Control | 0.1325 | 3 | 0 | esc | 0.15274 | 62.5039 | 0 | 0 | 0 | 0 | 0 | 0
[149 empty] | All EPR in 2020WLDFRFinancial | WLDFR | HFTD - Distribution - Tier 2 - 3QU CoRE ¦ 4QU LoRE | Seismic - Red Flag Warning - Catastrophic Fires | 2020 | Financial | 13469.0878 | 758.7044 | 2020 | Control | 0.053 | 3 | 0 | esc | 0.055966 | 753.8138 | 0 | 0 | 0 | 0 | 0 | 0
[149 empty] | All EPR in 2020WLDFRSafety | WLDFR | HFTD - Distribution - Tier 2 - 3QU CoRE ¦ 4QU LoRE | Seismic - Red Flag Warning - Catastrophic Fires | 2020 | Safety | 7205.5313 | 758.7044 | 2020 | Control | 0.053 | 3 | 0 | esc | 0.055966 | 403.2663 | 0 | 0 | 0 | 0 | 0 | 0
[149 empty] | All EPR in 2020WLDFRElectric Reliability | WLDFR | HFTD - Distribution - Tier 2 - 3QU CoRE ¦ 5QU LoRE | Non-Red Flag Warning - Catastrophic Fires | 2020 | Electric Reliability | 222.2294 | 746.7011 | 2020 | Control | 0.1325 | 3 | 0 | esc | 0.15274 | 33.9428 | 0 | 0 | 0 | 0 | 0 | 0
[149 empty] | All EPR in 2020WLDFRFinancial | WLDFR | HFTD - Distribution - Tier 2 - 3QU CoRE ¦ 5QU LoRE | Non-Red Flag Warning - Catastrophic Fires | 2020 | Financial | 8585.7228 | 746.7011 | 2020 | Control | 0.053 | 3 | 0 | esc | 0.055966 | 480.5104 | 0 | 0 | 0 | 0 | 0 | 0
[149 empty] | All EPR in 2020WLDFRSafety | WLDFR | HFTD - Distribution - Tier 2 - 3QU CoRE ¦ 5QU LoRE | Non-Red Flag Warning - Catastrophic Fires | 2020 | Safety | 5338.1784 | 746.7011 | 2020 | Control | 0.053 | 3 | 0 | esc | 0.055966 | 298.7576 | 0 | 0 | 0 | 0 | 0 | 0
[149 empty] | All EPR in 2020WLDFRElectric Reliability | WLDFR | HFTD - Distribution - Tier 2 - 3QU CoRE ¦ 5QU LoRE | Non-Red Flag Warning - Destructive Fires | 2020 | Electric Reliability | 222.2294 | 746.7011 | 2020 | Control | 0.1325 | 3 | 0 | esc | 0.15274 | 33.9428 | 0 | 0 | 0 | 0 | 0 | 0
[149 empty] | All EPR in 2020WLDFRFinancial | WLDFR | HFTD - Distribution - Tier 2 - 3QU CoRE ¦ 5QU LoRE | Non-Red Flag Warning - Destructive Fires | 2020 | Financial | 8585.7228 | 746.7011 | 2020 | Control | 0.053 | 3 | 0 | esc | 0.055966 | 480.5104 | 0 | 0 | 0 | 0 | 0 | 0
[149 empty] | All EPR in 2020WLDFRElectric Reliability | WLDFR | HFTD - Distribution - Tier 2 - 3QU CoRE ¦ 5QU LoRE | Non-Red Flag Warning - Large Fires | 2020 | Electric Reliability | 0.69642 | 746.7011 | 2020 | Control | 0.1325 | 3 | 0 | esc | 0.15274 | 0.10637 | 0 | 0 | 0 | 0 | 0 | 0
[149 empty] | All EPR in 2020WLDFRFinancial | WLDFR | HFTD - Distribution - Tier 2 - 3QU CoRE ¦ 5QU LoRE | Non-Red Flag Warning - Large Fires | 2020 | Financial | 2.942 | 746.7011 | 2020 | Control | 0.053 | 3 | 0 | esc | 0.055966 | 0.16465 | 0 | 0 | 0 | 0 | 0 | 0
[149 empty] | All EPR in 2020WLDFRSafety | WLDFR | HFTD - Distribution - Tier 2 - 3QU CoRE ¦ 5QU LoRE | Non-Red Flag Warning - Large Fires | 2020 | Safety | 1.6022 | 746.7011 | 2020 | Control | 0.053 | 3 | 0 | esc | 0.055966 | 0.089668 | 0 | 0 | 0 | 0 | 0 | 0
[149 empty] | All EPR in 2020WLDFRElectric Reliability | WLDFR | HFTD - Distribution - Tier 2 - 3QU CoRE ¦ 5QU LoRE | Non-Red Flag Warning - Small Fires | 2020 | Electric Reliability | 0.036425 | 746.7011 | 2020 | Control | 0.1325 | 3 | 0 | esc | 0.15274 | 0.0055635 | 0 | 0 | 0 | 0 | 0 | 0
[149 empty] | All EPR in 2020WLDFRFinancial | WLDFR | HFTD - Distribution - Tier 2 - 3QU CoRE ¦ 5QU LoRE | Non-Red Flag Warning - Small Fires | 2020 | Financial | 0.0015809 | 746.7011 | 2020 | Control | 0.053 | 3 | 0 | esc | 0.055966 | 8.8475e-05 | 0 | 0 | 0 | 0 | 0 | 0
[149 empty] | All EPR in 2020WLDFRSafety | WLDFR | HFTD - Distribution - Tier 2 - 3QU CoRE ¦ 5QU LoRE | Non-Red Flag Warning - Small Fires | 2020 | Safety | 0.039895 | 746.7011 | 2020 | Control | 0.053 | 3 | 0 | esc | 0.055966 | 0.0022328 | 0 | 0 | 0 | 0 | 0 | 0
[149 empty] | All EPR in 2020WLDFRElectric Reliability | WLDFR | HFTD - Distribution - Tier 2 - 3QU CoRE ¦ 5QU LoRE | Red Flag Warning - Catastrophic Fires | 2020 | Electric Reliability | 222.2294 | 746.7011 | 2020 | Control | 0.1325 | 3 | 0 | esc | 0.15274 | 33.9428 | 0 | 0 | 0 | 0 | 0 | 0
[149 empty] | All EPR in 2020WLDFRFinancial | WLDFR | HFTD - Distribution - Tier 2 - 3QU CoRE ¦ 5QU LoRE | Red Flag Warning - Catastrophic Fires | 2020 | Financial | 8585.7228 | 746.7011 | 2020 | Control | 0.053 | 3 | 0 | esc | 0.055966 | 480.5104 | 0 | 0 | 0 | 0 | 0 | 0
[149 empty] | All EPR in 2020WLDFRSafety | WLDFR | HFTD - Distribution - Tier 2 - 3QU CoRE ¦ 5QU LoRE | Red Flag Warning - Catastrophic Fires | 2020 | Safety | 5338.1784 | 746.7011 | 2020 | Control | 0.053 | 3 | 0 | esc | 0.055966 | 298.7576 | 0 | 0 | 0 | 0 | 0 | 0
[149 empty] | All EPR in 2020WLDFRElectric Reliability | WLDFR | HFTD - Distribution - Tier 2 - 3QU CoRE ¦ 5QU LoRE | Red Flag Warning - Destructive Fires | 2020 | Electric Reliability | 222.2294 | 746.7011 | 2020 | Control | 0.1325 | 3 | 0 | esc | 0.15274 | 33.9428 | 0 | 0 | 0 | 0 | 0 | 0
[149 empty] | All EPR in 2020WLDFRFinancial | WLDFR | HFTD - Distribution - Tier 2 - 3QU CoRE ¦ 5QU LoRE | Red Flag Warning - Destructive Fires | 2020 | Financial | 8585.7228 | 746.7011 | 2020 | Control | 0.053 | 3 | 0 | esc | 0.055966 | 480.5104 | 0 | 0 | 0 | 0 | 0 | 0
[149 empty] | All EPR in 2020WLDFRElectric Reliability | WLDFR | HFTD - Distribution - Tier 2 - 3QU CoRE ¦ 5QU LoRE | Red Flag Warning - Large Fires | 2020 | Electric Reliability | 0.69642 | 746.7011 | 2020 | Control | 0.1325 | 3 | 0 | esc | 0.15274 | 0.10637 | 0 | 0 | 0 | 0 | 0 | 0
[149 empty] | All EPR in 2020WLDFRFinancial | WLDFR | HFTD - Distribution - Tier 2 - 3QU CoRE ¦ 5QU LoRE | Red Flag Warning - Large Fires | 2020 | Financial | 2.942 | 746.7011 | 2020 | Control | 0.053 | 3 | 0 | esc | 0.055966 | 0.16465 | 0 | 0 | 0 | 0 | 0 | 0
[149 empty] | All EPR in 2020WLDFRSafety | WLDFR | HFTD - Distribution - Tier 2 - 3QU CoRE ¦ 5QU LoRE | Red Flag Warning - Large Fires | 2020 | Safety | 1.6022 | 746.7011 | 2020 | Control | 0.053 | 3 | 0 | esc | 0.055966 | 0.089668 | 0 | 0 | 0 | 0 | 0 | 0
[149 empty] | All EPR in 2020WLDFRElectric Reliability | WLDFR | HFTD - Distribution - Tier 2 - 3QU CoRE ¦ 5QU LoRE | Red Flag Warning - Small Fires | 2020 | Electric Reliability | 0.036425 | 746.7011 | 2020 | Control | 0.1325 | 3 | 0 | esc | 0.15274 | 0.0055635 | 0 | 0 | 0 | 0 | 0 | 0
[149 empty] | All EPR in 2020WLDFRFinancial | WLDFR | HFTD - Distribution - Tier 2 - 3QU CoRE ¦ 5QU LoRE | Red Flag Warning - Small Fires | 2020 | Financial | 0.0015809 | 746.7011 | 2020 | Control | 0.053 | 3 | 0 | esc | 0.055966 | 8.8475e-05 | 0 | 0 | 0 | 0 | 0 | 0
[149 empty] | All EPR in 2020WLDFRSafety | WLDFR | HFTD - Distribution - Tier 2 - 3QU CoRE ¦ 5QU LoRE | Red Flag Warning - Small Fires | 2020 | Safety | 0.039895 | 746.7011 | 2020 | Control | 0.053 | 3 | 0 | esc | 0.055966 | 0.0022328 | 0 | 0 | 0 | 0 | 0 | 0
[149 empty] | All EPR in 2020WLDFRElectric Reliability | WLDFR | HFTD - Distribution - Tier 2 - 3QU CoRE ¦ 5QU LoRE | Seismic - Non-Red Flag Warning - Catastrophic Fires | 2020 | Electric Reliability | 409.2237 | 746.7011 | 2020 | Control | 0.1325 | 3 | 0 | esc | 0.15274 | 62.5039 | 0 | 0 | 0 | 0 | 0 | 0
[149 empty] | All EPR in 2020WLDFRFinancial | WLDFR | HFTD - Distribution - Tier 2 - 3QU CoRE ¦ 5QU LoRE | Seismic - Non-Red Flag Warning - Catastrophic Fires | 2020 | Financial | 13469.0878 | 746.7011 | 2020 | Control | 0.053 | 3 | 0 | esc | 0.055966 | 753.8138 | 0 | 0 | 0 | 0 | 0 | 0
[149 empty] | All EPR in 2020WLDFRSafety | WLDFR | HFTD - Distribution - Tier 2 - 3QU CoRE ¦ 5QU LoRE | Seismic - Non-Red Flag Warning - Catastrophic Fires | 2020 | Safety | 7205.5313 | 746.7011 | 2020 | Control | 0.053 | 3 | 0 | esc | 0.055966 | 403.2663 | 0 | 0 | 0 | 0 | 0 | 0
[149 empty] | All EPR in 2020WLDFRElectric Reliability | WLDFR | HFTD - Distribution - Tier 2 - 3QU CoRE ¦ 5QU LoRE | Seismic - Red Flag Warning - Catastrophic Fires | 2020 | Electric Reliability | 409.2237 | 746.7011 | 2020 | Control | 0.1325 | 3 | 0 | esc | 0.15274 | 62.5039 | 0 | 0 | 0 | 0 | 0 | 0
[149 empty] | All EPR in 2020WLDFRFinancial | WLDFR | HFTD - Distribution - Tier 2 - 3QU CoRE ¦ 5QU LoRE | Seismic - Red Flag Warning - Catastrophic Fires | 2020 | Financial | 13469.0878 | 746.7011 | 2020 | Control | 0.053 | 3 | 0 | esc | 0.055966 | 753.8138 | 0 | 0 | 0 | 0 | 0 | 0
[149 empty] | All EPR in 2020WLDFRSafety | WLDFR | HFTD - Distribution - Tier 2 - 3QU CoRE ¦ 5QU LoRE | Seismic - Red Flag Warning - Catastrophic Fires | 2020 | Safety | 7205.5313 | 746.7011 | 2020 | Control | 0.053 | 3 | 0 | esc | 0.055966 | 403.2663 | 0 | 0 | 0 | 0 | 0 | 0
[149 empty] | All EPR in 2020WLDFRElectric Reliability | WLDFR | HFTD - Distribution - Tier 2 - 4QU CoRE ¦ 1QU LoRE | Non-Red Flag Warning - Catastrophic Fires | 2020 | Electric Reliability | 222.2294 | 692.6276 | 2020 | Control | 0.1325 | 3 | 0 | esc | 0.15274 | 33.9428 | 0 | 0 | 0 | 0 | 0 | 0
[149 empty] | All EPR in 2020WLDFRFinancial | WLDFR | HFTD - Distribution - Tier 2 - 4QU CoRE ¦ 1QU LoRE | Non-Red Flag Warning - Catastrophic Fires | 2020 | Financial | 8585.7228 | 692.6276 | 2020 | Control | 0.053 | 3 | 0 | esc | 0.055966 | 480.5104 | 0 | 0 | 0 | 0 | 0 | 0
[149 empty] | All EPR in 2020WLDFRSafety | WLDFR | HFTD - Distribution - Tier 2 - 4QU CoRE ¦ 1QU LoRE | Non-Red Flag Warning - Catastrophic Fires | 2020 | Safety | 5338.1784 | 692.6276 | 2020 | Control | 0.053 | 3 | 0 | esc | 0.055966 | 298.7576 | 0 | 0 | 0 | 0 | 0 | 0
[149 empty] | All EPR in 2020WLDFRElectric Reliability | WLDFR | HFTD - Distribution - Tier 2 - 4QU CoRE ¦ 1QU LoRE | Non-Red Flag Warning - Destructive Fires | 2020 | Electric Reliability | 222.2294 | 692.6276 | 2020 | Control | 0.1325 | 3 | 0 | esc | 0.15274 | 33.9428 | 0 | 0 | 0 | 0 | 0 | 0
[149 empty] | All EPR in 2020WLDFRFinancial | WLDFR | HFTD - Distribution - Tier 2 - 4QU CoRE ¦ 1QU LoRE | Non-Red Flag Warning - Destructive Fires | 2020 | Financial | 8585.7228 | 692.6276 | 2020 | Control | 0.053 | 3 | 0 | esc | 0.055966 | 480.5104 | 0 | 0 | 0 | 0 | 0 | 0
[149 empty] | All EPR in 2020WLDFRElectric Reliability | WLDFR | HFTD - Distribution - Tier 2 - 4QU CoRE ¦ 1QU LoRE | Non-Red Flag Warning - Large Fires | 2020 | Electric Reliability | 0.69642 | 692.6276 | 2020 | Control | 0.1325 | 3 | 0 | esc | 0.15274 | 0.10637 | 0 | 0 | 0 | 0 | 0 | 0
[149 empty] | All EPR in 2020WLDFRFinancial | WLDFR | HFTD - Distribution - Tier 2 - 4QU CoRE ¦ 1QU LoRE | Non-Red Flag Warning - Large Fires | 2020 | Financial | 2.942 | 692.6276 | 2020 | Control | 0.053 | 3 | 0 | esc | 0.055966 | 0.16465 | 0 | 0 | 0 | 0 | 0 | 0
[149 empty] | All EPR in 2020WLDFRSafety | WLDFR | HFTD - Distribution - Tier 2 - 4QU CoRE ¦ 1QU LoRE | Non-Red Flag Warning - Large Fires | 2020 | Safety | 1.6022 | 692.6276 | 2020 | Control | 0.053 | 3 | 0 | esc | 0.055966 | 0.089668 | 0 | 0 | 0 | 0 | 0 | 0
[149 empty] | All EPR in 2020WLDFRElectric Reliability | WLDFR | HFTD - Distribution - Tier 2 - 4QU CoRE ¦ 1QU LoRE | Non-Red Flag Warning - Small Fires | 2020 | Electric Reliability | 0.036425 | 692.6276 | 2020 | Control | 0.1325 | 3 | 0 | esc | 0.15274 | 0.0055635 | 0 | 0 | 0 | 0 | 0 | 0
[149 empty] | All EPR in 2020WLDFRFinancial | WLDFR | HFTD - Distribution - Tier 2 - 4QU CoRE ¦ 1QU LoRE | Non-Red Flag Warning - Small Fires | 2020 | Financial | 0.0015809 | 692.6276 | 2020 | Control | 0.053 | 3 | 0 | esc | 0.055966 | 8.8475e-05 | 0 | 0 | 0 | 0 | 0 | 0
[149 empty] | All EPR in 2020WLDFRSafety | WLDFR | HFTD - Distribution - Tier 2 - 4QU CoRE ¦ 1QU LoRE | Non-Red Flag Warning - Small Fires | 2020 | Safety | 0.039895 | 692.6276 | 2020 | Control | 0.053 | 3 | 0 | esc | 0.055966 | 0.0022328 | 0 | 0 | 0 | 0 | 0 | 0
[149 empty] | All EPR in 2020WLDFRElectric Reliability | WLDFR | HFTD - Distribution - Tier 2 - 4QU CoRE ¦ 1QU LoRE | Red Flag Warning - Catastrophic Fires | 2020 | Electric Reliability | 222.2294 | 692.6276 | 2020 | Control | 0.1325 | 3 | 0 | esc | 0.15274 | 33.9428 | 0 | 0 | 0 | 0 | 0 | 0
[149 empty] | All EPR in 2020WLDFRFinancial | WLDFR | HFTD - Distribution - Tier 2 - 4QU CoRE ¦ 1QU LoRE | Red Flag Warning - Catastrophic Fires | 2020 | Financial | 8585.7228 | 692.6276 | 2020 | Control | 0.053 | 3 | 0 | esc | 0.055966 | 480.5104 | 0 | 0 | 0 | 0 | 0 | 0
[149 empty] | All EPR in 2020WLDFRSafety | WLDFR | HFTD - Distribution - Tier 2 - 4QU CoRE ¦ 1QU LoRE | Red Flag Warning - Catastrophic Fires | 2020 | Safety | 5338.1784 | 692.6276 | 2020 | Control | 0.053 | 3 | 0 | esc | 0.055966 | 298.7576 | 0 | 0 | 0 | 0 | 0 | 0
[149 empty] | All EPR in 2020WLDFRElectric Reliability | WLDFR | HFTD - Distribution - Tier 2 - 4QU CoRE ¦ 1QU LoRE | Red Flag Warning - Destructive Fires | 2020 | Electric Reliability | 222.2294 | 692.6276 | 2020 | Control | 0.1325 | 3 | 0 | esc | 0.15274 | 33.9428 | 0 | 0 | 0 | 0 | 0 | 0
[149 empty] | All EPR in 2020WLDFRFinancial | WLDFR | HFTD - Distribution - Tier 2 - 4QU CoRE ¦ 1QU LoRE | Red Flag Warning - Destructive Fires | 2020 | Financial | 8585.7228 | 692.6276 | 2020 | Control | 0.053 | 3 | 0 | esc | 0.055966 | 480.5104 | 0 | 0 | 0 | 0 | 0 | 0
[149 empty] | All EPR in 2020WLDFRElectric Reliability | WLDFR | HFTD - Distribution - Tier 2 - 4QU CoRE ¦ 1QU LoRE | Red Flag Warning - Large Fires | 2020 | Electric Reliability | 0.69642 | 692.6276 | 2020 | Control | 0.1325 | 3 | 0 | esc | 0.15274 | 0.10637 | 0 | 0 | 0 | 0 | 0 | 0
[149 empty] | All EPR in 2020WLDFRFinancial | WLDFR | HFTD - Distribution - Tier 2 - 4QU CoRE ¦ 1QU LoRE | Red Flag Warning - Large Fires | 2020 | Financial | 2.942 | 692.6276 | 2020 | Control | 0.053 | 3 | 0 | esc | 0.055966 | 0.16465 | 0 | 0 | 0 | 0 | 0 | 0
[149 empty] | All EPR in 2020WLDFRSafety | WLDFR | HFTD - Distribution - Tier 2 - 4QU CoRE ¦ 1QU LoRE | Red Flag Warning - Large Fires | 2020 | Safety | 1.6022 | 692.6276 | 2020 | Control | 0.053 | 3 | 0 | esc | 0.055966 | 0.089668 | 0 | 0 | 0 | 0 | 0 | 0
[149 empty] | All EPR in 2020WLDFRElectric Reliability | WLDFR | HFTD - Distribution - Tier 2 - 4QU CoRE ¦ 1QU LoRE | Red Flag Warning - Small Fires | 2020 | Electric Reliability | 0.036425 | 692.6276 | 2020 | Control | 0.1325 | 3 | 0 | esc | 0.15274 | 0.0055635 | 0 | 0 | 0 | 0 | 0 | 0
[149 empty] | All EPR in 2020WLDFRFinancial | WLDFR | HFTD - Distribution - Tier 2 - 4QU CoRE ¦ 1QU LoRE | Red Flag Warning - Small Fires | 2020 | Financial | 0.0015809 | 692.6276 | 2020 | Control | 0.053 | 3 | 0 | esc | 0.055966 | 8.8475e-05 | 0 | 0 | 0 | 0 | 0 | 0
[149 empty] | All EPR in 2020WLDFRSafety | WLDFR | HFTD - Distribution - Tier 2 - 4QU CoRE ¦ 1QU LoRE | Red Flag Warning - Small Fires | 2020 | Safety | 0.039895 | 692.6276 | 2020 | Control | 0.053 | 3 | 0 | esc | 0.055966 | 0.0022328 | 0 | 0 | 0 | 0 | 0 | 0
[149 empty] | All EPR in 2020WLDFRElectric Reliability | WLDFR | HFTD - Distribution - Tier 2 - 4QU CoRE ¦ 1QU LoRE | Seismic - Non-Red Flag Warning - Catastrophic Fires | 2020 | Electric Reliability | 409.2237 | 692.6276 | 2020 | Control | 0.1325 | 3 | 0 | esc | 0.15274 | 62.5039 | 0 | 0 | 0 | 0 | 0 | 0
[149 empty] | All EPR in 2020WLDFRFinancial | WLDFR | HFTD - Distribution - Tier 2 - 4QU CoRE ¦ 1QU LoRE | Seismic - Non-Red Flag Warning - Catastrophic Fires | 2020 | Financial | 13469.0878 | 692.6276 | 2020 | Control | 0.053 | 3 | 0 | esc | 0.055966 | 753.8138 | 0 | 0 | 0 | 0 | 0 | 0
[149 empty] | All EPR in 2020WLDFRSafety | WLDFR | HFTD - Distribution - Tier 2 - 4QU CoRE ¦ 1QU LoRE | Seismic - Non-Red Flag Warning - Catastrophic Fires | 2020 | Safety | 7205.5313 | 692.6276 | 2020 | Control | 0.053 | 3 | 0 | esc | 0.055966 | 403.2663 | 0 | 0 | 0 | 0 | 0 | 0
[149 empty] | All EPR in 2020WLDFRElectric Reliability | WLDFR | HFTD - Distribution - Tier 2 - 4QU CoRE ¦ 1QU LoRE | Seismic - Red Flag Warning - Catastrophic Fires | 2020 | Electric Reliability | 409.2237 | 692.6276 | 2020 | Control | 0.1325 | 3 | 0 | esc | 0.15274 | 62.5039 | 0 | 0 | 0 | 0 | 0 | 0
[149 empty] | All EPR in 2020WLDFRFinancial | WLDFR | HFTD - Distribution - Tier 2 - 4QU CoRE ¦ 1QU LoRE | Seismic - Red Flag Warning - Catastrophic Fires | 2020 | Financial | 13469.0878 | 692.6276 | 2020 | Control | 0.053 | 3 | 0 | esc | 0.055966 | 753.8138 | 0 | 0 | 0 | 0 | 0 | 0
[149 empty] | All EPR in 2020WLDFRSafety | WLDFR | HFTD - Distribution - Tier 2 - 4QU CoRE ¦ 1QU LoRE | Seismic - Red Flag Warning - Catastrophic Fires | 2020 | Safety | 7205.5313 | 692.6276 | 2020 | Control | 0.053 | 3 | 0 | esc | 0.055966 | 403.2663 | 0 | 0 | 0 | 0 | 0 | 0
[149 empty] | All EPR in 2020WLDFRElectric Reliability | WLDFR | HFTD - Distribution - Tier 2 - 4QU CoRE ¦ 2QU LoRE | Non-Red Flag Warning - Catastrophic Fires | 2020 | Electric Reliability | 222.2294 | 574.6424 | 2020 | Control | 0.1325 | 3 | 0 | esc | 0.15274 | 33.9428 | 0 | 0 | 0 | 0 | 0 | 0
[149 empty] | All EPR in 2020WLDFRFinancial | WLDFR | HFTD - Distribution - Tier 2 - 4QU CoRE ¦ 2QU LoRE | Non-Red Flag Warning - Catastrophic Fires | 2020 | Financial | 8585.7228 | 574.6424 | 2020 | Control | 0.053 | 3 | 0 | esc | 0.055966 | 480.5104 | 0 | 0 | 0 | 0 | 0 | 0
[149 empty] | All EPR in 2020WLDFRSafety | WLDFR | HFTD - Distribution - Tier 2 - 4QU CoRE ¦ 2QU LoRE | Non-Red Flag Warning - Catastrophic Fires | 2020 | Safety | 5338.1784 | 574.6424 | 2020 | Control | 0.053 | 3 | 0 | esc | 0.055966 | 298.7576 | 0 | 0 | 0 | 0 | 0 | 0
[149 empty] | All EPR in 2020WLDFRElectric Reliability | WLDFR | HFTD - Distribution - Tier 2 - 4QU CoRE ¦ 2QU LoRE | Non-Red Flag Warning - Destructive Fires | 2020 | Electric Reliability | 222.2294 | 574.6424 | 2020 | Control | 0.1325 | 3 | 0 | esc | 0.15274 | 33.9428 | 0 | 0 | 0 | 0 | 0 | 0
[149 empty] | All EPR in 2020WLDFRFinancial | WLDFR | HFTD - Distribution - Tier 2 - 4QU CoRE ¦ 2QU LoRE | Non-Red Flag Warning - Destructive Fires | 2020 | Financial | 8585.7228 | 574.6424 | 2020 | Control | 0.053 | 3 | 0 | esc | 0.055966 | 480.5104 | 0 | 0 | 0 | 0 | 0 | 0
[149 empty] | All EPR in 2020WLDFRElectric Reliability | WLDFR | HFTD - Distribution - Tier 2 - 4QU CoRE ¦ 2QU LoRE | Non-Red Flag Warning - Large Fires | 2020 | Electric Reliability | 0.69642 | 574.6424 | 2020 | Control | 0.1325 | 3 | 0 | esc | 0.15274 | 0.10637 | 0 | 0 | 0 | 0 | 0 | 0
[149 empty] | All EPR in 2020WLDFRFinancial | WLDFR | HFTD - Distribution - Tier 2 - 4QU CoRE ¦ 2QU LoRE | Non-Red Flag Warning - Large Fires | 2020 | Financial | 2.942 | 574.6424 | 2020 | Control | 0.053 | 3 | 0 | esc | 0.055966 | 0.16465 | 0 | 0 | 0 | 0 | 0 | 0
[149 empty] | All EPR in 2020WLDFRSafety | WLDFR | HFTD - Distribution - Tier 2 - 4QU CoRE ¦ 2QU LoRE | Non-Red Flag Warning - Large Fires | 2020 | Safety | 1.6022 | 574.6424 | 2020 | Control | 0.053 | 3 | 0 | esc | 0.055966 | 0.089668 | 0 | 0 | 0 | 0 | 0 | 0
[149 empty] | All EPR in 2020WLDFRElectric Reliability | WLDFR | HFTD - Distribution - Tier 2 - 4QU CoRE ¦ 2QU LoRE | Non-Red Flag Warning - Small Fires | 2020 | Electric Reliability | 0.036425 | 574.6424 | 2020 | Control | 0.1325 | 3 | 0 | esc | 0.15274 | 0.0055635 | 0 | 0 | 0 | 0 | 0 | 0
[149 empty] | All EPR in 2020WLDFRFinancial | WLDFR | HFTD - Distribution - Tier 2 - 4QU CoRE ¦ 2QU LoRE | Non-Red Flag Warning - Small Fires | 2020 | Financial | 0.0015809 | 574.6424 | 2020 | Control | 0.053 | 3 | 0 | esc | 0.055966 | 8.8475e-05 | 0 | 0 | 0 | 0 | 0 | 0
[149 empty] | All EPR in 2020WLDFRSafety | WLDFR | HFTD - Distribution - Tier 2 - 4QU CoRE ¦ 2QU LoRE | Non-Red Flag Warning - Small Fires | 2020 | Safety | 0.039895 | 574.6424 | 2020 | Control | 0.053 | 3 | 0 | esc | 0.055966 | 0.0022328 | 0 | 0 | 0 | 0 | 0 | 0
[149 empty] | All EPR in 2020WLDFRElectric Reliability | WLDFR | HFTD - Distribution - Tier 2 - 4QU CoRE ¦ 2QU LoRE | Red Flag Warning - Catastrophic Fires | 2020 | Electric Reliability | 222.2294 | 574.6424 | 2020 | Control | 0.1325 | 3 | 0 | esc | 0.15274 | 33.9428 | 0 | 0 | 0 | 0 | 0 | 0
[149 empty] | All EPR in 2020WLDFRFinancial | WLDFR | HFTD - Distribution - Tier 2 - 4QU CoRE ¦ 2QU LoRE | Red Flag Warning - Catastrophic Fires | 2020 | Financial | 8585.7228 | 574.6424 | 2020 | Control | 0.053 | 3 | 0 | esc | 0.055966 | 480.5104 | 0 | 0 | 0 | 0 | 0 | 0
[149 empty] | All EPR in 2020WLDFRSafety | WLDFR | HFTD - Distribution - Tier 2 - 4QU CoRE ¦ 2QU LoRE | Red Flag Warning - Catastrophic Fires | 2020 | Safety | 5338.1784 | 574.6424 | 2020 | Control | 0.053 | 3 | 0 | esc | 0.055966 | 298.7576 | 0 | 0 | 0 | 0 | 0 | 0
[149 empty] | All EPR in 2020WLDFRElectric Reliability | WLDFR | HFTD - Distribution - Tier 2 - 4QU CoRE ¦ 2QU LoRE | Red Flag Warning - Destructive Fires | 2020 | Electric Reliability | 222.2294 | 574.6424 | 2020 | Control | 0.1325 | 3 | 0 | esc | 0.15274 | 33.9428 | 0 | 0 | 0 | 0 | 0 | 0
[149 empty] | All EPR in 2020WLDFRFinancial | WLDFR | HFTD - Distribution - Tier 2 - 4QU CoRE ¦ 2QU LoRE | Red Flag Warning - Destructive Fires | 2020 | Financial | 8585.7228 | 574.6424 | 2020 | Control | 0.053 | 3 | 0 | esc | 0.055966 | 480.5104 | 0 | 0 | 0 | 0 | 0 | 0
[149 empty] | All EPR in 2020WLDFRElectric Reliability | WLDFR | HFTD - Distribution - Tier 2 - 4QU CoRE ¦ 2QU LoRE | Red Flag Warning - Large Fires | 2020 | Electric Reliability | 0.69642 | 574.6424 | 2020 | Control | 0.1325 | 3 | 0 | esc | 0.15274 | 0.10637 | 0 | 0 | 0 | 0 | 0 | 0
[149 empty] | All EPR in 2020WLDFRFinancial | WLDFR | HFTD - Distribution - Tier 2 - 4QU CoRE ¦ 2QU LoRE | Red Flag Warning - Large Fires | 2020 | Financial | 2.942 | 574.6424 | 2020 | Control | 0.053 | 3 | 0 | esc | 0.055966 | 0.16465 | 0 | 0 | 0 | 0 | 0 | 0
[149 empty] | All EPR in 2020WLDFRSafety | WLDFR | HFTD - Distribution - Tier 2 - 4QU CoRE ¦ 2QU LoRE | Red Flag Warning - Large Fires | 2020 | Safety | 1.6022 | 574.6424 | 2020 | Control | 0.053 | 3 | 0 | esc | 0.055966 | 0.089668 | 0 | 0 | 0 | 0 | 0 | 0
[149 empty] | All EPR in 2020WLDFRElectric Reliability | WLDFR | HFTD - Distribution - Tier 2 - 4QU CoRE ¦ 2QU LoRE | Red Flag Warning - Small Fires | 2020 | Electric Reliability | 0.036425 | 574.6424 | 2020 | Control | 0.1325 | 3 | 0 | esc | 0.15274 | 0.0055635 | 0 | 0 | 0 | 0 | 0 | 0
[149 empty] | All EPR in 2020WLDFRFinancial | WLDFR | HFTD - Distribution - Tier 2 - 4QU CoRE ¦ 2QU LoRE | Red Flag Warning - Small Fires | 2020 | Financial | 0.0015809 | 574.6424 | 2020 | Control | 0.053 | 3 | 0 | esc | 0.055966 | 8.8475e-05 | 0 | 0 | 0 | 0 | 0 | 0
[149 empty] | All EPR in 2020WLDFRSafety | WLDFR | HFTD - Distribution - Tier 2 - 4QU CoRE ¦ 2QU LoRE | Red Flag Warning - Small Fires | 2020 | Safety | 0.039895 | 574.6424 | 2020 | Control | 0.053 | 3 | 0 | esc | 0.055966 | 0.0022328 | 0 | 0 | 0 | 0 | 0 | 0
[149 empty] | All EPR in 2020WLDFRElectric Reliability | WLDFR | HFTD - Distribution - Tier 2 - 4QU CoRE ¦ 2QU LoRE | Seismic - Non-Red Flag Warning - Catastrophic Fires | 2020 | Electric Reliability | 409.2237 | 574.6424 | 2020 | Control | 0.1325 | 3 | 0 | esc | 0.15274 | 62.5039 | 0 | 0 | 0 | 0 | 0 | 0
[149 empty] | All EPR in 2020WLDFRFinancial | WLDFR | HFTD - Distribution - Tier 2 - 4QU CoRE ¦ 2QU LoRE | Seismic - Non-Red Flag Warning - Catastrophic Fires | 2020 | Financial | 13469.0878 | 574.6424 | 2020 | Control | 0.053 | 3 | 0 | esc | 0.055966 | 753.8138 | 0 | 0 | 0 | 0 | 0 | 0
[149 empty] | All EPR in 2020WLDFRSafety | WLDFR | HFTD - Distribution - Tier 2 - 4QU CoRE ¦ 2QU LoRE | Seismic - Non-Red Flag Warning - Catastrophic Fires | 2020 | Safety | 7205.5313 | 574.6424 | 2020 | Control | 0.053 | 3 | 0 | esc | 0.055966 | 403.2663 | 0 | 0 | 0 | 0 | 0 | 0
[149 empty] | All EPR in 2020WLDFRElectric Reliability | WLDFR | HFTD - Distribution - Tier 2 - 4QU CoRE ¦ 2QU LoRE | Seismic - Red Flag Warning - Catastrophic Fires | 2020 | Electric Reliability | 409.2237 | 574.6424 | 2020 | Control | 0.1325 | 3 | 0 | esc | 0.15274 | 62.5039 | 0 | 0 | 0 | 0 | 0 | 0
[149 empty] | All EPR in 2020WLDFRFinancial | WLDFR | HFTD - Distribution - Tier 2 - 4QU CoRE ¦ 2QU LoRE | Seismic - Red Flag Warning - Catastrophic Fires | 2020 | Financial | 13469.0878 | 574.6424 | 2020 | Control | 0.053 | 3 | 0 | esc | 0.055966 | 753.8138 | 0 | 0 | 0 | 0 | 0 | 0
[149 empty] | All EPR in 2020WLDFRSafety | WLDFR | HFTD - Distribution - Tier 2 - 4QU CoRE ¦ 2QU LoRE | Seismic - Red Flag Warning - Catastrophic Fires | 2020 | Safety | 7205.5313 | 574.6424 | 2020 | Control | 0.053 | 3 | 0 | esc | 0.055966 | 403.2663 | 0 | 0 | 0 | 0 | 0 | 0
[149 empty] | All EPR in 2020WLDFRElectric Reliability | WLDFR | HFTD - Distribution - Tier 2 - 4QU CoRE ¦ 3QU LoRE | Non-Red Flag Warning - Catastrophic Fires | 2020 | Electric Reliability | 222.2294 | 749.2523 | 2020 | Control | 0.1325 | 3 | 0 | esc | 0.15274 | 33.9428 | 0 | 0 | 0 | 0 | 0 | 0
[149 empty] | All EPR in 2020WLDFRFinancial | WLDFR | HFTD - Distribution - Tier 2 - 4QU CoRE ¦ 3QU LoRE | Non-Red Flag Warning - Catastrophic Fires | 2020 | Financial | 8585.7228 | 749.2523 | 2020 | Control | 0.053 | 3 | 0 | esc | 0.055966 | 480.5104 | 0 | 0 | 0 | 0 | 0 | 0
[149 empty] | All EPR in 2020WLDFRSafety | WLDFR | HFTD - Distribution - Tier 2 - 4QU CoRE ¦ 3QU LoRE | Non-Red Flag Warning - Catastrophic Fires | 2020 | Safety | 5338.1784 | 749.2523 | 2020 | Control | 0.053 | 3 | 0 | esc | 0.055966 | 298.7576 | 0 | 0 | 0 | 0 | 0 | 0
[149 empty] | All EPR in 2020WLDFRElectric Reliability | WLDFR | HFTD - Distribution - Tier 2 - 4QU CoRE ¦ 3QU LoRE | Non-Red Flag Warning - Destructive Fires | 2020 | Electric Reliability | 222.2294 | 749.2523 | 2020 | Control | 0.1325 | 3 | 0 | esc | 0.15274 | 33.9428 | 0 | 0 | 0 | 0 | 0 | 0
[149 empty] | All EPR in 2020WLDFRFinancial | WLDFR | HFTD - Distribution - Tier 2 - 4QU CoRE ¦ 3QU LoRE | Non-Red Flag Warning - Destructive Fires | 2020 | Financial | 8585.7228 | 749.2523 | 2020 | Control | 0.053 | 3 | 0 | esc | 0.055966 | 480.5104 | 0 | 0 | 0 | 0 | 0 | 0
[149 empty] | All EPR in 2020WLDFRElectric Reliability | WLDFR | HFTD - Distribution - Tier 2 - 4QU CoRE ¦ 3QU LoRE | Non-Red Flag Warning - Large Fires | 2020 | Electric Reliability | 0.69642 | 749.2523 | 2020 | Control | 0.1325 | 3 | 0 | esc | 0.15274 | 0.10637 | 0 | 0 | 0 | 0 | 0 | 0
[149 empty] | All EPR in 2020WLDFRFinancial | WLDFR | HFTD - Distribution - Tier 2 - 4QU CoRE ¦ 3QU LoRE | Non-Red Flag Warning - Large Fires | 2020 | Financial | 2.942 | 749.2523 | 2020 | Control | 0.053 | 3 | 0 | esc | 0.055966 | 0.16465 | 0 | 0 | 0 | 0 | 0 | 0
[149 empty] | All EPR in 2020WLDFRSafety | WLDFR | HFTD - Distribution - Tier 2 - 4QU CoRE ¦ 3QU LoRE | Non-Red Flag Warning - Large Fires | 2020 | Safety | 1.6022 | 749.2523 | 2020 | Control | 0.053 | 3 | 0 | esc | 0.055966 | 0.089668 | 0 | 0 | 0 | 0 | 0 | 0
[149 empty] | All EPR in 2020WLDFRElectric Reliability | WLDFR | HFTD - Distribution - Tier 2 - 4QU CoRE ¦ 3QU LoRE | Non-Red Flag Warning - Small Fires | 2020 | Electric Reliability | 0.036425 | 749.2523 | 2020 | Control | 0.1325 | 3 | 0 | esc | 0.15274 | 0.0055635 | 0 | 0 | 0 | 0 | 0 | 0
[149 empty] | All EPR in 2020WLDFRFinancial | WLDFR | HFTD - Distribution - Tier 2 - 4QU CoRE ¦ 3QU LoRE | Non-Red Flag Warning - Small Fires | 2020 | Financial | 0.0015809 | 749.2523 | 2020 | Control | 0.053 | 3 | 0 | esc | 0.055966 | 8.8475e-05 | 0 | 0 | 0 | 0 | 0 | 0
[149 empty] | All EPR in 2020WLDFRSafety | WLDFR | HFTD - Distribution - Tier 2 - 4QU CoRE ¦ 3QU LoRE | Non-Red Flag Warning - Small Fires | 2020 | Safety | 0.039895 | 749.2523 | 2020 | Control | 0.053 | 3 | 0 | esc | 0.055966 | 0.0022328 | 0 | 0 | 0 | 0 | 0 | 0
[149 empty] | All EPR in 2020WLDFRElectric Reliability | WLDFR | HFTD - Distribution - Tier 2 - 4QU CoRE ¦ 3QU LoRE | Red Flag Warning - Catastrophic Fires | 2020 | Electric Reliability | 222.2294 | 749.2523 | 2020 | Control | 0.1325 | 3 | 0 | esc | 0.15274 | 33.9428 | 0 | 0 | 0 | 0 | 0 | 0
[149 empty] | All EPR in 2020WLDFRFinancial | WLDFR | HFTD - Distribution - Tier 2 - 4QU CoRE ¦ 3QU LoRE | Red Flag Warning - Catastrophic Fires | 2020 | Financial | 8585.7228 | 749.2523 | 2020 | Control | 0.053 | 3 | 0 | esc | 0.055966 | 480.5104 | 0 | 0 | 0 | 0 | 0 | 0
[149 empty] | All EPR in 2020WLDFRSafety | WLDFR | HFTD - Distribution - Tier 2 - 4QU CoRE ¦ 3QU LoRE | Red Flag Warning - Catastrophic Fires | 2020 | Safety | 5338.1784 | 749.2523 | 2020 | Control | 0.053 | 3 | 0 | esc | 0.055966 | 298.7576 | 0 | 0 | 0 | 0 | 0 | 0
[149 empty] | All EPR in 2020WLDFRElectric Reliability | WLDFR | HFTD - Distribution - Tier 2 - 4QU CoRE ¦ 3QU LoRE | Red Flag Warning - Destructive Fires | 2020 | Electric Reliability | 222.2294 | 749.2523 | 2020 | Control | 0.1325 | 3 | 0 | esc | 0.15274 | 33.9428 | 0 | 0 | 0 | 0 | 0 | 0
[149 empty] | All EPR in 2020WLDFRFinancial | WLDFR | HFTD - Distribution - Tier 2 - 4QU CoRE ¦ 3QU LoRE | Red Flag Warning - Destructive Fires | 2020 | Financial | 8585.7228 | 749.2523 | 2020 | Control | 0.053 | 3 | 0 | esc | 0.055966 | 480.5104 | 0 | 0 | 0 | 0 | 0 | 0
[149 empty] | All EPR in 2020WLDFRElectric Reliability | WLDFR | HFTD - Distribution - Tier 2 - 4QU CoRE ¦ 3QU LoRE | Red Flag Warning - Large Fires | 2020 | Electric Reliability | 0.69642 | 749.2523 | 2020 | Control | 0.1325 | 3 | 0 | esc | 0.15274 | 0.10637 | 0 | 0 | 0 | 0 | 0 | 0
[149 empty] | All EPR in 2020WLDFRFinancial | WLDFR | HFTD - Distribution - Tier 2 - 4QU CoRE ¦ 3QU LoRE | Red Flag Warning - Large Fires | 2020 | Financial | 2.942 | 749.2523 | 2020 | Control | 0.053 | 3 | 0 | esc | 0.055966 | 0.16465 | 0 | 0 | 0 | 0 | 0 | 0
[149 empty] | All EPR in 2020WLDFRSafety | WLDFR | HFTD - Distribution - Tier 2 - 4QU CoRE ¦ 3QU LoRE | Red Flag Warning - Large Fires | 2020 | Safety | 1.6022 | 749.2523 | 2020 | Control | 0.053 | 3 | 0 | esc | 0.055966 | 0.089668 | 0 | 0 | 0 | 0 | 0 | 0
[149 empty] | All EPR in 2020WLDFRElectric Reliability | WLDFR | HFTD - Distribution - Tier 2 - 4QU CoRE ¦ 3QU LoRE | Red Flag Warning - Small Fires | 2020 | Electric Reliability | 0.036425 | 749.2523 | 2020 | Control | 0.1325 | 3 | 0 | esc | 0.15274 | 0.0055635 | 0 | 0 | 0 | 0 | 0 | 0
[149 empty] | All EPR in 2020WLDFRFinancial | WLDFR | HFTD - Distribution - Tier 2 - 4QU CoRE ¦ 3QU LoRE | Red Flag Warning - Small Fires | 2020 | Financial | 0.0015809 | 749.2523 | 2020 | Control | 0.053 | 3 | 0 | esc | 0.055966 | 8.8475e-05 | 0 | 0 | 0 | 0 | 0 | 0
[149 empty] | All EPR in 2020WLDFRSafety | WLDFR | HFTD - Distribution - Tier 2 - 4QU CoRE ¦ 3QU LoRE | Red Flag Warning - Small Fires | 2020 | Safety | 0.039895 | 749.2523 | 2020 | Control | 0.053 | 3 | 0 | esc | 0.055966 | 0.0022328 | 0 | 0 | 0 | 0 | 0 | 0
[149 empty] | All EPR in 2020WLDFRElectric Reliability | WLDFR | HFTD - Distribution - Tier 2 - 4QU CoRE ¦ 3QU LoRE | Seismic - Non-Red Flag Warning - Catastrophic Fires | 2020 | Electric Reliability | 409.2237 | 749.2523 | 2020 | Control | 0.1325 | 3 | 0 | esc | 0.15274 | 62.5039 | 0 | 0 | 0 | 0 | 0 | 0
[149 empty] | All EPR in 2020WLDFRFinancial | WLDFR | HFTD - Distribution - Tier 2 - 4QU CoRE ¦ 3QU LoRE | Seismic - Non-Red Flag Warning - Catastrophic Fires | 2020 | Financial | 13469.0878 | 749.2523 | 2020 | Control | 0.053 | 3 | 0 | esc | 0.055966 | 753.8138 | 0 | 0 | 0 | 0 | 0 | 0
[149 empty] | All EPR in 2020WLDFRSafety | WLDFR | HFTD - Distribution - Tier 2 - 4QU CoRE ¦ 3QU LoRE | Seismic - Non-Red Flag Warning - Catastrophic Fires | 2020 | Safety | 7205.5313 | 749.2523 | 2020 | Control | 0.053 | 3 | 0 | esc | 0.055966 | 403.2663 | 0 | 0 | 0 | 0 | 0 | 0
[149 empty] | All EPR in 2020WLDFRElectric Reliability | WLDFR | HFTD - Distribution - Tier 2 - 4QU CoRE ¦ 3QU LoRE | Seismic - Red Flag Warning - Catastrophic Fires | 2020 | Electric Reliability | 409.2237 | 749.2523 | 2020 | Control | 0.1325 | 3 | 0 | esc | 0.15274 | 62.5039 | 0 | 0 | 0 | 0 | 0 | 0
[149 empty] | All EPR in 2020WLDFRFinancial | WLDFR | HFTD - Distribution - Tier 2 - 4QU CoRE ¦ 3QU LoRE | Seismic - Red Flag Warning - Catastrophic Fires | 2020 | Financial | 13469.0878 | 749.2523 | 2020 | Control | 0.053 | 3 | 0 | esc | 0.055966 | 753.8138 | 0 | 0 | 0 | 0 | 0 | 0
[149 empty] | All EPR in 2020WLDFRSafety | WLDFR | HFTD - Distribution - Tier 2 - 4QU CoRE ¦ 3QU LoRE | Seismic - Red Flag Warning - Catastrophic Fires | 2020 | Safety | 7205.5313 | 749.2523 | 2020 | Control | 0.053 | 3 | 0 | esc | 0.055966 | 403.2663 | 0 | 0 | 0 | 0 | 0 | 0
[149 empty] | All EPR in 2020WLDFRElectric Reliability | WLDFR | HFTD - Distribution - Tier 2 - 4QU CoRE ¦ 4QU LoRE | Non-Red Flag Warning - Catastrophic Fires | 2020 | Electric Reliability | 222.2294 | 690.0576 | 2020 | Control | 0.1325 | 3 | 0 | esc | 0.15274 | 33.9428 | 0 | 0 | 0 | 0 | 0 | 0
[149 empty] | All EPR in 2020WLDFRFinancial | WLDFR | HFTD - Distribution - Tier 2 - 4QU CoRE ¦ 4QU LoRE | Non-Red Flag Warning - Catastrophic Fires | 2020 | Financial | 8585.7228 | 690.0576 | 2020 | Control | 0.053 | 3 | 0 | esc | 0.055966 | 480.5104 | 0 | 0 | 0 | 0 | 0 | 0
[149 empty] | All EPR in 2020WLDFRSafety | WLDFR | HFTD - Distribution - Tier 2 - 4QU CoRE ¦ 4QU LoRE | Non-Red Flag Warning - Catastrophic Fires | 2020 | Safety | 5338.1784 | 690.0576 | 2020 | Control | 0.053 | 3 | 0 | esc | 0.055966 | 298.7576 | 0 | 0 | 0 | 0 | 0 | 0
[149 empty] | All EPR in 2020WLDFRElectric Reliability | WLDFR | HFTD - Distribution - Tier 2 - 4QU CoRE ¦ 4QU LoRE | Non-Red Flag Warning - Destructive Fires | 2020 | Electric Reliability | 222.2294 | 690.0576 | 2020 | Control | 0.1325 | 3 | 0 | esc | 0.15274 | 33.9428 | 0 | 0 | 0 | 0 | 0 | 0
[149 empty] | All EPR in 2020WLDFRFinancial | WLDFR | HFTD - Distribution - Tier 2 - 4QU CoRE ¦ 4QU LoRE | Non-Red Flag Warning - Destructive Fires | 2020 | Financial | 8585.7228 | 690.0576 | 2020 | Control | 0.053 | 3 | 0 | esc | 0.055966 | 480.5104 | 0 | 0 | 0 | 0 | 0 | 0
[149 empty] | All EPR in 2020WLDFRElectric Reliability | WLDFR | HFTD - Distribution - Tier 2 - 4QU CoRE ¦ 4QU LoRE | Non-Red Flag Warning - Large Fires | 2020 | Electric Reliability | 0.69642 | 690.0576 | 2020 | Control | 0.1325 | 3 | 0 | esc | 0.15274 | 0.10637 | 0 | 0 | 0 | 0 | 0 | 0
[149 empty] | All EPR in 2020WLDFRFinancial | WLDFR | HFTD - Distribution - Tier 2 - 4QU CoRE ¦ 4QU LoRE | Non-Red Flag Warning - Large Fires | 2020 | Financial | 2.942 | 690.0576 | 2020 | Control | 0.053 | 3 | 0 | esc | 0.055966 | 0.16465 | 0 | 0 | 0 | 0 | 0 | 0
[149 empty] | All EPR in 2020WLDFRSafety | WLDFR | HFTD - Distribution - Tier 2 - 4QU CoRE ¦ 4QU LoRE | Non-Red Flag Warning - Large Fires | 2020 | Safety | 1.6022 | 690.0576 | 2020 | Control | 0.053 | 3 | 0 | esc | 0.055966 | 0.089668 | 0 | 0 | 0 | 0 | 0 | 0
[149 empty] | All EPR in 2020WLDFRElectric Reliability | WLDFR | HFTD - Distribution - Tier 2 - 4QU CoRE ¦ 4QU LoRE | Non-Red Flag Warning - Small Fires | 2020 | Electric Reliability | 0.036425 | 690.0576 | 2020 | Control | 0.1325 | 3 | 0 | esc | 0.15274 | 0.0055635 | 0 | 0 | 0 | 0 | 0 | 0
[149 empty] | All EPR in 2020WLDFRFinancial | WLDFR | HFTD - Distribution - Tier 2 - 4QU CoRE ¦ 4QU LoRE | Non-Red Flag Warning - Small Fires | 2020 | Financial | 0.0015809 | 690.0576 | 2020 | Control | 0.053 | 3 | 0 | esc | 0.055966 | 8.8475e-05 | 0 | 0 | 0 | 0 | 0 | 0
[149 empty] | All EPR in 2020WLDFRSafety | WLDFR | HFTD - Distribution - Tier 2 - 4QU CoRE ¦ 4QU LoRE | Non-Red Flag Warning - Small Fires | 2020 | Safety | 0.039895 | 690.0576 | 2020 | Control | 0.053 | 3 | 0 | esc | 0.055966 | 0.0022328 | 0 | 0 | 0 | 0 | 0 | 0
[149 empty] | All EPR in 2020WLDFRElectric Reliability | WLDFR | HFTD - Distribution - Tier 2 - 4QU CoRE ¦ 4QU LoRE | Red Flag Warning - Catastrophic Fires | 2020 | Electric Reliability | 222.2294 | 690.0576 | 2020 | Control | 0.1325 | 3 | 0 | esc | 0.15274 | 33.9428 | 0 | 0 | 0 | 0 | 0 | 0
[149 empty] | All EPR in 2020WLDFRFinancial | WLDFR | HFTD - Distribution - Tier 2 - 4QU CoRE ¦ 4QU LoRE | Red Flag Warning - Catastrophic Fires | 2020 | Financial | 8585.7228 | 690.0576 | 2020 | Control | 0.053 | 3 | 0 | esc | 0.055966 | 480.5104 | 0 | 0 | 0 | 0 | 0 | 0
[149 empty] | All EPR in 2020WLDFRSafety | WLDFR | HFTD - Distribution - Tier 2 - 4QU CoRE ¦ 4QU LoRE | Red Flag Warning - Catastrophic Fires | 2020 | Safety | 5338.1784 | 690.0576 | 2020 | Control | 0.053 | 3 | 0 | esc | 0.055966 | 298.7576 | 0 | 0 | 0 | 0 | 0 | 0
[149 empty] | All EPR in 2020WLDFRElectric Reliability | WLDFR | HFTD - Distribution - Tier 2 - 4QU CoRE ¦ 4QU LoRE | Red Flag Warning - Destructive Fires | 2020 | Electric Reliability | 222.2294 | 690.0576 | 2020 | Control | 0.1325 | 3 | 0 | esc | 0.15274 | 33.9428 | 0 | 0 | 0 | 0 | 0 | 0
[149 empty] | All EPR in 2020WLDFRFinancial | WLDFR | HFTD - Distribution - Tier 2 - 4QU CoRE ¦ 4QU LoRE | Red Flag Warning - Destructive Fires | 2020 | Financial | 8585.7228 | 690.0576 | 2020 | Control | 0.053 | 3 | 0 | esc | 0.055966 | 480.5104 | 0 | 0 | 0 | 0 | 0 | 0
[149 empty] | All EPR in 2020WLDFRElectric Reliability | WLDFR | HFTD - Distribution - Tier 2 - 4QU CoRE ¦ 4QU LoRE | Red Flag Warning - Large Fires | 2020 | Electric Reliability | 0.69642 | 690.0576 | 2020 | Control | 0.1325 | 3 | 0 | esc | 0.15274 | 0.10637 | 0 | 0 | 0 | 0 | 0 | 0
[149 empty] | All EPR in 2020WLDFRFinancial | WLDFR | HFTD - Distribution - Tier 2 - 4QU CoRE ¦ 4QU LoRE | Red Flag Warning - Large Fires | 2020 | Financial | 2.942 | 690.0576 | 2020 | Control | 0.053 | 3 | 0 | esc | 0.055966 | 0.16465 | 0 | 0 | 0 | 0 | 0 | 0
[149 empty] | All EPR in 2020WLDFRSafety | WLDFR | HFTD - Distribution - Tier 2 - 4QU CoRE ¦ 4QU LoRE | Red Flag Warning - Large Fires | 2020 | Safety | 1.6022 | 690.0576 | 2020 | Control | 0.053 | 3 | 0 | esc | 0.055966 | 0.089668 | 0 | 0 | 0 | 0 | 0 | 0
[149 empty] | All EPR in 2020WLDFRElectric Reliability | WLDFR | HFTD - Distribution - Tier 2 - 4QU CoRE ¦ 4QU LoRE | Red Flag Warning - Small Fires | 2020 | Electric Reliability | 0.036425 | 690.0576 | 2020 | Control | 0.1325 | 3 | 0 | esc | 0.15274 | 0.0055635 | 0 | 0 | 0 | 0 | 0 | 0
[149 empty] | All EPR in 2020WLDFRFinancial | WLDFR | HFTD - Distribution - Tier 2 - 4QU CoRE ¦ 4QU LoRE | Red Flag Warning - Small Fires | 2020 | Financial | 0.0015809 | 690.0576 | 2020 | Control | 0.053 | 3 | 0 | esc | 0.055966 | 8.8475e-05 | 0 | 0 | 0 | 0 | 0 | 0
[149 empty] | All EPR in 2020WLDFRSafety | WLDFR | HFTD - Distribution - Tier 2 - 4QU CoRE ¦ 4QU LoRE | Red Flag Warning - Small Fires | 2020 | Safety | 0.039895 | 690.0576 | 2020 | Control | 0.053 | 3 | 0 | esc | 0.055966 | 0.0022328 | 0 | 0 | 0 | 0 | 0 | 0
[149 empty] | All EPR in 2020WLDFRElectric Reliability | WLDFR | HFTD - Distribution - Tier 2 - 4QU CoRE ¦ 4QU LoRE | Seismic - Non-Red Flag Warning - Catastrophic Fires | 2020 | Electric Reliability | 409.2237 | 690.0576 | 2020 | Control | 0.1325 | 3 | 0 | esc | 0.15274 | 62.5039 | 0 | 0 | 0 | 0 | 0 | 0
[149 empty] | All EPR in 2020WLDFRFinancial | WLDFR | HFTD - Distribution - Tier 2 - 4QU CoRE ¦ 4QU LoRE | Seismic - Non-Red Flag Warning - Catastrophic Fires | 2020 | Financial | 13469.0878 | 690.0576 | 2020 | Control | 0.053 | 3 | 0 | esc | 0.055966 | 753.8138 | 0 | 0 | 0 | 0 | 0 | 0
[149 empty] | All EPR in 2020WLDFRSafety | WLDFR | HFTD - Distribution - Tier 2 - 4QU CoRE ¦ 4QU LoRE | Seismic - Non-Red Flag Warning - Catastrophic Fires | 2020 | Safety | 7205.5313 | 690.0576 | 2020 | Control | 0.053 | 3 | 0 | esc | 0.055966 | 403.2663 | 0 | 0 | 0 | 0 | 0 | 0
[149 empty] | All EPR in 2020WLDFRElectric Reliability | WLDFR | HFTD - Distribution - Tier 2 - 4QU CoRE ¦ 4QU LoRE | Seismic - Red Flag Warning - Catastrophic Fires | 2020 | Electric Reliability | 409.2237 | 690.0576 | 2020 | Control | 0.1325 | 3 | 0 | esc | 0.15274 | 62.5039 | 0 | 0 | 0 | 0 | 0 | 0
[149 empty] | All EPR in 2020WLDFRFinancial | WLDFR | HFTD - Distribution - Tier 2 - 4QU CoRE ¦ 4QU LoRE | Seismic - Red Flag Warning - Catastrophic Fires | 2020 | Financial | 13469.0878 | 690.0576 | 2020 | Control | 0.053 | 3 | 0 | esc | 0.055966 | 753.8138 | 0 | 0 | 0 | 0 | 0 | 0
[149 empty] | All EPR in 2020WLDFRSafety | WLDFR | HFTD - Distribution - Tier 2 - 4QU CoRE ¦ 4QU LoRE | Seismic - Red Flag Warning - Catastrophic Fires | 2020 | Safety | 7205.5313 | 690.0576 | 2020 | Control | 0.053 | 3 | 0 | esc | 0.055966 | 403.2663 | 0 | 0 | 0 | 0 | 0 | 0
[149 empty] | All EPR in 2020WLDFRElectric Reliability | WLDFR | HFTD - Distribution - Tier 2 - 4QU CoRE ¦ 5QU LoRE | Non-Red Flag Warning - Catastrophic Fires | 2020 | Electric Reliability | 222.2294 | 489.3555 | 2020 | Control | 0.1325 | 3 | 0 | esc | 0.15274 | 33.9428 | 0 | 0 | 0 | 0 | 0 | 0
[149 empty] | All EPR in 2020WLDFRFinancial | WLDFR | HFTD - Distribution - Tier 2 - 4QU CoRE ¦ 5QU LoRE | Non-Red Flag Warning - Catastrophic Fires | 2020 | Financial | 8585.7228 | 489.3555 | 2020 | Control | 0.053 | 3 | 0 | esc | 0.055966 | 480.5104 | 0 | 0 | 0 | 0 | 0 | 0
[149 empty] | All EPR in 2020WLDFRSafety | WLDFR | HFTD - Distribution - Tier 2 - 4QU CoRE ¦ 5QU LoRE | Non-Red Flag Warning - Catastrophic Fires | 2020 | Safety | 5338.1784 | 489.3555 | 2020 | Control | 0.053 | 3 | 0 | esc | 0.055966 | 298.7576 | 0 | 0 | 0 | 0 | 0 | 0
[149 empty] | All EPR in 2020WLDFRElectric Reliability | WLDFR | HFTD - Distribution - Tier 2 - 4QU CoRE ¦ 5QU LoRE | Non-Red Flag Warning - Destructive Fires | 2020 | Electric Reliability | 222.2294 | 489.3555 | 2020 | Control | 0.1325 | 3 | 0 | esc | 0.15274 | 33.9428 | 0 | 0 | 0 | 0 | 0 | 0
[149 empty] | All EPR in 2020WLDFRFinancial | WLDFR | HFTD - Distribution - Tier 2 - 4QU CoRE ¦ 5QU LoRE | Non-Red Flag Warning - Destructive Fires | 2020 | Financial | 8585.7228 | 489.3555 | 2020 | Control | 0.053 | 3 | 0 | esc | 0.055966 | 480.5104 | 0 | 0 | 0 | 0 | 0 | 0
[149 empty] | All EPR in 2020WLDFRElectric Reliability | WLDFR | HFTD - Distribution - Tier 2 - 4QU CoRE ¦ 5QU LoRE | Non-Red Flag Warning - Large Fires | 2020 | Electric Reliability | 0.69642 | 489.3555 | 2020 | Control | 0.1325 | 3 | 0 | esc | 0.15274 | 0.10637 | 0 | 0 | 0 | 0 | 0 | 0
[149 empty] | All EPR in 2020WLDFRFinancial | WLDFR | HFTD - Distribution - Tier 2 - 4QU CoRE ¦ 5QU LoRE | Non-Red Flag Warning - Large Fires | 2020 | Financial | 2.942 | 489.3555 | 2020 | Control | 0.053 | 3 | 0 | esc | 0.055966 | 0.16465 | 0 | 0 | 0 | 0 | 0 | 0
[149 empty] | All EPR in 2020WLDFRSafety | WLDFR | HFTD - Distribution - Tier 2 - 4QU CoRE ¦ 5QU LoRE | Non-Red Flag Warning - Large Fires | 2020 | Safety | 1.6022 | 489.3555 | 2020 | Control | 0.053 | 3 | 0 | esc | 0.055966 | 0.089668 | 0 | 0 | 0 | 0 | 0 | 0
[149 empty] | All EPR in 2020WLDFRElectric Reliability | WLDFR | HFTD - Distribution - Tier 2 - 4QU CoRE ¦ 5QU LoRE | Non-Red Flag Warning - Small Fires | 2020 | Electric Reliability | 0.036425 | 489.3555 | 2020 | Control | 0.1325 | 3 | 0 | esc | 0.15274 | 0.0055635 | 0 | 0 | 0 | 0 | 0 | 0
[149 empty] | All EPR in 2020WLDFRFinancial | WLDFR | HFTD - Distribution - Tier 2 - 4QU CoRE ¦ 5QU LoRE | Non-Red Flag Warning - Small Fires | 2020 | Financial | 0.0015809 | 489.3555 | 2020 | Control | 0.053 | 3 | 0 | esc | 0.055966 | 8.8475e-05 | 0 | 0 | 0 | 0 | 0 | 0
[149 empty] | All EPR in 2020WLDFRSafety | WLDFR | HFTD - Distribution - Tier 2 - 4QU CoRE ¦ 5QU LoRE | Non-Red Flag Warning - Small Fires | 2020 | Safety | 0.039895 | 489.3555 | 2020 | Control | 0.053 | 3 | 0 | esc | 0.055966 | 0.0022328 | 0 | 0 | 0 | 0 | 0 | 0
[149 empty] | All EPR in 2020WLDFRElectric Reliability | WLDFR | HFTD - Distribution - Tier 2 - 4QU CoRE ¦ 5QU LoRE | Red Flag Warning - Catastrophic Fires | 2020 | Electric Reliability | 222.2294 | 489.3555 | 2020 | Control | 0.1325 | 3 | 0 | esc | 0.15274 | 33.9428 | 0 | 0 | 0 | 0 | 0 | 0
[149 empty] | All EPR in 2020WLDFRFinancial | WLDFR | HFTD - Distribution - Tier 2 - 4QU CoRE ¦ 5QU LoRE | Red Flag Warning - Catastrophic Fires | 2020 | Financial | 8585.7228 | 489.3555 | 2020 | Control | 0.053 | 3 | 0 | esc | 0.055966 | 480.5104 | 0 | 0 | 0 | 0 | 0 | 0
[149 empty] | All EPR in 2020WLDFRSafety | WLDFR | HFTD - Distribution - Tier 2 - 4QU CoRE ¦ 5QU LoRE | Red Flag Warning - Catastrophic Fires | 2020 | Safety | 5338.1784 | 489.3555 | 2020 | Control | 0.053 | 3 | 0 | esc | 0.055966 | 298.7576 | 0 | 0 | 0 | 0 | 0 | 0
[149 empty] | All EPR in 2020WLDFRElectric Reliability | WLDFR | HFTD - Distribution - Tier 2 - 4QU CoRE ¦ 5QU LoRE | Red Flag Warning - Destructive Fires | 2020 | Electric Reliability | 222.2294 | 489.3555 | 2020 | Control | 0.1325 | 3 | 0 | esc | 0.15274 | 33.9428 | 0 | 0 | 0 | 0 | 0 | 0
[149 empty] | All EPR in 2020WLDFRFinancial | WLDFR | HFTD - Distribution - Tier 2 - 4QU CoRE ¦ 5QU LoRE | Red Flag Warning - Destructive Fires | 2020 | Financial | 8585.7228 | 489.3555 | 2020 | Control | 0.053 | 3 | 0 | esc | 0.055966 | 480.5104 | 0 | 0 | 0 | 0 | 0 | 0
[149 empty] | All EPR in 2020WLDFRElectric Reliability | WLDFR | HFTD - Distribution - Tier 2 - 4QU CoRE ¦ 5QU LoRE | Red Flag Warning - Large Fires | 2020 | Electric Reliability | 0.69642 | 489.3555 | 2020 | Control | 0.1325 | 3 | 0 | esc | 0.15274 | 0.10637 | 0 | 0 | 0 | 0 | 0 | 0
[149 empty] | All EPR in 2020WLDFRFinancial | WLDFR | HFTD - Distribution - Tier 2 - 4QU CoRE ¦ 5QU LoRE | Red Flag Warning - Large Fires | 2020 | Financial | 2.942 | 489.3555 | 2020 | Control | 0.053 | 3 | 0 | esc | 0.055966 | 0.16465 | 0 | 0 | 0 | 0 | 0 | 0
[149 empty] | All EPR in 2020WLDFRSafety | WLDFR | HFTD - Distribution - Tier 2 - 4QU CoRE ¦ 5QU LoRE | Red Flag Warning - Large Fires | 2020 | Safety | 1.6022 | 489.3555 | 2020 | Control | 0.053 | 3 | 0 | esc | 0.055966 | 0.089668 | 0 | 0 | 0 | 0 | 0 | 0
[149 empty] | All EPR in 2020WLDFRElectric Reliability | WLDFR | HFTD - Distribution - Tier 2 - 4QU CoRE ¦ 5QU LoRE | Red Flag Warning - Small Fires | 2020 | Electric Reliability | 0.036425 | 489.3555 | 2020 | Control | 0.1325 | 3 | 0 | esc | 0.15274 | 0.0055635 | 0 | 0 | 0 | 0 | 0 | 0
[149 empty] | All EPR in 2020WLDFRFinancial | WLDFR | HFTD - Distribution - Tier 2 - 4QU CoRE ¦ 5QU LoRE | Red Flag Warning - Small Fires | 2020 | Financial | 0.0015809 | 489.3555 | 2020 | Control | 0.053 | 3 | 0 | esc | 0.055966 | 8.8475e-05 | 0 | 0 | 0 | 0 | 0 | 0
[149 empty] | All EPR in 2020WLDFRSafety | WLDFR | HFTD - Distribution - Tier 2 - 4QU CoRE ¦ 5QU LoRE | Red Flag Warning - Small Fires | 2020 | Safety | 0.039895 | 489.3555 | 2020 | Control | 0.053 | 3 | 0 | esc | 0.055966 | 0.0022328 | 0 | 0 | 0 | 0 | 0 | 0
[149 empty] | All EPR in 2020WLDFRElectric Reliability | WLDFR | HFTD - Distribution - Tier 2 - 4QU CoRE ¦ 5QU LoRE | Seismic - Non-Red Flag Warning - Catastrophic Fires | 2020 | Electric Reliability | 409.2237 | 489.3555 | 2020 | Control | 0.1325 | 3 | 0 | esc | 0.15274 | 62.5039 | 0 | 0 | 0 | 0 | 0 | 0
[149 empty] | All EPR in 2020WLDFRFinancial | WLDFR | HFTD - Distribution - Tier 2 - 4QU CoRE ¦ 5QU LoRE | Seismic - Non-Red Flag Warning - Catastrophic Fires | 2020 | Financial | 13469.0878 | 489.3555 | 2020 | Control | 0.053 | 3 | 0 | esc | 0.055966 | 753.8138 | 0 | 0 | 0 | 0 | 0 | 0
[149 empty] | All EPR in 2020WLDFRSafety | WLDFR | HFTD - Distribution - Tier 2 - 4QU CoRE ¦ 5QU LoRE | Seismic - Non-Red Flag Warning - Catastrophic Fires | 2020 | Safety | 7205.5313 | 489.3555 | 2020 | Control | 0.053 | 3 | 0 | esc | 0.055966 | 403.2663 | 0 | 0 | 0 | 0 | 0 | 0
[149 empty] | All EPR in 2020WLDFRElectric Reliability | WLDFR | HFTD - Distribution - Tier 2 - 4QU CoRE ¦ 5QU LoRE | Seismic - Red Flag Warning - Catastrophic Fires | 2020 | Electric Reliability | 409.2237 | 489.3555 | 2020 | Control | 0.1325 | 3 | 0 | esc | 0.15274 | 62.5039 | 0 | 0 | 0 | 0 | 0 | 0
[149 empty] | All EPR in 2020WLDFRFinancial | WLDFR | HFTD - Distribution - Tier 2 - 4QU CoRE ¦ 5QU LoRE | Seismic - Red Flag Warning - Catastrophic Fires | 2020 | Financial | 13469.0878 | 489.3555 | 2020 | Control | 0.053 | 3 | 0 | esc | 0.055966 | 753.8138 | 0 | 0 | 0 | 0 | 0 | 0
[149 empty] | All EPR in 2020WLDFRSafety | WLDFR | HFTD - Distribution - Tier 2 - 4QU CoRE ¦ 5QU LoRE | Seismic - Red Flag Warning - Catastrophic Fires | 2020 | Safety | 7205.5313 | 489.3555 | 2020 | Control | 0.053 | 3 | 0 | esc | 0.055966 | 403.2663 | 0 | 0 | 0 | 0 | 0 | 0
[149 empty] | All EPR in 2020WLDFRElectric Reliability | WLDFR | HFTD - Distribution - Tier 2 - 5QU CoRE ¦ 1QU LoRE | Non-Red Flag Warning - Catastrophic Fires | 2020 | Electric Reliability | 222.2294 | 700.8825 | 2020 | Control | 0.1325 | 3 | 0 | esc | 0.15274 | 33.9428 | 0 | 0 | 0 | 0 | 0 | 0
[149 empty] | All EPR in 2020WLDFRFinancial | WLDFR | HFTD - Distribution - Tier 2 - 5QU CoRE ¦ 1QU LoRE | Non-Red Flag Warning - Catastrophic Fires | 2020 | Financial | 8585.7228 | 700.8825 | 2020 | Control | 0.053 | 3 | 0 | esc | 0.055966 | 480.5104 | 0 | 0 | 0 | 0 | 0 | 0
[149 empty] | All EPR in 2020WLDFRSafety | WLDFR | HFTD - Distribution - Tier 2 - 5QU CoRE ¦ 1QU LoRE | Non-Red Flag Warning - Catastrophic Fires | 2020 | Safety | 5338.1784 | 700.8825 | 2020 | Control | 0.053 | 3 | 0 | esc | 0.055966 | 298.7576 | 0 | 0 | 0 | 0 | 0 | 0
[149 empty] | All EPR in 2020WLDFRElectric Reliability | WLDFR | HFTD - Distribution - Tier 2 - 5QU CoRE ¦ 1QU LoRE | Non-Red Flag Warning - Destructive Fires | 2020 | Electric Reliability | 222.2294 | 700.8825 | 2020 | Control | 0.1325 | 3 | 0 | esc | 0.15274 | 33.9428 | 0 | 0 | 0 | 0 | 0 | 0
[149 empty] | All EPR in 2020WLDFRFinancial | WLDFR | HFTD - Distribution - Tier 2 - 5QU CoRE ¦ 1QU LoRE | Non-Red Flag Warning - Destructive Fires | 2020 | Financial | 8585.7228 | 700.8825 | 2020 | Control | 0.053 | 3 | 0 | esc | 0.055966 | 480.5104 | 0 | 0 | 0 | 0 | 0 | 0
[149 empty] | All EPR in 2020WLDFRElectric Reliability | WLDFR | HFTD - Distribution - Tier 2 - 5QU CoRE ¦ 1QU LoRE | Non-Red Flag Warning - Large Fires | 2020 | Electric Reliability | 0.69642 | 700.8825 | 2020 | Control | 0.1325 | 3 | 0 | esc | 0.15274 | 0.10637 | 0 | 0 | 0 | 0 | 0 | 0
[149 empty] | All EPR in 2020WLDFRFinancial | WLDFR | HFTD - Distribution - Tier 2 - 5QU CoRE ¦ 1QU LoRE | Non-Red Flag Warning - Large Fires | 2020 | Financial | 2.942 | 700.8825 | 2020 | Control | 0.053 | 3 | 0 | esc | 0.055966 | 0.16465 | 0 | 0 | 0 | 0 | 0 | 0
[149 empty] | All EPR in 2020WLDFRSafety | WLDFR | HFTD - Distribution - Tier 2 - 5QU CoRE ¦ 1QU LoRE | Non-Red Flag Warning - Large Fires | 2020 | Safety | 1.6022 | 700.8825 | 2020 | Control | 0.053 | 3 | 0 | esc | 0.055966 | 0.089668 | 0 | 0 | 0 | 0 | 0 | 0
[149 empty] | All EPR in 2020WLDFRElectric Reliability | WLDFR | HFTD - Distribution - Tier 2 - 5QU CoRE ¦ 1QU LoRE | Non-Red Flag Warning - Small Fires | 2020 | Electric Reliability | 0.036425 | 700.8825 | 2020 | Control | 0.1325 | 3 | 0 | esc | 0.15274 | 0.0055635 | 0 | 0 | 0 | 0 | 0 | 0
[149 empty] | All EPR in 2020WLDFRFinancial | WLDFR | HFTD - Distribution - Tier 2 - 5QU CoRE ¦ 1QU LoRE | Non-Red Flag Warning - Small Fires | 2020 | Financial | 0.0015809 | 700.8825 | 2020 | Control | 0.053 | 3 | 0 | esc | 0.055966 | 8.8475e-05 | 0 | 0 | 0 | 0 | 0 | 0
[149 empty] | All EPR in 2020WLDFRSafety | WLDFR | HFTD - Distribution - Tier 2 - 5QU CoRE ¦ 1QU LoRE | Non-Red Flag Warning - Small Fires | 2020 | Safety | 0.039895 | 700.8825 | 2020 | Control | 0.053 | 3 | 0 | esc | 0.055966 | 0.0022328 | 0 | 0 | 0 | 0 | 0 | 0
[149 empty] | All EPR in 2020WLDFRElectric Reliability | WLDFR | HFTD - Distribution - Tier 2 - 5QU CoRE ¦ 1QU LoRE | Red Flag Warning - Catastrophic Fires | 2020 | Electric Reliability | 222.2294 | 700.8825 | 2020 | Control | 0.1325 | 3 | 0 | esc | 0.15274 | 33.9428 | 0 | 0 | 0 | 0 | 0 | 0
[149 empty] | All EPR in 2020WLDFRFinancial | WLDFR | HFTD - Distribution - Tier 2 - 5QU CoRE ¦ 1QU LoRE | Red Flag Warning - Catastrophic Fires | 2020 | Financial | 8585.7228 | 700.8825 | 2020 | Control | 0.053 | 3 | 0 | esc | 0.055966 | 480.5104 | 0 | 0 | 0 | 0 | 0 | 0
[149 empty] | All EPR in 2020WLDFRSafety | WLDFR | HFTD - Distribution - Tier 2 - 5QU CoRE ¦ 1QU LoRE | Red Flag Warning - Catastrophic Fires | 2020 | Safety | 5338.1784 | 700.8825 | 2020 | Control | 0.053 | 3 | 0 | esc | 0.055966 | 298.7576 | 0 | 0 | 0 | 0 | 0 | 0
[149 empty] | All EPR in 2020WLDFRElectric Reliability | WLDFR | HFTD - Distribution - Tier 2 - 5QU CoRE ¦ 1QU LoRE | Red Flag Warning - Destructive Fires | 2020 | Electric Reliability | 222.2294 | 700.8825 | 2020 | Control | 0.1325 | 3 | 0 | esc | 0.15274 | 33.9428 | 0 | 0 | 0 | 0 | 0 | 0
[149 empty] | All EPR in 2020WLDFRFinancial | WLDFR | HFTD - Distribution - Tier 2 - 5QU CoRE ¦ 1QU LoRE | Red Flag Warning - Destructive Fires | 2020 | Financial | 8585.7228 | 700.8825 | 2020 | Control | 0.053 | 3 | 0 | esc | 0.055966 | 480.5104 | 0 | 0 | 0 | 0 | 0 | 0
[149 empty] | All EPR in 2020WLDFRElectric Reliability | WLDFR | HFTD - Distribution - Tier 2 - 5QU CoRE ¦ 1QU LoRE | Red Flag Warning - Large Fires | 2020 | Electric Reliability | 0.69642 | 700.8825 | 2020 | Control | 0.1325 | 3 | 0 | esc | 0.15274 | 0.10637 | 0 | 0 | 0 | 0 | 0 | 0