## OEIS-P-WMP_2025-SDGE-03_rank_su
upstreamardfacilityid | wf_risk_new | rank_new | wf_risk_old | rank_old | rank_difference | abs_rank_difference | new_prioh_miles | old_prioh_miles | miles_diff | abs_miles_diff
222-1986R | 78602169.7569 | 1 | no_oh_hftd_spans_and_no_psps_events_at_model_run_time | N/A | no_output_from_previous_model | no_output_from_previous_model | 20.2812 |  | -20.2812 | 20.2812
237-30R | 64815658.7441 | 2 | 0.0070124 | 1 | -1 | 1 | 31.7307 | 31.7027 | -0.02803 | 0.02803
909-451 | 54850768.6606 | 3 | no_oh_hftd_spans_and_no_psps_events_at_model_run_time | N/A | no_output_from_previous_model | no_output_from_previous_model | 18.0059 |  | -18.0059 | 18.0059
222-1990R | 44939414.3997 | 4 | no_oh_hftd_spans_and_no_psps_events_at_model_run_time | N/A | no_output_from_previous_model | no_output_from_previous_model | 13.1989 |  | -13.1989 | 13.1989
908-2038R | 40800963.6338 | 5 | 0.0013522 | 29 | 24 | 24 | 14.7186 | 14.6182 | -0.10038 | 0.10038
524-69R | 39985024.927 | 6 | 0.0053589 | 4 | -2 | 2 | 30.7532 | 30.7449 | -0.0083333 | 0.0083333
358-682F | 37073060.587 | 7 | 0.0027387 | 9 | 2 | 2 | 10.4532 | 10.4536 | 0.00037879 | 0.00037879
1458-601R | 36838604.201 | 8 | no_oh_hftd_spans_and_no_psps_events_at_model_run_time | N/A | no_output_from_previous_model | no_output_from_previous_model | 13.1473 |  | -13.1473 | 13.1473
1021-1748F | 34811510.8905 | 9 | 0.00041743 | 95 | 86 | 86 | 15.4795 | 15.3237 | -0.15587 | 0.15587
909-805R | 32075252.6475 | 10 | 0.0069859 | 2 | -8 | 8 | 11.5955 | 17.9655 | 6.3701 | 6.3701
237-2R | 30619728.0088 | 11 | 0.00078332 | 54 | 43 | 43 | 14.6977 | 14.6606 | -0.037121 | 0.037121
971-2050R | 28174790.2275 | 12 | no_oh_hftd_spans_and_no_psps_events_at_model_run_time | N/A | no_output_from_previous_model | no_output_from_previous_model | 18.1945 |  | -18.1945 | 18.1945
237-1765R | 28064039.1156 | 13 | 0.0021647 | 14 | 1 | 1 | 7.3027 | 7.3028 | 0.00018939 | 0.00018939
1030-42R | 27971255.8292 | 14 | 0.0010202 | 41 | 27 | 27 | 14.3574 | 14.0322 | -0.32519 | 0.32519
907-1716R | 26848173.2279 | 15 | 0.00011483 | 215 | 200 | 200 | 10.6163 | 10.5544 | -0.061932 | 0.061932
237-17R | 26780685.6631 | 16 | 0.0018932 | 17 | 1 | 1 | 10.4949 | 13.629 | 3.1341 | 3.1341
1030-989R | 26471622.1415 | 17 | 0.0024432 | 11 | -6 | 6 | 18.3199 | 18.3203 | 0.00037879 | 0.00037879
214-1122R | 25993614.3166 | 18 | 0.0021261 | 15 | -3 | 3 | 18.0222 | 17.9733 | -0.048864 | 0.048864
599-19R | 25588004.7565 | 19 | 0.00013916 | 194 | 175 | 175 | 25.2367 | 25.5087 | 0.27197 | 0.27197
1030-20R | 25101310.8982 | 20 | 0.00090898 | 44 | 24 | 24 | 14.3998 | 14.3699 | -0.029924 | 0.029924
351-819R | 23341044.154 | 21 | 0.00024941 | 146 | 125 | 125 | 10.4894 | 10.515 | 0.025568 | 0.025568
235-899R | 23291809.548 | 22 | 0.0015266 | 23 | 1 | 1 | 9.9434 | 9.8138 | -0.12955 | 0.12955
972-1590F | 23032887.7606 | 23 | no_oh_hftd_spans_and_no_psps_events_at_model_run_time | N/A | no_output_from_previous_model | no_output_from_previous_model | 15.615 |  | -15.615 | 15.615
908-2055F | 22357448.5426 | 24 | 0.00012591 | 202 | 178 | 178 | 9.8153 | 9.7648 | -0.050568 | 0.050568
972-32R | 22336491.2466 | 25 | 0.00042324 | 93 | 68 | 68 | 11.5867 | 11.5864 | -0.00037879 | 0.00037879
214-647R | 22185077.5014 | 26 | 0.00025371 | 144 | 118 | 118 | 9.6098 | 9.622 | 0.012121 | 0.012121
236-1569R | 20875680.9896 | 27 | no_oh_hftd_spans_and_no_psps_events_at_model_run_time | N/A | no_output_from_previous_model | no_output_from_previous_model | 13.5648 |  | -13.5648 | 13.5648
354-1706R | 20339348.0468 | 28 | no_oh_hftd_spans_and_no_psps_events_at_model_run_time | N/A | no_output_from_previous_model | no_output_from_previous_model | 17.0706 |  | -17.0706 | 17.0706
79-808R | 19824672.4607 | 29 | 0.002219 | 12 | -17 | 17 | 10.2572 | 10.257 | -0.00018939 | 0.00018939
215-1534R | 19294168.695 | 30 | 0.00080054 | 53 | 23 | 23 | 6.8364 | 6.983 | 0.14659 | 0.14659
1021-25R | 18768978.8338 | 31 | 0.00016483 | 176 | 145 | 145 | 6.4205 | 6.3362 | -0.08428 | 0.08428
352-27R | 18495148.8145 | 32 | 0.00034366 | 108 | 76 | 76 | 11.4138 | 11.4138 | 0 | 0
79-679R | 18245131.6107 | 33 | 0.0011761 | 35 | 2 | 2 | 6.085 | 6.0042 | -0.080871 | 0.080871
79-785 | 18244488.231 | 34 | 0.00055008 | 77 | 43 | 43 | 10.1106 | 10.1076 | -0.0030303 | 0.0030303
157-81R | 18188039.2067 | 35 | 0.0024851 | 10 | -25 | 25 | 25.3665 | 28.2803 | 2.9138 | 2.9138
597-595 | 17938778.6421 | 36 | 0.00032976 | 115 | 79 | 79 | 16.7053 | 16.6498 | -0.055492 | 0.055492
357-45R | 17249773.4593 | 37 | 0.001232 | 32 | -5 | 5 | 9.6792 | 9.6794 | 0.00018939 | 0.00018939
357-2049F | 16664984.6208 | 38 | 0.0004476 | 90 | 52 | 52 | 5.6208 | 5.6208 | 0 | 0
470-47R | 16634976.6647 | 39 | 0.00021137 | 158 | 119 | 119 | 22.8116 | 22.8383 | 0.026705 | 0.026705
222-2085 | 16218058.7657 | 40 | no_oh_hftd_spans_and_no_psps_events_at_model_run_time | N/A | no_output_from_previous_model | no_output_from_previous_model | 26.5778 |  | -26.5778 | 26.5778
1458-1131R | 15842278.1898 | 41 | 0.00016713 | 174 | 133 | 133 | 4.0415 | 3.9155 | -0.12595 | 0.12595
356-19R | 15654557.522 | 42 | 0.00041153 | 96 | 54 | 54 | 18.8011 | 19.4258 | 0.62462 | 0.62462
1039-13 | 15550885.1225 | 43 | 0.00017771 | 168 | 125 | 125 | 13.3375 | 13.2015 | -0.13598 | 0.13598
908-1172R | 15502577.8274 | 44 | 0.00029651 | 127 | 83 | 83 | 9.0061 | 8.9392 | -0.066856 | 0.066856
73-1163 | 15116478.9066 | 45 | no_oh_hftd_spans_and_no_psps_events_at_model_run_time | N/A | no_output_from_previous_model | no_output_from_previous_model | 8.9943 |  | -8.9943 | 8.9943
971-1973R | 15005297.4007 | 46 | 0.00018636 | 166 | 120 | 120 | 9.0023 | 9.0311 | 0.028788 | 0.028788
CB 351 | 14550361.9113 | 47 | 0.00016715 | 173 | 126 | 126 | 6.4841 | 6.4839 | -0.00018939 | 0.00018939
971-383R | 14538988.9378 | 48 | 0.00087779 | 48 | 0 | 0 | 7.3409 | 25.3784 | 18.0375 | 18.0375
78-26R | 14317113.3624 | 49 | 0.00083499 | 52 | 3 | 3 | 5.2534 | 5.2598 | 0.0064394 | 0.0064394
216-1859F | 13926878.6549 | 50 | no_oh_hftd_spans_and_no_psps_events_at_model_run_time | N/A | no_output_from_previous_model | no_output_from_previous_model | 6.5299 |  | -6.5299 | 6.5299
350-2192R | 13613237.5993 | 51 | 0.00023839 | 149 | 98 | 98 | 29.4777 | 29.26 | -0.21761 | 0.21761
524-46R | 13572074.1792 | 52 | 0.00021843 | 155 | 103 | 103 | 11.0532 | 11.1706 | 0.11742 | 0.11742
353-904R | 13457602.2771 | 53 | 0.00019142 | 163 | 110 | 110 | 6.6816 | 6.6657 | -0.015909 | 0.015909
350-2201R | 13424968.4125 | 54 | 0.00031887 | 121 | 67 | 67 | 13.3602 | 13.3379 | -0.022348 | 0.022348
970-1341R | 12917271.9445 | 55 | 0.0013957 | 26 | -29 | 29 | 4.1362 | 4.1301 | -0.0060606 | 0.0060606
176-197F | 12751842.4782 | 56 | 4.7158e-05 | 300 | 244 | 244 | 12.7636 | 12.7642 | 0.00056818 | 0.00056818
215-1531R | 12475572.5359 | 57 | 0.00022418 | 151 | 94 | 94 | 7.4502 | 7.5496 | 0.099432 | 0.099432
CB 236 | 12408602.1726 | 58 | 0.00083822 | 51 | -7 | 7 | 6.3229 | 6.2456 | -0.077273 | 0.077273
79-658R | 12230390.8778 | 59 | 0.00022329 | 153 | 94 | 94 | 9.3078 | 9.3134 | 0.0056818 | 0.0056818
521-32R | 12165680.2675 | 60 | 0.00010885 | 222 | 162 | 162 | 9.5873 | 9.5773 | -0.010038 | 0.010038
1250-677R | 11662207.457 | 61 | 0.00010744 | 225 | 164 | 164 | 7.8386 | 7.7672 | -0.071402 | 0.071402
1030-1777 | 11650337.6053 | 62 | no_oh_hftd_spans_and_no_psps_events_at_model_run_time | N/A | no_output_from_previous_model | no_output_from_previous_model | 4.6761 |  | -4.6761 | 4.6761
908-1236 | 11622998.1269 | 63 | no_oh_hftd_spans_and_no_psps_events_at_model_run_time | N/A | no_output_from_previous_model | no_output_from_previous_model | 4.7572 |  | -4.7572 | 4.7572
357-750R | 11499648.1899 | 64 | 0.00025841 | 143 | 79 | 79 | 7.1746 | 7.2121 | 0.0375 | 0.0375
CB 971 | 11400370.6961 | 65 | 0.00059182 | 64 | -1 | 1 | 4.1989 | 4.2053 | 0.0064394 | 0.0064394
176-161R | 11381448.7362 | 66 | 6.2917e-05 | 279 | 213 | 213 | 9.7784 | 9.7784 | 0 | 0
524-27R | 11291558.1537 | 67 | 0.00017825 | 167 | 100 | 100 | 11.4695 | 11.4602 | -0.0092803 | 0.0092803
182-2240F | 11236831.9909 | 68 | 7.2124e-05 | 263 | 195 | 195 | 12.4157 | 13.6491 | 1.2333 | 1.2333
CB 355 | 11157038.9975 | 69 | 0.00029258 | 128 | 59 | 59 | 6.6542 | 6.629 | -0.025189 | 0.025189
971-388R | 11152745.4958 | 70 | 0.00027079 | 138 | 68 | 68 | 16.6265 | 16.5722 | -0.054356 | 0.054356
350-41R | 11075404.026 | 71 | 0.00037523 | 101 | 30 | 30 | 14.1648 | 14.207 | 0.042235 | 0.042235
521-14R | 10974724.5582 | 72 | 0.0014883 | 25 | -47 | 47 | 11.8083 | 11.8083 | 0 | 0
217-835R | 10546229.7286 | 73 | 0.0013957 | 27 | -46 | 46 | 17.7608 | 17.6886 | -0.072159 | 0.072159
73-678R | 10412424.065 | 74 | 0.00088101 | 46 | -28 | 28 | 13.011 | 13.0104 | -0.00056818 | 0.00056818
CB RA1 | 10338977.3236 | 75 | 0.00048222 | 83 | 8 | 8 | 7.7369 | 7.668 | -0.068939 | 0.068939
442-728R | 10238670.5132 | 76 | 7.7068e-05 | 257 | 181 | 181 | 15.4341 | 15.3407 | -0.093371 | 0.093371
1166-342R | 10227749.4926 | 77 | 0.00032837 | 117 | 40 | 40 | 10.7625 | 10.7864 | 0.023864 | 0.023864
445-18R | 10161861.8372 | 78 | no_oh_hftd_spans_and_no_psps_events_at_model_run_time | N/A | no_output_from_previous_model | no_output_from_previous_model | 22.6981 |  | -22.6981 | 22.6981
357-50R | 10123494.7451 | 79 | 0.00033064 | 114 | 35 | 35 | 8.6547 | 8.6652 | 0.010417 | 0.010417
1166-18R | 10085269.383 | 80 | 0.00014576 | 187 | 107 | 107 | 7.5038 | 7.5038 | 0 | 0
217-983R | 10020803.7313 | 81 | 0.0029499 | 7 | -74 | 74 | 6.8811 | 6.8258 | -0.055303 | 0.055303
176-1834R | 9779526.9047 | 82 | 0.00012111 | 205 | 123 | 123 | 12.6396 | 12.4684 | -0.17121 | 0.17121
1022-17F | 9763526.9192 | 83 | 0.00011178 | 219 | 136 | 136 | 4.0561 | 4.0996 | 0.043561 | 0.043561
236-1535R | 9595870.9957 | 84 | no_oh_hftd_spans_and_no_psps_events_at_model_run_time | N/A | no_output_from_previous_model | no_output_from_previous_model | 6.7146 |  | -6.7146 | 6.7146
222-1433R | 9578744.2722 | 85 | 0.0011186 | 39 | -46 | 46 | 6.1127 | 6.1127 | 0 | 0
79-676R | 9547621.9773 | 86 | 0.00015141 | 182 | 96 | 96 | 3.1771 | 3.1761 | -0.00094697 | 0.00094697
RA1-402R | 9276378.8281 | 87 | 8.7131e-05 | 246 | 159 | 159 | 3.1917 | 3.2409 | 0.049242 | 0.049242
445-1311R | 9146838.7204 | 88 | 0.001547 | 22 | -66 | 66 | 11.3703 | 11.4862 | 0.11591 | 0.11591
73-683R | 9142043.2186 | 89 | 0.0017472 | 20 | -69 | 69 | 10.0097 | 9.9674 | -0.042235 | 0.042235
351-871R | 9119653.5616 | 90 | 0.00010569 | 227 | 137 | 137 | 4.1407 | 4.1574 | 0.016667 | 0.016667
1023-46AE | 9089006.5352 | 91 | 0.00012294 | 204 | 113 | 113 | 17.1742 | 16.7595 | -0.41477 | 0.41477
907-1702R | 9075653.9508 | 92 | 0.00042155 | 94 | 2 | 2 | 4.7411 | 4.7411 | 0 | 0
972-942R | 9068839.1214 | 93 | 8.8329e-05 | 243 | 150 | 150 | 7.0945 | 7.0945 | 0 | 0
353-1429R | 8990135.5043 | 94 | no_oh_hftd_spans_and_no_psps_events_at_model_run_time | N/A | no_output_from_previous_model | no_output_from_previous_model | 5.183 |  | -5.183 | 5.183
521-700R | 8927133.7418 | 95 | 0.00046842 | 85 | -10 | 10 | 10.6678 | 10.714 | 0.046212 | 0.046212
356-30AE | 8868205.8361 | 96 | 0.00020381 | 159 | 63 | 63 | 14.6992 | 14.6472 | -0.052083 | 0.052083
521-18R | 8657405.5156 | 97 | 0.0003423 | 109 | 12 | 12 | 11.1305 | 21.9992 | 10.8687 | 10.8687
524-50R | 8643494.7957 | 98 | 0.00015803 | 179 | 81 | 81 | 9.3718 | 9.5091 | 0.13731 | 0.13731
788-34R | 8614677.8722 | 99 | 5.9872e-05 | 284 | 185 | 185 | 12.3557 | 12.2973 | -0.058333 | 0.058333
859-42R | 8594825.5955 | 100 | 2.6053e-05 | 339 | 239 | 239 | 13.8547 | 13.8598 | 0.0051136 | 0.0051136
973-1245R | 8579827.5741 | 101 | no_oh_hftd_spans_and_no_psps_events_at_model_run_time | N/A | no_output_from_previous_model | no_output_from_previous_model | 3.2869 |  | -3.2869 | 3.2869
209-1769F | 8440861.3147 | 102 | 8.1224e-05 | 254 | 152 | 152 | 24.3042 | 24.3379 | 0.033712 | 0.033712
1215-32R | 8389974.3077 | 103 | 0.0019926 | 16 | -87 | 87 | 11.565 | 11.565 | 0 | 0
448-744R | 8347199.644 | 104 | no_oh_hftd_spans_and_no_psps_events_at_model_run_time | N/A | no_output_from_previous_model | no_output_from_previous_model | 25.9697 |  | -25.9697 | 25.9697
521-1856R | 8290637.7323 | 105 | no_oh_hftd_spans_and_no_psps_events_at_model_run_time | N/A | no_output_from_previous_model | no_output_from_previous_model | 10.9152 |  | -10.9152 | 10.9152
907-1562AE | 8238563.7109 | 106 | 0.00027471 | 137 | 31 | 31 | 3.1705 | 3.1705 | 0 | 0
450-1851F | 8210482.2612 | 107 | no_oh_hftd_spans_and_no_psps_events_at_model_run_time | N/A | no_output_from_previous_model | no_output_from_previous_model | 5.91 |  | -5.91 | 5.91
CB 788 | 8146827.0651 | 108 | 9.657e-06 | 399 | 291 | 291 | 15.5189 | 15.7527 | 0.23371 | 0.23371
1458-565R | 8098401.0314 | 109 | 0.00011528 | 214 | 105 | 105 | 5.3782 | 5.4133 | 0.035038 | 0.035038
971-29R | 7972516.2609 | 110 | 0.00040149 | 98 | -12 | 12 | 3.3472 | 3.3341 | -0.013068 | 0.013068
972-1582R | 7901674.2084 | 111 | 0.00010248 | 229 | 118 | 118 | 10.4437 | 10.564 | 0.12027 | 0.12027
908-1372R | 7828738.2327 | 112 | 0.00014544 | 188 | 76 | 76 | 3.0991 | 3.5292 | 0.43011 | 0.43011
355-41R | 7388136.9365 | 113 | 0.00014607 | 185 | 72 | 72 | 4.728 | 4.743 | 0.014962 | 0.014962
78-782R | 7167196.5439 | 114 | 8.8694e-05 | 241 | 127 | 127 | 1.7152 | 1.6962 | -0.018939 | 0.018939
222-1523R | 7156613.2119 | 115 | 0.0013336 | 30 | -85 | 85 | 10.9907 | 12.4907 | 1.5 | 1.5
222-2013R | 7133534.366 | 116 | 0.0014909 | 24 | -92 | 92 | 11.5523 | 15.1184 | 3.5661 | 3.5661
974-715R | 7075029.5845 | 117 | no_oh_hftd_spans_and_no_psps_events_at_model_run_time | N/A | no_output_from_previous_model | no_output_from_previous_model | 8.4794 |  | -8.4794 | 8.4794
445-1325F | 6968326.4254 | 118 | 0.00069577 | 58 | -60 | 60 | 11.2644 | 15.6189 | 4.3545 | 4.3545
1021-1760R | 6926992.6786 | 119 | 7.0532e-05 | 269 | 150 | 150 | 2.5712 | 2.5716 | 0.00037879 | 0.00037879
CB OK1 | 6846548.5064 | 120 | 0.00024591 | 148 | 28 | 28 | 6.786 | 12.3456 | 5.5597 | 5.5597
236-1573R | 6778519.8437 | 121 | 9.553e-05 | 236 | 115 | 115 | 6.2801 | 6.2333 | -0.04678 | 0.04678
RB1-427R | 6752264.4955 | 122 | 0.00033419 | 112 | -10 | 10 | 9.2602 | 9.3723 | 0.11212 | 0.11212
214-1135R | 6627374.3046 | 123 | 0.00064617 | 62 | -61 | 61 | 10.8756 | 10.8528 | -0.022727 | 0.022727
CB 470 | 6609552.2304 | 124 | 1.4773e-05 | 366 | 242 | 242 | 10.2729 | 10.1409 | -0.13201 | 0.13201
CB 1235 | 6585223.8253 | 125 | 0.00019993 | 161 | 36 | 36 | 17.4856 | 17.3602 | -0.12538 | 0.12538
520-1527R | 6541015.7388 | 126 | 0.00057918 | 69 | -57 | 57 | 10.018 | 9.9532 | -0.064773 | 0.064773
1030-18R | 6532115.4055 | 127 | 0.00025914 | 142 | 15 | 15 | 2.9989 | 11.0436 | 8.0447 | 8.0447
1250-671R | 6443060.7288 | 128 | 6.7969e-05 | 270 | 142 | 142 | 1.9667 | 1.9667 | 0 | 0
973-626R | 6393285.8327 | 129 | 0.00050413 | 80 | -49 | 49 | 10.7778 | 10.7777 | -0.00018939 | 0.00018939
907-2820R | 6346945.6016 | 130 | 1.3045e-05 | 376 | 246 | 246 | 2.4405 | 2.4405 | 0 | 0
230-133AE | 6277695.8362 | 131 | 0.00036853 | 103 | -28 | 28 | 9.582 | 17.6803 | 8.0983 | 8.0983
411-30R | 6272317.8666 | 132 | 0.00055777 | 73 | -59 | 59 | 17.7117 | 17.715 | 0.0032197 | 0.0032197
239-2215R | 6158320.4267 | 133 | no_oh_hftd_spans_and_no_psps_events_at_model_run_time | N/A | no_output_from_previous_model | no_output_from_previous_model | 10.6913 |  | -10.6913 | 10.6913
449-13R | 6090025.9061 | 134 | 0.0010351 | 40 | -94 | 94 | 12.1381 | 11.9763 | -0.16174 | 0.16174
73-1130R | 6033465.8455 | 135 | no_oh_hftd_spans_and_no_psps_events_at_model_run_time | N/A | no_output_from_previous_model | no_output_from_previous_model | 10.4174 |  | -10.4174 | 10.4174
1215-12R | 6017063.678 | 136 | 0.00088047 | 47 | -89 | 89 | 7.9612 | 7.9655 | 0.0043561 | 0.0043561
1250-27R | 5971509.076 | 137 | 5.8363e-05 | 287 | 150 | 150 | 3.5134 | 3.5087 | -0.0047348 | 0.0047348
RB1-433R | 5905824.7081 | 138 | 0.00020199 | 160 | 22 | 22 | 6.2241 | 6.2246 | 0.00056818 | 0.00056818
1090-73F | 5876650.6475 | 139 | 6.7316e-05 | 271 | 132 | 132 | 8.9759 | 8.604 | -0.37197 | 0.37197
CB 357 | 5866848.8393 | 140 | 0.00045525 | 89 | -51 | 51 | 3.9343 | 3.9348 | 0.00056818 | 0.00056818
909-453R | 5701153.2251 | 141 | no_oh_hftd_spans_and_no_psps_events_at_model_run_time | N/A | no_output_from_previous_model | no_output_from_previous_model | 2.2977 |  | -2.2977 | 2.2977
78-35R | 5695326.8309 | 142 | 0.00019725 | 162 | 20 | 20 | 1.532 | 1.5062 | -0.025758 | 0.025758
73-23R | 5642495.3869 | 143 | 0.00042991 | 92 | -51 | 51 | 7.5265 | 7.5246 | -0.0018939 | 0.0018939
175-90R | 5561271.4512 | 144 | 6.2239e-05 | 281 | 137 | 137 | 10.8652 | 11.0057 | 0.14053 | 0.14053
521-27R | 5550019.8098 | 145 | 0.00027708 | 135 | -10 | 10 | 7.6949 | 7.6937 | -0.0011364 | 0.0011364
524-1782F | 5455868.3357 | 146 | no_oh_hftd_spans_and_no_psps_events_at_model_run_time | N/A | no_output_from_previous_model | no_output_from_previous_model | 7.6273 |  | -7.6273 | 7.6273
522-38R | 5439139.6424 | 147 | 8.4626e-05 | 250 | 103 | 103 | 12.9818 | 13.0818 | 0.1 | 0.1
350-2196R | 5402874.7346 | 148 | 0.00015059 | 183 | 35 | 35 | 32.7625 | 32.8384 | 0.075947 | 0.075947
215-38R | 5375940.6103 | 149 | 0.0011393 | 37 | -112 | 112 | 6.2763 | 6.3038 | 0.027462 | 0.027462
908-1368R | 5361811.1093 | 150 | 0.00010704 | 226 | 76 | 76 | 17.254 | 17.2307 | -0.023295 | 0.023295
356-16R | 5336373.2739 | 151 | 0.00016796 | 172 | 21 | 21 | 4.3428 | 4.3443 | 0.0015152 | 0.0015152
79-714R | 5332550.5898 | 152 | 8.4161e-05 | 252 | 100 | 100 | 4.585 | 4.5386 | -0.046402 | 0.046402
CB 1234 | 5319836.9588 | 153 | 0.00046083 | 86 | -67 | 67 | 16.6487 | 16.6466 | -0.0020833 | 0.0020833
448-9R | 5273684.8346 | 154 | 0.0008739 | 50 | -104 | 104 | 16.4426 | 17.0748 | 0.6322 | 0.6322
441-30R | 5272517.0957 | 155 | 0.00087393 | 49 | -106 | 106 | 5.714 | 5.714 | 0 | 0
236-1567R | 5229333.7728 | 156 | 7.1512e-05 | 265 | 109 | 109 | 5.4419 | 5.4422 | 0.00037879 | 0.00037879
283-55R | 5223022.4858 | 157 | 0.00029081 | 129 | -28 | 28 | 7.0025 | 7.0025 | 0 | 0
449-693R | 5196144.7106 | 158 | no_oh_hftd_spans_and_no_psps_events_at_model_run_time | N/A | no_output_from_previous_model | no_output_from_previous_model | 7.639 |  | -7.639 | 7.639
66-1213R | 5193771.752 | 159 | 0 | 568 | 409 | 409 | 15.3455 | 15.3441 | -0.0013258 | 0.0013258
470-40AE | 5176968.2697 | 160 | 5.0962e-05 | 294 | 134 | 134 | 5.6248 | 5.6131 | -0.011742 | 0.011742
975-22R | 5152704.553 | 161 | 0.0003881 | 99 | -62 | 62 | 1.6544 | 1.6544 | 0 | 0
CB RA2 | 5131211.4171 | 162 | 2.4299e-05 | 342 | 180 | 180 | 2.7417 | 2.8413 | 0.099621 | 0.099621
157-189R | 5091861.4926 | 163 | 0.0012544 | 31 | -132 | 132 | 24.157 | 23.96 | -0.19697 | 0.19697
357-1299R | 5082456.8734 | 164 | 0.0005824 | 68 | -96 | 96 | 2.6642 | 2.6642 | 0 | 0
231-1635R | 5074261.8471 | 165 | 0.00055793 | 72 | -93 | 93 | 26.3958 | 26.4081 | 0.012311 | 0.012311
CB MOR1 | 5045788.0578 | 166 | 5.0563e-05 | 296 | 130 | 130 | 2.911 | 2.911 | 0 | 0
973-1226R | 5039261.7504 | 167 | 0.00054138 | 78 | -89 | 89 | 7.4847 | 7.4847 | 0 | 0
1030-1728R | 5035020.7149 | 168 | 5.0892e-05 | 295 | 127 | 127 | 2.0987 | 2.0987 | 0 | 0
1022-322R | 5029594.3965 | 169 | 0.00011551 | 213 | 44 | 44 | 3.3911 | 3.3911 | 0 | 0
1021-855 | 5009473.3713 | 170 | 7.2321e-05 | 262 | 92 | 92 | 2.8114 | 2.8116 | 0.00018939 | 0.00018939
1090-74F | 4972118.9145 | 171 | 4.7445e-05 | 299 | 128 | 128 | 8.54 | 8.4949 | -0.045076 | 0.045076
234-48R | 4912538.7809 | 172 | 4.3811e-05 | 303 | 131 | 131 | 9.2966 | 5.2133 | -4.0833 | 4.0833
222-2063 | 4852517.2036 | 173 | 0.00055641 | 75 | -98 | 98 | 4.7672 | 4.7983 | 0.031061 | 0.031061
212-725R | 4846329.5478 | 174 | 0.00011466 | 216 | 42 | 42 | 10.9282 | 10.7958 | -0.13239 | 0.13239
520-35R | 4822590.9181 | 175 | 0.00022376 | 152 | -23 | 23 | 13.971 | 13.9036 | -0.067424 | 0.067424
176-194R | 4820768.4196 | 176 | 0.00015215 | 181 | 5 | 5 | 8.461 | 8.4367 | -0.024242 | 0.024242
441-27R | 4655243.6145 | 177 | 0.0011246 | 38 | -139 | 139 | 7.0608 | 7.0608 | 0 | 0
991-1206R | 4566681.8556 | 178 | 0.0001307 | 200 | 22 | 22 | 9.0301 | 9.0746 | 0.044508 | 0.044508
307-234R | 4550698.7421 | 179 | 9.2215e-05 | 237 | 58 | 58 | 4.5011 | 4.6523 | 0.15114 | 0.15114
221-788 | 4457135.1181 | 180 | 9.7131e-05 | 233 | 53 | 53 | 3.417 | 3.4205 | 0.0034091 | 0.0034091
240-2004R | 4344911.7762 | 181 | 4.8876e-05 | 297 | 116 | 116 | 15.8669 | 15.9184 | 0.051515 | 0.051515
971-371R | 4330446.0988 | 182 | 0.00013658 | 196 | 14 | 14 | 2.2835 | 2.3131 | 0.029545 | 0.029545
CB 599 | 4315016.6286 | 183 | 3.7267e-05 | 313 | 130 | 130 | 9.2301 | 9.2667 | 0.036553 | 0.036553
1458-1061 | 4312122.8435 | 184 | 9.7887e-05 | 232 | 48 | 48 | 1.6858 | 1.686 | 0.00018939 | 0.00018939
353-901F | 4296048.7024 | 185 | 4.2412e-05 | 304 | 119 | 119 | 2.1602 | 2.1604 | 0.00018939 | 0.00018939
175-64R | 4276794.127 | 186 | 7.6664e-05 | 259 | 73 | 73 | 10.0371 | 9.986 | -0.051136 | 0.051136
1138-6R | 4249838.818 | 187 | 0.00044469 | 91 | -96 | 96 | 13.7655 | 13.7731 | 0.0075758 | 0.0075758
1233-591R | 4242541.5206 | 188 | no_oh_hftd_spans_and_no_psps_events_at_model_run_time | N/A | no_output_from_previous_model | no_output_from_previous_model | 6.0479 |  | -6.0479 | 6.0479
1105-1479 | 4224870.7096 | 189 | 7.1167e-05 | 266 | 77 | 77 | 3.4199 | 3.4146 | -0.005303 | 0.005303
182-2252R | 4196758.1646 | 190 | 2.2982e-05 | 345 | 155 | 155 | 3.0292 | 3.032 | 0.0028409 | 0.0028409
176-164R | 4105075.4627 | 191 | 1.2162e-05 | 381 | 190 | 190 | 6.0422 | 6.042 | -0.00018939 | 0.00018939
305-32R | 4103697.3678 | 192 | 0 | 568 | 376 | 376 | 6.4379 | 6.3699 | -0.067992 | 0.067992
CB 233 | 4075589.0906 | 193 | 0.00012016 | 206 | 13 | 13 | 15.5687 | 15.5784 | 0.0096591 | 0.0096591
CB 1250 | 4072563.6693 | 194 | 8.736e-05 | 244 | 50 | 50 | 2.539 | 2.539 | 0 | 0
471-36F | 4039168.3366 | 195 | 4.519e-06 | 437 | 242 | 242 | 3.0515 | 2.9703 | -0.08125 | 0.08125
175-2024R | 3992843.5947 | 196 | 3.6162e-05 | 317 | 121 | 121 | 7.1572 | 7.1572 | 0 | 0
67-34R | 3921083.9191 | 197 | 0.00030864 | 123 | -74 | 74 | 18.2917 | 18.1551 | -0.13655 | 0.13655
221-6R | 3899503.1774 | 198 | 0.00016354 | 177 | -21 | 21 | 6.0572 | 6.0502 | -0.0070076 | 0.0070076
1166-15R | 3896388.7437 | 199 | 0.00028853 | 130 | -69 | 69 | 4.3913 | 4.3913 | 0 | 0
445-894R | 3895845.1495 | 200 | 0.00090816 | 45 | -155 | 155 | 25.2472 | 25.0699 | -0.17727 | 0.17727
235-897R | 3877449.0208 | 201 | 7.0995e-05 | 268 | 67 | 67 | 4.3263 | 4.3282 | 0.0018939 | 0.0018939
1001-1820F | 3859583.2958 | 202 | 4.0241e-05 | 306 | 104 | 104 | 5.9845 | 6.0165 | 0.032008 | 0.032008
157-204R | 3836813.9225 | 203 | 0.00056659 | 70 | -133 | 133 | 12.9229 | 12.8415 | -0.081439 | 0.081439
221-37AE | 3817749.2995 | 204 | 0.00026009 | 141 | -63 | 63 | 6.2108 | 6.1784 | -0.032386 | 0.032386
TM1-10R | 3763197.4906 | 205 | 0.00014883 | 184 | -21 | 21 | 2.9301 | 2.9303 | 0.00018939 | 0.00018939
CB RC1 | 3707620.4941 | 206 | 3.2489e-05 | 321 | 115 | 115 | 2.5881 | 2.5881 | 0 | 0
240-2006R | 3707607.3748 | 207 | 3.0717e-05 | 330 | 123 | 123 | 10.6277 | 10.6258 | -0.0018939 | 0.0018939
221-1230F | 3687572.8112 | 208 | 0.00035297 | 107 | -101 | 101 | 3.8686 | 3.8686 | 0 | 0
1023-48R | 3675353.5853 | 209 | no_oh_hftd_spans_and_no_psps_events_at_model_run_time | N/A | no_output_from_previous_model | no_output_from_previous_model | 14.9381 |  | -14.9381 | 14.9381
1250-8R | 3616964.705 | 210 | 0.00016685 | 175 | -35 | 35 | 2.8593 | 2.8593 | 0 | 0
237-1761R | 3612196.0957 | 211 | 0.00058748 | 65 | -146 | 146 | 7.3464 | 7.3841 | 0.037689 | 0.037689
249-24R | 3597511.4758 | 212 | 0.00011449 | 217 | 5 | 5 | 12.4773 | 12.3312 | -0.14602 | 0.14602
222-1988R | 3592933.5686 | 213 | no_oh_hftd_spans_and_no_psps_events_at_model_run_time | N/A | no_output_from_previous_model | no_output_from_previous_model | 0.89186 |  | -0.89186 | 0.89186
240-2032R | 3549053.9682 | 214 | 0.00011609 | 211 | -3 | 3 | 12.5852 | 12.528 | -0.057197 | 0.057197
DV1-3R | 3539616.4462 | 215 | 0.00014127 | 191 | -24 | 24 | 6.011 | 6.0193 | 0.0083333 | 0.0083333
1233-585R | 3505652.5681 | 216 | no_oh_hftd_spans_and_no_psps_events_at_model_run_time | N/A | no_output_from_previous_model | no_output_from_previous_model | 5.7703 |  | -5.7703 | 5.7703
217-837R | 3461858.2787 | 217 | 0.0017697 | 19 | -198 | 198 | 11.5799 | 11.5797 | -0.00018939 | 0.00018939
350-2188R | 3439370.2131 | 218 | 0.00013861 | 195 | -23 | 23 | 20.2665 | 20.2614 | -0.0051136 | 0.0051136
454-48F | 3430799.5759 | 219 | 9.0074e-05 | 238 | 19 | 19 | 3.3746 | 3.4131 | 0.038447 | 0.038447
441-23R | 3428404.8814 | 220 | 0.00072605 | 55 | -165 | 165 | 5.0348 | 5.0693 | 0.03447 | 0.03447
230-2060R | 3392757.0341 | 221 | no_oh_hftd_spans_and_no_psps_events_at_model_run_time | N/A | no_output_from_previous_model | no_output_from_previous_model | 8.228 |  | -8.228 | 8.228
920-1342R | 3384146.9602 | 222 | 0.00011093 | 220 | -2 | 2 | 6.1331 | 6.1462 | 0.013068 | 0.013068
908-2040 | 3351774.2424 | 223 | 8.7218e-05 | 245 | 22 | 22 | 4.4307 | 4.4629 | 0.032197 | 0.032197
444-43R | 3334274.9115 | 224 | 0.00055657 | 74 | -150 | 150 | 19.1161 | 19.3155 | 0.19943 | 0.19943
CB 1023 | 3326464.9375 | 225 | 1.0733e-05 | 392 | 167 | 167 | 3.8564 | 3.6027 | -0.25379 | 0.25379
176-1845R | 3324151.4369 | 226 | no_oh_hftd_spans_and_no_psps_events_at_model_run_time | N/A | no_output_from_previous_model | no_output_from_previous_model | 6.8333 |  | -6.8333 | 6.8333
974-23R | 3272567.438 | 227 | 0.00017179 | 170 | -57 | 57 | 13.8097 | 13.8089 | -0.00075758 | 0.00075758
CB 234 | 3257846.8436 | 228 | 0.00013457 | 197 | -31 | 31 | 7.9689 | 11.9587 | 3.9898 | 3.9898
354-24AE | 3234791.8728 | 229 | 5.3214e-05 | 292 | 63 | 63 | 3.4697 | 3.4699 | 0.00018939 | 0.00018939
445-39R | 3220260.9918 | 230 | 0.00032948 | 116 | -114 | 114 | 6.5566 | 10.3852 | 3.8286 | 3.8286
220-298R | 3204472.4076 | 231 | 0.0018868 | 18 | -213 | 213 | 31.4962 | 32.6462 | 1.15 | 1.15
246-34R | 3202236.9481 | 232 | 3.1536e-05 | 326 | 94 | 94 | 9.282 | 9.2095 | -0.072538 | 0.072538
520-1509R | 3165391.0031 | 233 | 6.3717e-05 | 278 | 45 | 45 | 13.2937 | 13.2937 | 0 | 0
CB SL1 | 3150269.9344 | 234 | 0.0001052 | 228 | -6 | 6 | 4.8833 | 4.9193 | 0.035985 | 0.035985
75-2259F | 3128270.3011 | 235 | no_oh_hftd_spans_and_no_psps_events_at_model_run_time | N/A | no_output_from_previous_model | no_output_from_previous_model | 3.4309 |  | -3.4309 | 3.4309
791-419F | 3101216.4739 | 236 | 6.3155e-06 | 423 | 187 | 187 | 4.9756 | 4.9756 | 0 | 0
157-1928R | 3024212.5715 | 237 | no_oh_hftd_spans_and_no_psps_events_at_model_run_time | N/A | no_output_from_previous_model | no_output_from_previous_model | 3.0542 |  | -3.0542 | 3.0542
221-23R | 3013932.7368 | 238 | 5.5207e-05 | 289 | 51 | 51 | 5.8843 | 5.8025 | -0.081818 | 0.081818
157-232R | 3010962.3601 | 239 | 0.0017153 | 21 | -218 | 218 | 10.3784 | 10.3659 | -0.0125 | 0.0125
233-123R | 3000562.2494 | 240 | 7.11e-05 | 267 | 27 | 27 | 12.9883 | 13.1589 | 0.17064 | 0.17064
206-1817 | 2969126.7016 | 241 | 1.1348e-05 | 389 | 148 | 148 | 8.0133 | 8.0562 | 0.042992 | 0.042992
79-799R | 2947432.5106 | 242 | 0.00032107 | 119 | -123 | 123 | 6.6937 | 6.6189 | -0.074811 | 0.074811
1233-587R | 2921127.9574 | 243 | no_oh_hftd_spans_and_no_psps_events_at_model_run_time | N/A | no_output_from_previous_model | no_output_from_previous_model | 6.9854 |  | -6.9854 | 6.9854
520-1045R | 2899717.5924 | 244 | 9.6031e-05 | 235 | -9 | 9 | 8.2123 | 8.2123 | 0 | 0
1023-200R | 2868050.8454 | 245 | 1.2472e-05 | 379 | 134 | 134 | 3.7112 | 3.7146 | 0.0034091 | 0.0034091
CB PE1 | 2867898.2114 | 246 | 0.00012692 | 201 | -45 | 45 | 5.0331 | 4.9809 | -0.052273 | 0.052273
452-38AE | 2821884.1608 | 247 | 1.4378e-05 | 371 | 124 | 124 | 2.5653 | 4.0112 | 1.4458 | 1.4458
396-699R | 2766176.8265 | 248 | 0.00034094 | 110 | -138 | 138 | 13.835 | 13.6286 | -0.20644 | 0.20644
236-1561R | 2746271.3929 | 249 | 8.6427e-05 | 248 | -1 | 1 | 4.4405 | 8.0434 | 3.6028 | 3.6028
CB 907 | 2737736.2405 | 250 | 8.962e-05 | 239 | -11 | 11 | 1.2258 | 1.2125 | -0.013258 | 0.013258
231-1136R | 2684541.5144 | 251 | no_oh_hftd_spans_and_no_psps_events_at_model_run_time | N/A | no_output_from_previous_model | no_output_from_previous_model | 11.6807 |  | -11.6807 | 11.6807
1001-1130R | 2661345.2595 | 252 | 0 | 568 | 316 | 316 | 3.4023 | 3.4023 | 0 | 0
212-773R | 2642067.3385 | 253 | 0.00033158 | 113 | -140 | 140 | 10.6424 | 10.1667 | -0.47576 | 0.47576
221-344R | 2629449.2922 | 254 | 0.00021847 | 154 | -100 | 100 | 10.397 | 10.3972 | 0.00018939 | 0.00018939
520-1489R | 2552367.6877 | 255 | 6.4177e-05 | 276 | 21 | 21 | 16.4032 | 16.4047 | 0.0015152 | 0.0015152
79-685R | 2548703.3542 | 256 | 0.00038282 | 100 | -156 | 156 | 3.8049 | 3.8049 | 0 | 0
1094-35F | 2510139.2574 | 257 | 1.3305e-05 | 374 | 117 | 117 | 4.5509 | 4.5703 | 0.019318 | 0.019318
237-28F | 2500529.9117 | 258 | no_oh_hftd_spans_and_no_psps_events_at_model_run_time | N/A | no_output_from_previous_model | no_output_from_previous_model | 1.4282 |  | -1.4282 | 1.4282
353-593F | 2498439.9602 | 259 | 3.5632e-05 | 318 | 59 | 59 | 1.9585 | 2.0619 | 0.10341 | 0.10341
CB 231 | 2482126.7106 | 260 | 0.00019092 | 164 | -96 | 96 | 7.2144 | 7.8244 | 0.61004 | 0.61004
67-24R | 2443585.0538 | 261 | 0.00017484 | 169 | -92 | 92 | 11.9987 | 11.9915 | -0.007197 | 0.007197
73-1164 | 2415513.2252 | 262 | no_oh_hftd_spans_and_no_psps_events_at_model_run_time | N/A | no_output_from_previous_model | no_output_from_previous_model | 1.0227 |  | -1.0227 | 1.0227
448-47R | 2400903.4768 | 263 | 0.00059592 | 63 | -200 | 200 | 8.3023 | 11.6773 | 3.375 | 3.375
217-48AE | 2396177.964 | 264 | 0.00012299 | 203 | -61 | 61 | 13.9809 | 13.8572 | -0.12367 | 0.12367
177-955 | 2318246.7809 | 265 | 5.8002e-07 | 504 | 239 | 239 | 3.8773 | 3.8695 | -0.0077652 | 0.0077652
305-35R | 2317507.7248 | 266 | 0 | 568 | 302 | 302 | 5.246 | 4.3587 | -0.88731 | 0.88731
221-824 | 2251306.5968 | 267 | 3.3913e-05 | 320 | 53 | 53 | 2.7125 | 2.7172 | 0.0047348 | 0.0047348
236-1563R | 2229175.5852 | 268 | no_oh_hftd_spans_and_no_psps_events_at_model_run_time | N/A | no_output_from_previous_model | no_output_from_previous_model | 3.6028 |  | -3.6028 | 3.6028
449-6R | 2216709.8385 | 269 | 0.00065906 | 61 | -208 | 208 | 4.0769 | 9.7265 | 5.6496 | 5.6496
353-594F | 2214151.4104 | 270 | 1.3765e-05 | 373 | 103 | 103 | 1.221 | 1.221 | 0 | 0
75-996R | 2194049.83 | 271 | 3.9133e-05 | 307 | 36 | 36 | 9.1595 | 9.1566 | -0.0028409 | 0.0028409
307-1538F | 2192285.3193 | 272 | 4.8839e-06 | 432 | 160 | 160 | 2.1735 | 2.1189 | -0.054545 | 0.054545
214-583R | 2188306.5727 | 273 | 9.6662e-05 | 234 | -39 | 39 | 5.682 | 5.682 | 0 | 0
1030-1823F | 2139065.0261 | 274 | 1.2263e-05 | 380 | 106 | 106 | 0.84583 | 0.84583 | 0 | 0
1100-1172R | 2138023.8044 | 275 | 3.1007e-05 | 329 | 54 | 54 | 2.2191 | 2.2237 | 0.0045455 | 0.0045455
212-886R | 2135825.9125 | 276 | 0.00028789 | 131 | -145 | 145 | 8.8506 | 8.8941 | 0.043561 | 0.043561
220-288R | 2118136.7464 | 277 | 0.00013367 | 198 | -79 | 79 | 7.0057 | 7.0057 | 0 | 0
CB 237 | 2101904.2649 | 278 | 7.317e-05 | 261 | -17 | 17 | 0.61629 | 0.58864 | -0.027652 | 0.027652
1215-28R | 2097533.216 | 279 | 0.00027593 | 136 | -143 | 143 | 2.9803 | 2.9803 | 0 | 0
221-675R | 2045345.9152 | 280 | 0.00016309 | 178 | -102 | 102 | 6.9098 | 6.8157 | -0.094129 | 0.094129
79-660R | 2034167.1446 | 281 | 0.00050086 | 81 | -200 | 200 | 7.2462 | 7.2816 | 0.035417 | 0.035417
1458-1058F | 2023558.5327 | 282 | 4.8639e-05 | 298 | 16 | 16 | 1.3252 | 1.3252 | 0 | 0
233-86F | 2011556.5905 | 283 | 0.00011223 | 218 | -65 | 65 | 16.3672 | 16.3595 | -0.0077652 | 0.0077652
520-1904 | 2011216.826 | 284 | 0.00013308 | 199 | -85 | 85 | 5.4665 | 5.4657 | -0.00075758 | 0.00075758
520-45 | 1994999.328 | 285 | 8.5924e-05 | 249 | -36 | 36 | 8.7233 | 8.7413 | 0.017992 | 0.017992
75-41 | 1934833.8501 | 286 | 1.4622e-05 | 368 | 82 | 82 | 2.522 | 2.5222 | 0.00018939 | 0.00018939
182-2250 | 1934190.4572 | 287 | no_oh_hftd_spans_and_no_psps_events_at_model_run_time | N/A | no_output_from_previous_model | no_output_from_previous_model | 1.2528 |  | -1.2528 | 1.2528
230-127AE | 1900120.7077 | 288 | 0.00028382 | 132 | -156 | 156 | 9.7917 | 9.7691 | -0.022538 | 0.022538
230-1586R | 1887664.4635 | 289 | 0.00021422 | 156 | -133 | 133 | 7.1585 | 7.0642 | -0.094318 | 0.094318
175-24R | 1873250.8015 | 290 | 1.4793e-05 | 365 | 75 | 75 | 4.76 | 4.76 | 0 | 0
1243-45R | 1860483.1499 | 291 | 0.00023072 | 150 | -141 | 141 | 4.1028 | 4.1223 | 0.019508 | 0.019508
411-1873R | 1817298.243 | 292 | 0.00014581 | 186 | -106 | 106 | 6.7498 | 6.7492 | -0.00056818 | 0.00056818
217-41AE | 1796628.9519 | 293 | 0.00028188 | 133 | -160 | 160 | 11.2513 | 11.5085 | 0.2572 | 0.2572
157-273R | 1774228.8839 | 294 | 0.00056413 | 71 | -223 | 223 | 7.9843 | 12.4667 | 4.4824 | 4.4824
283-71F | 1767950.8361 | 295 | 6.101e-05 | 283 | -12 | 12 | 4.5782 | 4.5617 | -0.016477 | 0.016477
353-900F | 1766219.9618 | 296 | 1.9209e-05 | 352 | 56 | 56 | 0.91932 | 0.91932 | 0 | 0
442-16R | 1763136.4862 | 297 | 0.00070083 | 56 | -241 | 241 | 10.6841 | 10.6841 | 0 | 0
211-771R | 1721676.6645 | 298 | no_oh_hftd_spans_and_no_psps_events_at_model_run_time | N/A | no_output_from_previous_model | no_output_from_previous_model | 13.4693 |  | -13.4693 | 13.4693
75-32R | 1701118.9818 | 299 | 6.5795e-05 | 273 | -26 | 26 | 1.9708 | 5.833 | 3.8621 | 3.8621
157-257R | 1680703.7028 | 300 | 0.00058684 | 67 | -233 | 233 | 20.775 | 20.7665 | -0.0085227 | 0.0085227
212-1177R | 1659398.1014 | 301 | 0.00035697 | 105 | -196 | 196 | 11.6038 | 29.9352 | 18.3314 | 18.3314
CTL1-3R | 1628524.9723 | 302 | 3.8608e-05 | 309 | 7 | 7 | 3.9705 | 3.9705 | 0 | 0
220-294R | 1623346.7665 | 303 | 0.00055086 | 76 | -227 | 227 | 11.4979 | 11.4858 | -0.012121 | 0.012121
520-1525R | 1604824.3239 | 304 | 2.8614e-05 | 336 | 32 | 32 | 7.4684 | 7.4078 | -0.060606 | 0.060606
CB 232 | 1599467.3918 | 305 | 8.3299e-05 | 253 | -52 | 52 | 4.8062 | 4.9004 | 0.094129 | 0.094129
185-51F | 1584784.2802 | 306 | 3.1839e-05 | 324 | 18 | 18 | 7.8214 | 7.8214 | 0 | 0
239-2211R | 1564094.2986 | 307 | no_oh_hftd_spans_and_no_psps_events_at_model_run_time | N/A | no_output_from_previous_model | no_output_from_previous_model | 2.6902 |  | -2.6902 | 2.6902
1233-259R | 1536152.4329 | 308 | 0.00011585 | 212 | -96 | 96 | 4.8341 | 4.8341 | 0 | 0
921-800F | 1525774.588 | 309 | 8.0711e-06 | 407 | 98 | 98 | 4.6273 | 4.6617 | 0.03447 | 0.03447
211-312R | 1524787.4196 | 310 | 0.00021157 | 157 | -153 | 153 | 16.8913 | 16.7356 | -0.15568 | 0.15568
67-45R | 1510503.3948 | 311 | 0.00037181 | 102 | -209 | 209 | 9.6203 | 9.4409 | -0.17936 | 0.17936
CB JU1 | 1498742.3946 | 312 | 5.3305e-05 | 291 | -21 | 21 | 2.4741 | 2.4657 | -0.0083333 | 0.0083333
445-19R | 1496872.4097 | 313 | 0.00032678 | 118 | -195 | 195 | 10.5294 | 11.5869 | 1.0576 | 1.0576
212-1204R | 1491430.4435 | 314 | no_oh_hftd_spans_and_no_psps_events_at_model_run_time | N/A | no_output_from_previous_model | no_output_from_previous_model | 9.2767 |  | -9.2767 | 9.2767
214-613R | 1475341.9619 | 315 | 1.147e-05 | 388 | 73 | 73 | 4.3165 | 4.3142 | -0.0022727 | 0.0022727
176-200F | 1459888.3134 | 316 | 2.2e-06 | 465 | 149 | 149 | 1.1462 | 1.1462 | 0 | 0
CB 327 | 1453689.2618 | 317 | 4.9475e-06 | 431 | 114 | 114 | 0.87727 | 0.87273 | -0.0045455 | 0.0045455
449-16R | 1450226.1262 | 318 | 0.00010939 | 221 | -97 | 97 | 2.0324 | 1.9934 | -0.039015 | 0.039015
520-10R | 1448788.0509 | 319 | 6.2614e-05 | 280 | -39 | 39 | 4.5294 | 4.5691 | 0.039773 | 0.039773
212-758R | 1442027.7956 | 320 | no_oh_hftd_spans_and_no_psps_events_at_model_run_time | N/A | no_output_from_previous_model | no_output_from_previous_model | 9.2341 |  | -9.2341 | 9.2341
212-888R | 1438972.0881 | 321 | 8.6972e-05 | 247 | -74 | 74 | 6.6481 | 6.6477 | -0.00037879 | 0.00037879
CB 1243 | 1434753.7306 | 322 | 2.0616e-05 | 348 | 26 | 26 | 4.8068 | 5.1303 | 0.32348 | 0.32348
445-17R | 1422687.9571 | 323 | 0.00014121 | 192 | -131 | 131 | 2.7434 | 4.1879 | 1.4445 | 1.4445
CB 1090 | 1409149.397 | 324 | 2.4556e-05 | 341 | 17 | 17 | 4.5962 | 4.5979 | 0.0017045 | 0.0017045
215-1544R | 1385494.8684 | 325 | 3.107e-05 | 328 | 3 | 3 | 2.6568 | 2.6619 | 0.0051136 | 0.0051136
1021-883R | 1380794.9907 | 326 | 1.7145e-05 | 358 | 32 | 32 | 0.68239 | 0.68239 | 0 | 0
1233-589R | 1371477.111 | 327 | no_oh_hftd_spans_and_no_psps_events_at_model_run_time | N/A | no_output_from_previous_model | no_output_from_previous_model | 3.1436 |  | -3.1436 | 3.1436
463-1229 | 1364772.316 | 328 | no_oh_hftd_spans_and_no_psps_events_at_model_run_time | N/A | no_output_from_previous_model | no_output_from_previous_model | 9.6112 |  | -9.6112 | 9.6112
355-6R | 1357931.9014 | 329 | 3.1743e-05 | 325 | -4 | 4 | 1.2307 | 1.2464 | 0.01572 | 0.01572
908-1370R | 1346128.9144 | 330 | 6.662e-05 | 272 | -58 | 58 | 5.5741 | 5.5775 | 0.0034091 | 0.0034091
358-33 | 1340076.1645 | 331 | 3.6293e-05 | 316 | -15 | 15 | 0.42405 | 0.42405 | 0 | 0
CB 928 | 1319990.0271 | 332 | 3.6424e-05 | 315 | -17 | 17 | 3.6036 | 3.6036 | 0 | 0
445-897R | 1314501.5554 | 333 | 0.00011943 | 207 | -126 | 126 | 0.9553 | 1.2574 | 0.30208 | 0.30208
217-972R | 1307400.2329 | 334 | 0.00029992 | 126 | -208 | 208 | 8.4886 | 8.4259 | -0.062689 | 0.062689
CB 975 | 1298019.9357 | 335 | 0.00011903 | 208 | -127 | 127 | 0.46496 | 0.46496 | 0 | 0
411-47R | 1296038.94 | 336 | 3.7306e-05 | 312 | -24 | 24 | 10.8545 | 10.8703 | 0.01572 | 0.01572
387-15 | 1295208.7698 | 337 | 2.5493e-05 | 340 | 3 | 3 | 6.3288 | 6.483 | 0.15417 | 0.15417
CB 246 | 1294643.4277 | 338 | 5.9105e-05 | 286 | -52 | 52 | 9.0727 | 9.0616 | -0.011174 | 0.011174
222-1503R | 1293518.5316 | 339 | no_oh_hftd_spans_and_no_psps_events_at_model_run_time | N/A | no_output_from_previous_model | no_output_from_previous_model | 2.2977 |  | -2.2977 | 2.2977
206-1105 | 1276283.4138 | 340 | 1.5465e-06 | 478 | 138 | 138 | 3.1705 | 3.1532 | -0.017235 | 0.017235
247-46 | 1258488.2986 | 341 | 9.7647e-06 | 398 | 57 | 57 | 4.4879 | 4.4879 | 0 | 0
91-7F | 1243883.9508 | 342 | 1.694e-05 | 361 | 19 | 19 | 7.0892 | 7.0083 | -0.080871 | 0.080871
212-734R | 1239607.9706 | 343 | 0.00031872 | 122 | -221 | 221 | 17.733 | 18.397 | 0.66402 | 0.66402
357-1147R | 1239445.5619 | 344 | 1.4102e-06 | 481 | 137 | 137 | 0.74356 | 0.74356 | 0 | 0
CB 240 | 1233691.1972 | 345 | 1.3006e-05 | 377 | 32 | 32 | 5.2343 | 5.2483 | 0.014015 | 0.014015
448-714R | 1180661.9166 | 346 | no_oh_hftd_spans_and_no_psps_events_at_model_run_time | N/A | no_output_from_previous_model | no_output_from_previous_model | 10.2119 |  | -10.2119 | 10.2119
448-1234R | 1179994.5966 | 347 | no_oh_hftd_spans_and_no_psps_events_at_model_run_time | N/A | no_output_from_previous_model | no_output_from_previous_model | 2.9873 |  | -2.9873 | 2.9873
1243-319R | 1170364.668 | 348 | 0.00024818 | 147 | -201 | 201 | 3.0193 | 3.0193 | 0 | 0
240-1028R | 1162445.8063 | 349 | 1.2003e-05 | 384 | 35 | 35 | 4.7506 | 4.7239 | -0.026705 | 0.026705
79-668R | 1139716.6179 | 350 | 0.00015548 | 180 | -170 | 170 | 7.4994 | 7.4939 | -0.0054924 | 0.0054924
CB 1101 | 1130104.6303 | 351 | 6.1145e-05 | 282 | -69 | 69 | 3.0366 | 3.0366 | 0 | 0
450-1854 | 1078517.0446 | 352 | no_oh_hftd_spans_and_no_psps_events_at_model_run_time | N/A | no_output_from_previous_model | no_output_from_previous_model | 1.4413 |  | -1.4413 | 1.4413
239-2213R | 1076921.0119 | 353 | no_oh_hftd_spans_and_no_psps_events_at_model_run_time | N/A | no_output_from_previous_model | no_output_from_previous_model | 4.9402 |  | -4.9402 | 4.9402
211-279R | 1073511.5836 | 354 | 0.00069999 | 57 | -297 | 297 | 14.7873 | 14.8415 | 0.054167 | 0.054167
920-735AE | 1072819.5036 | 355 | 2.3091e-05 | 343 | -12 | 12 | 5.6727 | 5.6682 | -0.0045455 | 0.0045455
CB 441 | 1065956.3404 | 356 | 0.00035728 | 104 | -252 | 252 | 5.9152 | 5.9356 | 0.020455 | 0.020455
212-799R | 1008878.3087 | 357 | 5.6696e-05 | 288 | -69 | 69 | 4.9786 | 4.9799 | 0.0013258 | 0.0013258
CB FB2 | 971191.8506 | 358 | 1.4535e-05 | 369 | 11 | 11 | 3.8712 | 3.8392 | -0.032008 | 0.032008
212-739R | 965054.7656 | 359 | 0.00014142 | 190 | -169 | 169 | 9.1258 | 9.1252 | -0.00056818 | 0.00056818
CB 522 | 961463.9422 | 360 | 8.112e-05 | 255 | -105 | 105 | 4.4515 | 4.4447 | -0.0068182 | 0.0068182
CB 248 | 957350.6463 | 361 | 7.5563e-06 | 411 | 50 | 50 | 4.4809 | 4.4629 | -0.017992 | 0.017992
1001-1140R | 946203.319 | 362 | 0 | 568 | 206 | 206 | 1.3333 | 1.3333 | 0 | 0
198-37R | 929636.9633 | 363 | 1.2157e-05 | 382 | 19 | 19 | 5.9282 | 5.9282 | 0 | 0
CB 542 | 906320.1136 | 364 | 3.1938e-05 | 323 | -41 | 41 | 2.1884 | 2.1106 | -0.077841 | 0.077841
210-392R | 889811.7026 | 365 | no_oh_hftd_spans_and_no_psps_events_at_model_run_time | N/A | no_output_from_previous_model | no_output_from_previous_model | 10.1527 |  | -10.1527 | 10.1527
1090-636R | 863578.6076 | 366 | 1.519e-05 | 363 | -3 | 3 | 8.0809 | 8.2572 | 0.17633 | 0.17633
CB 204 | 856339.2182 | 367 | 5.484e-05 | 290 | -77 | 77 | 14.415 | 14.8956 | 0.48068 | 0.48068
239-2207R | 843815.2137 | 368 | no_oh_hftd_spans_and_no_psps_events_at_model_run_time | N/A | no_output_from_previous_model | no_output_from_previous_model | 6.0509 |  | -6.0509 | 6.0509
357-2047F | 839250.3564 | 369 | 7.3694e-08 | 535 | 166 | 166 | 0.29792 | 0.29792 | 0 | 0
908-30 | 818047.126 | 370 | 1.0078e-05 | 395 | 25 | 25 | 1.4282 | 1.4218 | -0.0064394 | 0.0064394
CB 249 | 802439.1199 | 371 | 2.2368e-05 | 346 | -25 | 25 | 3.2322 | 3.2322 | 0 | 0
1021-92 | 791177.5446 | 372 | 7.0861e-06 | 416 | 44 | 44 | 0.39394 | 0.39394 | 0 | 0
1118-1718F | 783677.6985 | 373 | no_oh_hftd_spans_and_no_psps_events_at_model_run_time | N/A | no_output_from_previous_model | no_output_from_previous_model | 0.73826 |  | -0.73826 | 0.73826
240-1044 | 781085.1174 | 374 | 1.5057e-05 | 364 | -10 | 10 | 2.1725 | 2.1729 | 0.00037879 | 0.00037879
230-181 | 774443.4469 | 375 | 1.1863e-05 | 385 | 10 | 10 | 2.422 | 2.4616 | 0.039583 | 0.039583
450-1853F | 734911.7387 | 376 | no_oh_hftd_spans_and_no_psps_events_at_model_run_time | N/A | no_output_from_previous_model | no_output_from_previous_model | 0.84318 |  | -0.84318 | 0.84318
504-2501R | 730075.9662 | 377 | no_oh_hftd_spans_and_no_psps_events_at_model_run_time | N/A | no_output_from_previous_model | no_output_from_previous_model | 4.6487 |  | -4.6487 | 4.6487
1090-1734 | 725008.3664 | 378 | 1.1542e-05 | 387 | 9 | 9 | 2.0241 | 2.004 | -0.020076 | 0.020076
442-509R | 724344.0959 | 379 | 1.0655e-05 | 393 | 14 | 14 | 3.7778 | 3.7778 | 0 | 0
521-1819R | 724333.0113 | 380 | 6.5423e-05 | 274 | -106 | 106 | 3.3873 | 3.3873 | 0 | 0
157-207R | 718278.8873 | 381 | 5.9815e-05 | 285 | -96 | 96 | 2.0208 | 2.0754 | 0.054545 | 0.054545
239-2217R | 713201.354 | 382 | no_oh_hftd_spans_and_no_psps_events_at_model_run_time | N/A | no_output_from_previous_model | no_output_from_previous_model | 4.5981 |  | -4.5981 | 4.5981
221-35 | 706480.0529 | 383 | 1.563e-05 | 362 | -21 | 21 | 0.64962 | 0.64962 | 0 | 0
233-41R | 701522.1709 | 384 | 3.8101e-05 | 310 | -74 | 74 | 9.2371 | 9.2754 | 0.038258 | 0.038258
300-484F | 696898.4187 | 385 | no_oh_hftd_spans_and_no_psps_events_at_model_run_time | N/A | no_output_from_previous_model | no_output_from_previous_model | 8.7379 |  | -8.7379 | 8.7379
1022-26R | 689284.7819 | 386 | 5.4221e-06 | 428 | 42 | 42 | 0.32083 | 0.32083 | 0 | 0
307-1492R | 688944.1383 | 387 | 0 | 568 | 181 | 181 | 0.99792 | 1.043 | 0.045076 | 0.045076
442-729 | 680766.2423 | 388 | no_oh_hftd_spans_and_no_psps_events_at_model_run_time | N/A | no_output_from_previous_model | no_output_from_previous_model | 2.7652 |  | -2.7652 | 2.7652
175-94R | 666976.4591 | 389 | 9.2576e-06 | 401 | 12 | 12 | 1.8939 | 1.8667 | -0.027273 | 0.027273
182-2254R | 650138.7556 | 390 | 3.1142e-06 | 452 | 62 | 62 | 0.87803 | 0.87803 | 0 | 0
CB RA3 | 636736.5976 | 391 | 7.235e-06 | 415 | 24 | 24 | 2.986 | 2.9716 | -0.014394 | 0.014394
242-1426F | 633435.469 | 392 | no_oh_hftd_spans_and_no_psps_events_at_model_run_time | N/A | no_output_from_previous_model | no_output_from_previous_model | 2.5816 |  | -2.5816 | 2.5816
CB NVS1 | 631801.4668 | 393 | 2.5592e-07 | 522 | 129 | 129 | 5.9949 | 6.0205 | 0.025568 | 0.025568
452-1404F | 624941.0442 | 394 | no_oh_hftd_spans_and_no_psps_events_at_model_run_time | N/A | no_output_from_previous_model | no_output_from_previous_model | 0.79924 |  | -0.79924 | 0.79924
221-782R | 609874.5108 | 395 | 0.00010764 | 223 | -172 | 172 | 3.289 | 3.3 | 0.010985 | 0.010985
449-683 | 604656.2756 | 396 | no_oh_hftd_spans_and_no_psps_events_at_model_run_time | N/A | no_output_from_previous_model | no_output_from_previous_model | 1.6021 |  | -1.6021 | 1.6021
212-638R | 604090.7433 | 397 | 3.4051e-05 | 319 | -78 | 78 | 4.2729 | 4.2729 | 0 | 0
358-1175F | 582831.823 | 398 | no_oh_hftd_spans_and_no_psps_events_at_model_run_time | N/A | no_output_from_previous_model | no_output_from_previous_model | 0.28523 |  | -0.28523 | 0.28523
520-1902R | 578740.6593 | 399 | 7.1663e-05 | 264 | -135 | 135 | 6.5758 | 6.5187 | -0.057008 | 0.057008
CB 1138 | 574088.3659 | 400 | 1.3061e-05 | 375 | -25 | 25 | 4.9684 | 4.9803 | 0.011932 | 0.011932
CB 1106 | 568815.0503 | 401 | 3.2237e-05 | 322 | -79 | 79 | 1.2773 | 1.2667 | -0.010606 | 0.010606
540-241R | 564789.9456 | 402 | no_oh_hftd_spans_and_no_psps_events_at_model_run_time | N/A | no_output_from_previous_model | no_output_from_previous_model | 1.2638 |  | -1.2638 | 1.2638
442-758F | 544073.9346 | 403 | no_oh_hftd_spans_and_no_psps_events_at_model_run_time | N/A | no_output_from_previous_model | no_output_from_previous_model | 1.1019 |  | -1.1019 | 1.1019
67-37R | 542523.2142 | 404 | 8.8544e-05 | 242 | -162 | 162 | 7.4032 | 7.3866 | -0.016667 | 0.016667
441-279R | 531721.5473 | 405 | 0.00010195 | 230 | -175 | 175 | 2.1348 | 2.1589 | 0.024053 | 0.024053
1023-89R | 513362.5128 | 406 | no_oh_hftd_spans_and_no_psps_events_at_model_run_time | N/A | no_output_from_previous_model | no_output_from_previous_model | 3.6216 |  | -3.6216 | 3.6216
288-2380F | 511419.522 | 407 | 2.0473e-07 | 525 | 118 | 118 | 1.5197 | 1.5152 | -0.0045455 | 0.0045455
214-536R | 506732.7143 | 408 | 9.4648e-06 | 400 | -8 | 8 | 2.485 | 2.4848 | -0.00018939 | 0.00018939
591-1594R | 500848.0457 | 409 | 1.5389e-06 | 479 | 70 | 70 | 2.5822 | 2.5822 | 0 | 0
448-735R | 499073.4843 | 410 | no_oh_hftd_spans_and_no_psps_events_at_model_run_time | N/A | no_output_from_previous_model | no_output_from_previous_model | 7.6566 |  | -7.6566 | 7.6566
204-32R | 472621.3902 | 411 | 2.9226e-05 | 334 | -77 | 77 | 17.5312 | 16.3055 | -1.2258 | 1.2258
214-17AE | 471452.7484 | 412 | 1.7773e-05 | 355 | -57 | 57 | 6.7369 | 6.7367 | -0.00018939 | 0.00018939
237-26F | 470121.1852 | 413 | no_oh_hftd_spans_and_no_psps_events_at_model_run_time | N/A | no_output_from_previous_model | no_output_from_previous_model | 1.7693 |  | -1.7693 | 1.7693
1090-639R | 468582.4441 | 414 | 0.00014493 | 189 | -225 | 225 | 4.261 | 4.2833 | 0.022348 | 0.022348
300-483F | 456399.3169 | 415 | no_oh_hftd_spans_and_no_psps_events_at_model_run_time | N/A | no_output_from_previous_model | no_output_from_previous_model | 5.4324 |  | -5.4324 | 5.4324
1242-1084 | 455150.6916 | 416 | no_oh_hftd_spans_and_no_psps_events_at_model_run_time | N/A | no_output_from_previous_model | no_output_from_previous_model | 1.557 |  | -1.557 | 1.557
CB 524 | 453656.0999 | 417 | 4.5908e-06 | 436 | 19 | 19 | 3.2093 | 3.1487 | -0.060606 | 0.060606
210-172R | 448825.0802 | 418 | 0.00027968 | 134 | -284 | 284 | 6.3144 | 6.3146 | 0.00018939 | 0.00018939
CB 235 | 443368.0057 | 419 | 7.4652e-06 | 412 | -7 | 7 | 0.15928 | 0.054735 | -0.10455 | 0.10455
442-764R | 433481.3733 | 420 | no_oh_hftd_spans_and_no_psps_events_at_model_run_time | N/A | no_output_from_previous_model | no_output_from_previous_model | 2.0108 |  | -2.0108 | 2.0108
928-19 | 432579.0699 | 421 | 1.6945e-05 | 360 | -61 | 61 | 2.1239 | 2.1239 | 0 | 0
233-81F | 425199.1869 | 422 | 1.7074e-05 | 359 | -63 | 63 | 4.0311 | 4.0311 | 0 | 0
230-1606R | 423572.2986 | 423 | 3.9083e-05 | 308 | -115 | 115 | 2.4663 | 2.5597 | 0.093371 | 0.093371
991-1 | 412906.0205 | 424 | 1.467e-05 | 367 | -57 | 57 | 1.2636 | 1.2604 | -0.0032197 | 0.0032197
486-61R | 410126.658 | 425 | 0 | 568 | 143 | 143 | 7.35 | 7.8826 | 0.53258 | 0.53258
1242-1079R | 410114.2946 | 426 | no_oh_hftd_spans_and_no_psps_events_at_model_run_time | N/A | no_output_from_previous_model | no_output_from_previous_model | 1.6259 |  | -1.6259 | 1.6259
1001-1814AE | 405584.4516 | 427 | 6.5821e-07 | 501 | 74 | 74 | 0.43788 | 0.43788 | 0 | 0
444-9R | 403911.3246 | 428 | 4.4617e-05 | 302 | -126 | 126 | 10.1862 | 10.0371 | -0.14905 | 0.14905
CB 200 | 401401.4798 | 429 | 1.7181e-05 | 357 | -72 | 72 | 9.5201 | 3.1402 | -6.3799 | 6.3799
448-724R | 396646.0173 | 430 | 0.00045848 | 88 | -342 | 342 | 7.9845 | 8.2235 | 0.23902 | 0.23902
1105-1483 | 394048.1697 | 431 | 3.2858e-06 | 445 | 14 | 14 | 0.32386 | 0.32386 | 0 | 0
214-4R | 391624.8997 | 432 | 1.0184e-05 | 394 | -38 | 38 | 3.6227 | 3.6227 | 0 | 0
1458-1056 | 386681.6177 | 433 | 5.6777e-09 | 563 | 130 | 130 | 0.41061 | 0.20739 | -0.20322 | 0.20322
CB 980 | 386670.0108 | 434 | 4.1718e-06 | 441 | 7 | 7 | 1.8653 | 1.882 | 0.016667 | 0.016667
450-88R | 384233.6124 | 435 | 0 | 568 | 133 | 133 | 2.8638 | 2.8638 | 0 | 0
239-89R | 371745.0705 | 436 | 0.00014095 | 193 | -243 | 243 | 2.682 | 8.8405 | 6.1585 | 6.1585
157-165R | 367108.5943 | 437 | no_oh_hftd_spans_and_no_psps_events_at_model_run_time | N/A | no_output_from_previous_model | no_output_from_previous_model | 4.5731 |  | -4.5731 | 4.5731
240-1148 | 364956.6627 | 438 | 7.5649e-06 | 410 | -28 | 28 | 3.2212 | 3.2684 | 0.047159 | 0.047159
183-440 | 350429.5219 | 439 | 3.2015e-06 | 451 | 12 | 12 | 2.2623 | 2.3277 | 0.065341 | 0.065341
CB 974 | 334086.523 | 440 | 6.8478e-07 | 498 | 58 | 58 | 0.11723 | 0.069697 | -0.047538 | 0.047538
840-308F | 328334.851 | 441 | 1.8624e-05 | 353 | -88 | 88 | 1.0854 | 1.0854 | 0 | 0
CB 576 | 327340.8289 | 442 | 1.4496e-05 | 370 | -72 | 72 | 0.64527 | 0.61174 | -0.033523 | 0.033523
79-1215F | 322778.0694 | 443 | 8.3851e-06 | 405 | -38 | 38 | 0.1661 | 0.1803 | 0.014205 | 0.014205
444-15R | 322553.9108 | 444 | 2.8812e-05 | 335 | -109 | 109 | 8.079 | 8.0786 | -0.00037879 | 0.00037879
CB 185 | 317222.1204 | 445 | 7.8295e-08 | 533 | 88 | 88 | 2.8758 | 2.8695 | -0.00625 | 0.00625
CB 91 | 315531.0882 | 446 | 5.1284e-06 | 430 | -16 | 16 | 2.5282 | 2.5574 | 0.029167 | 0.029167
CB 973 | 310188.5188 | 447 | 7.7468e-07 | 493 | 46 | 46 | 0.12822 | 0.060417 | -0.067803 | 0.067803
442-525 | 304903.9024 | 448 | 7.7054e-06 | 409 | -39 | 39 | 2.8098 | 2.8098 | 0 | 0
350-2182R | 300219.1158 | 449 | 4.7962e-06 | 435 | -14 | 14 | 0.34848 | 0.3483 | -0.00018939 | 0.00018939
353-902F | 292268.0514 | 450 | 2.4348e-07 | 523 | 73 | 73 | 0.57917 | 0.57917 | 0 | 0
450-1850 | 288152.8007 | 451 | no_oh_hftd_spans_and_no_psps_events_at_model_run_time | N/A | no_output_from_previous_model | no_output_from_previous_model | 0.57784 |  | -0.57784 | 0.57784
176-1836R | 273583.5311 | 452 | 4.8224e-06 | 433 | -19 | 19 | 1.0782 | 1.0782 | 0 | 0
CB 247 | 266881.3984 | 453 | 5.5526e-06 | 427 | -26 | 26 | 3.4169 | 3.4161 | -0.00075758 | 0.00075758
CB 242 | 261841.2817 | 454 | 4.3457e-06 | 439 | -15 | 15 | 2.8947 | 2.8877 | -0.0070076 | 0.0070076
CB 331 | 259592.1132 | 455 | 9.7845e-06 | 397 | -58 | 58 | 2.8949 | 2.8981 | 0.0032197 | 0.0032197
907-1602 | 253809.0484 | 456 | 7.0277e-06 | 417 | -39 | 39 | 0.10398 | 0.10398 | 0 | 0
212-743R | 253729.516 | 457 | 7.3722e-05 | 260 | -197 | 197 | 3.59 | 3.54 | -0.05 | 0.05
CB 970 | 250921.9155 | 458 | 3.7614e-06 | 442 | -16 | 16 | 0.092045 | 0.030303 | -0.061742 | 0.061742
222-1992R | 249949.0365 | 459 | no_oh_hftd_spans_and_no_psps_events_at_model_run_time | N/A | no_output_from_previous_model | no_output_from_previous_model | 0.55227 |  | -0.55227 | 0.55227
1162-363 | 242411.3636 | 460 | no_oh_hftd_spans_and_no_psps_events_at_model_run_time | N/A | no_output_from_previous_model | no_output_from_previous_model | 1.6146 |  | -1.6146 | 1.6146
840-374 | 224795.3124 | 461 | no_oh_hftd_spans_and_no_psps_events_at_model_run_time | N/A | no_output_from_previous_model | no_output_from_previous_model | 1.2013 |  | -1.2013 | 1.2013
CB 230 | 212430.4059 | 462 | 3.0092e-06 | 454 | -8 | 8 | 0.62576 | 0.63958 | 0.013826 | 0.013826
1162-324R | 211905.5549 | 463 | 6.3764e-06 | 422 | -41 | 41 | 2.7439 | 1.1072 | -1.6367 | 1.6367
183-439 | 209604.2625 | 464 | 1.825e-06 | 474 | 10 | 10 | 0.97955 | 0.99886 | 0.019318 | 0.019318
315-485AE | 208810.8548 | 465 | 2.8809e-06 | 456 | -9 | 9 | 1.5218 | 1.6636 | 0.14186 | 0.14186
CB 329 | 208457.4337 | 466 | 7.3438e-06 | 413 | -53 | 53 | 2.4417 | 2.4432 | 0.0015152 | 0.0015152
501-786 | 203332.4458 | 467 | 1.9394e-06 | 470 | 3 | 3 | 1.0485 | 1.0549 | 0.0064394 | 0.0064394
1162-329R | 199607.0303 | 468 | no_oh_hftd_spans_and_no_psps_events_at_model_run_time | N/A | no_output_from_previous_model | no_output_from_previous_model | 3.3758 |  | -3.3758 | 3.3758
520-22R | 193006.7992 | 469 | 3.0018e-05 | 332 | -137 | 137 | 1.9752 | 1.9752 | 0 | 0
971-381R | 191774.6514 | 470 | 4.8175e-06 | 434 | -36 | 36 | 0.075568 | 0.067992 | -0.0075758 | 0.0075758
855-46AE | 188332.0556 | 471 | 6.7296e-07 | 500 | 29 | 29 | 0.25303 | 0.25303 | 0 | 0
197-1150F | 182318.8763 | 472 | 2.9676e-06 | 455 | -17 | 17 | 1.3604 | 1.3604 | 0 | 0
452-1405 | 180925.7126 | 473 | no_oh_hftd_spans_and_no_psps_events_at_model_run_time | N/A | no_output_from_previous_model | no_output_from_previous_model | 0.34205 |  | -0.34205 | 0.34205
450-50R | 174705.6831 | 474 | 3.2822e-06 | 446 | -28 | 28 | 0.35398 | 0.35398 | 0 | 0
393-14R | 173746.3064 | 475 | 3.0146e-05 | 331 | -144 | 144 | 2.068 | 2.1701 | 0.10208 | 0.10208
500-1531 | 172929.7025 | 476 | 2.0984e-06 | 467 | -9 | 9 | 0.96174 | 0.96174 | 0 | 0
230-1008R | 170502.5113 | 477 | 6.2277e-06 | 424 | -53 | 53 | 0.76383 | 0.76383 | 0 | 0
CB 358 | 162617.5354 | 478 | 2.333e-06 | 462 | -16 | 16 | 0.10189 | 0.1589 | 0.057008 | 0.057008
210-9R | 161505.4673 | 479 | 6.4591e-05 | 275 | -204 | 204 | 2.2697 | 2.271 | 0.0013258 | 0.0013258
230-371AE | 159934.5688 | 480 | 6.9515e-06 | 418 | -62 | 62 | 1.2375 | 1.2375 | 0 | 0
1243-38R | 157423.4341 | 481 | 1.8196e-05 | 354 | -127 | 127 | 0.34621 | 0.34621 | 0 | 0
908-2062F | 151129.2584 | 482 | 2.768e-07 | 521 | 39 | 39 | 0.093939 | 0.093939 | 0 | 0
835-11F | 139435.1597 | 483 | 2.0053e-06 | 469 | -14 | 14 | 1.0576 | 1.0545 | -0.0030303 | 0.0030303
452-1403 | 137083.0943 | 484 | no_oh_hftd_spans_and_no_psps_events_at_model_run_time | N/A | no_output_from_previous_model | no_output_from_previous_model | 0.20947 |  | -0.20947 | 0.20947
CB 215 | 133771.9109 | 485 | 1.9651e-05 | 350 | -135 | 135 | 0.14848 | 0.13883 | -0.0096591 | 0.0096591
CB 350 | 133469.1046 | 486 | 6.1524e-07 | 502 | 16 | 16 | 0.13314 | 0.13807 | 0.0049242 | 0.0049242
CB 981 | 132287.1549 | 487 | 1.9348e-06 | 471 | -16 | 16 | 0.87121 | 0.88068 | 0.0094697 | 0.0094697
CB FB1 | 127989.7395 | 488 | 2.7915e-05 | 338 | -150 | 150 | 4.1775 | 4.1521 | -0.025379 | 0.025379
CB 202 | 127451.4982 | 489 | 2.309e-05 | 344 | -145 | 145 | 11.567 | 11.567 | 0 | 0
799-504R | 126493.8874 | 490 | 1.4475e-06 | 480 | -10 | 10 | 1.1309 | 1.1129 | -0.017992 | 0.017992
1090-70F | 123963.7422 | 491 | 7.0939e-07 | 497 | 6 | 6 | 0.42936 | 0.42936 | 0 | 0
1215-10R | 123932.8324 | 492 | 4.0556e-05 | 305 | -187 | 187 | 0.51534 | 0.51534 | 0 | 0
205-1550 | 122173.7477 | 493 | 4.2327e-08 | 544 | 51 | 51 | 1.8659 | 1.828 | -0.037879 | 0.037879
210-394R | 120220.794 | 494 | no_oh_hftd_spans_and_no_psps_events_at_model_run_time | N/A | no_output_from_previous_model | no_output_from_previous_model | 3.5367 |  | -3.5367 | 3.5367
243-14R | 119250.4179 | 495 | 9.0529e-08 | 532 | 37 | 37 | 8.0748 | 8.0388 | -0.035985 | 0.035985
1001-1231F | 116025.9492 | 496 | no_oh_hftd_spans_and_no_psps_events_at_model_run_time | N/A | no_output_from_previous_model | no_output_from_previous_model | 0.094697 |  | -0.094697 | 0.094697
CB 444 | 114721.1604 | 497 | 1.0819e-05 | 391 | -106 | 106 | 0.41761 | 0.40758 | -0.010038 | 0.010038
1006-829F | 114255.809 | 498 | 3.2745e-06 | 448 | -50 | 50 | 0.47178 | 0.47178 | 0 | 0
CB 523 | 113664.3711 | 499 | 2.0298e-05 | 349 | -150 | 150 | 3.7699 | 3.7744 | 0.0045455 | 0.0045455
230-2067 | 113065.5535 | 500 | no_oh_hftd_spans_and_no_psps_events_at_model_run_time | N/A | no_output_from_previous_model | no_output_from_previous_model | 0.1678 |  | -0.1678 | 0.1678
1079-9 | 111426.6382 | 501 | 5.3692e-08 | 542 | 41 | 41 | 6.0597 | 6.0542 | -0.0054924 | 0.0054924
CB 244 | 110842.2141 | 502 | 1.329e-06 | 483 | -19 | 19 | 3.1987 | 3.1866 | -0.012121 | 0.012121
CB 1245 | 107829.7759 | 503 | 2.4764e-06 | 459 | -44 | 44 | 0.4697 | 0.4697 | 0 | 0
221-38AE | 106237.0339 | 504 | 2.139e-06 | 466 | -38 | 38 | 0.70208 | 0.72727 | 0.025189 | 0.025189
247-48 | 103290.899 | 505 | 1.5095e-09 | 566 | 61 | 61 | 0.44811 | 0.44811 | 0 | 0
212-880R | 102616.691 | 506 | 1.1055e-05 | 390 | -116 | 116 | 1.6146 | 1.6146 | 0 | 0
CB 461 | 100498.6409 | 507 | 6.7589e-06 | 420 | -87 | 87 | 2.3676 | 2.375 | 0.0073864 | 0.0073864
CB 396 | 96069.4141 | 508 | 2.1811e-07 | 524 | 16 | 16 | 2.4138 | 2.4138 | 0 | 0
1094-7 | 94152.929 | 509 | 1.3251e-06 | 484 | -25 | 25 | 1.3294 | 1.2956 | -0.033712 | 0.033712
CB 1525 | 92170.6478 | 510 | no_oh_hftd_spans_and_no_psps_events_at_model_run_time | N/A | no_output_from_previous_model | no_output_from_previous_model | 4.1097 |  | -4.1097 | 4.1097
CB 352 | 87190.6496 | 511 | 4.4552e-07 | 511 | 0 | 0 | 0.125 | 0.12595 | 0.00094697 | 0.00094697
463-1136F | 85683.6037 | 512 | 7.5855e-07 | 494 | -18 | 18 | 0.58561 | 0.58561 | 0 | 0
1458-519 | 80965.7496 | 513 | 0.00068801 | 59 | -454 | 454 | 0.057008 | 7.0816 | 7.0246 | 7.0246
445-1323 | 77963.6375 | 514 | 3.2292e-06 | 449 | -65 | 65 | 0.19716 | 0.19716 | 0 | 0
CB 1162 | 72679.151 | 515 | 9.0976e-06 | 402 | -113 | 113 | 1.5536 | 1.6598 | 0.10625 | 0.10625
442-780 | 72107.4765 | 516 | no_oh_hftd_spans_and_no_psps_events_at_model_run_time | N/A | no_output_from_previous_model | no_output_from_previous_model | 0.57235 |  | -0.57235 | 0.57235
216-220R | 71210.3647 | 517 | 1.2131e-05 | 383 | -134 | 134 | 0.052462 | 0.057197 | 0.0047348 | 0.0047348
CB 1166 | 70676.1193 | 518 | 2.3949e-06 | 461 | -57 | 57 | 0.085985 | 0.085985 | 0 | 0
1201-282F | 69709.0498 | 519 | 2.2577e-06 | 464 | -55 | 55 | 1.7013 | 1.7201 | 0.01875 | 0.01875
CB 540 | 66735.5996 | 520 | 8.601e-06 | 403 | -117 | 117 | 0.93788 | 0.9375 | -0.00037879 | 0.00037879
CB 443 | 65998.8133 | 521 | 1.7805e-06 | 475 | -46 | 46 | 1.7657 | 1.7629 | -0.0028409 | 0.0028409
520-1936 | 63565.9402 | 522 | no_oh_hftd_spans_and_no_psps_events_at_model_run_time | N/A | no_output_from_previous_model | no_output_from_previous_model | 0.1358 |  | -0.1358 | 0.1358
CB 292 | 62928.3165 | 523 | 6.1461e-06 | 426 | -97 | 97 | 0.81042 | 0.81004 | -0.00037879 | 0.00037879
909-812 | 62909.2092 | 524 | no_oh_hftd_spans_and_no_psps_events_at_model_run_time | N/A | no_output_from_previous_model | no_output_from_previous_model | 0.023485 |  | -0.023485 | 0.023485
968-476F | 60559.3536 | 525 | 1.8362e-06 | 473 | -52 | 52 | 2.4922 | 2.4835 | -0.0087121 | 0.0087121
CB 214 | 59129.2953 | 526 | 3.0117e-07 | 517 | -9 | 9 | 0.040909 | 0.040909 | 0 | 0
1458-1075F | 58197.4423 | 527 | 2.9377e-07 | 519 | -8 | 8 | 0.03428 | 0.03428 | 0 | 0
1100-1168F | 54034.5106 | 528 | no_oh_hftd_spans_and_no_psps_events_at_model_run_time | N/A | no_output_from_previous_model | no_output_from_previous_model | 0.18447 |  | -0.18447 | 0.18447
CB 776 | 51025.7476 | 529 | 4.4681e-06 | 438 | -91 | 91 | 2.6153 | 2.6153 | 0 | 0
CB 280 | 50007.0136 | 530 | 3.1314e-05 | 327 | -203 | 203 | 2.8042 | 2.8044 | 0.00018939 | 0.00018939
1458-456F | 49947.8362 | 531 | 3.5708e-08 | 546 | 15 | 15 | 0.025947 | 0.042424 | 0.016477 | 0.016477
594-1379F | 49137.8432 | 532 | 1.2994e-06 | 485 | -47 | 47 | 0.51875 | 0.51875 | 0 | 0
522-34 | 48493.7178 | 533 | 5.4072e-06 | 429 | -104 | 104 | 1.233 | 1.2267 | -0.00625 | 0.00625
311-14R | 45363.8342 | 534 | no_oh_hftd_spans_and_no_psps_events_at_model_run_time | N/A | no_output_from_previous_model | no_output_from_previous_model | 0.57898 |  | -0.57898 | 0.57898
178-968AE | 43426.331 | 535 | 4.9232e-07 | 510 | -25 | 25 | 3.586 | 3.5746 | -0.011364 | 0.011364
252-129 | 42886.1174 | 536 | no_oh_hftd_spans_and_no_psps_events_at_model_run_time | N/A | no_output_from_previous_model | no_output_from_previous_model | 4.5962 |  | -4.5962 | 4.5962
CB 835 | 42402.3932 | 537 | 1.5711e-06 | 477 | -60 | 60 | 0.41288 | 0.39659 | -0.016288 | 0.016288
770-259R | 41445.1419 | 538 | 1.9105e-06 | 472 | -66 | 66 | 1.5089 | 1.5089 | 0 | 0
CB 330 | 41442.3963 | 539 | 8.3829e-06 | 406 | -133 | 133 | 2.2765 | 2.2324 | -0.044129 | 0.044129
CB 536 | 41227.6234 | 540 | 3.2814e-06 | 447 | -93 | 93 | 1.2294 | 2.9237 | 1.6943 | 1.6943
288-2375R | 41062.2068 | 541 | no_oh_hftd_spans_and_no_psps_events_at_model_run_time | N/A | no_output_from_previous_model | no_output_from_previous_model | 0.25303 |  | -0.25303 | 0.25303
CB 1299 | 39301.0331 | 542 | 2.4271e-06 | 460 | -82 | 82 | 4.3905 | 4.3873 | -0.0032197 | 0.0032197
311-1163F | 39123.9482 | 543 | 4.273e-06 | 440 | -103 | 103 | 0.52064 | 1.5197 | 0.99905 | 0.99905
454-1814 | 37945.461 | 544 | 2.0761e-06 | 468 | -76 | 76 | 0.095455 | 0.095455 | 0 | 0
523-31AE | 35697.5026 | 545 | 1.4035e-05 | 372 | -173 | 173 | 2.7023 | 2.7419 | 0.039583 | 0.039583
CB RB1 | 29717.3294 | 546 | 1.3599e-08 | 557 | 11 | 11 | 0.026705 | 0.026705 | 0 | 0
CB 217 | 26590.6344 | 547 | 8.531e-07 | 491 | -56 | 56 | 0.034091 | 0.035985 | 0.0018939 | 0.0018939
522-36 | 26354.7042 | 548 | 2.75e-06 | 457 | -91 | 91 | 1.3595 | 1.3634 | 0.0039773 | 0.0039773
445-1315 | 26142.282 | 549 | no_oh_hftd_spans_and_no_psps_events_at_model_run_time | N/A | no_output_from_previous_model | no_output_from_previous_model | 0.080871 |  | -0.080871 | 0.080871
CB 78 | 25169.1487 | 550 | 3.4042e-06 | 444 | -106 | 106 | 0.036174 | 0.036174 | 0 | 0
973-530AE | 25127.9255 | 551 | 5.9868e-07 | 503 | -48 | 48 | 0.03428 | 0.03428 | 0 | 0
CB CTL1 | 24789.1776 | 552 | 5.5726e-08 | 540 | -12 | 12 | 0.031818 | 0.031818 | 0 | 0
CB 212 | 22772.4589 | 553 | 3.0259e-06 | 453 | -100 | 100 | 0.23902 | 0.23902 | 0 | 0
CB 1215 | 21747.2499 | 554 | 3.8526e-07 | 513 | -41 | 41 | 0.05303 | 0.05303 | 0 | 0
CB 203 | 18759.6424 | 555 | 6.6916e-06 | 421 | -134 | 134 | 3.4659 | 3.4722 | 0.00625 | 0.00625
308-563AE | 18507.6595 | 556 | 3.2237e-06 | 450 | -106 | 106 | 0.71288 | 0.68712 | -0.025758 | 0.025758
CB 499 | 18378.3377 | 557 | 1.4052e-06 | 482 | -75 | 75 | 1.9464 | 1.9966 | 0.050189 | 0.050189
242-1427F | 17761.5887 | 558 | no_oh_hftd_spans_and_no_psps_events_at_model_run_time | N/A | no_output_from_previous_model | no_output_from_previous_model | 0.086932 |  | -0.086932 | 0.086932
75-2257F | 17679.2181 | 559 | no_oh_hftd_spans_and_no_psps_events_at_model_run_time | N/A | no_output_from_previous_model | no_output_from_previous_model | 0.050947 |  | -0.050947 | 0.050947
223-536R | 17079.2265 | 560 | no_oh_hftd_spans_and_no_psps_events_at_model_run_time | N/A | no_output_from_previous_model | no_output_from_previous_model | 0.41023 |  | -0.41023 | 0.41023
448-1196F | 16597.3603 | 561 | 5.4769e-07 | 507 | -54 | 54 | 0.038636 | 0.026136 | -0.0125 | 0.0125
1073-872F | 15601.9726 | 562 | 7.3575e-07 | 495 | -67 | 67 | 0.60246 | 0.52462 | -0.077841 | 0.077841
CB DV1 | 15462.1699 | 563 | no_oh_hftd_spans_and_no_psps_events_at_model_run_time | N/A | no_output_from_previous_model | no_output_from_previous_model | 0.03428 | 0 | -0.03428 | 0.03428
907-1604 | 14868.8055 | 564 | 5.7709e-08 | 539 | -25 | 25 | 0.01875 | 0.01572 | -0.0030303 | 0.0030303
315-1192F | 14389.5416 | 565 | no_oh_hftd_spans_and_no_psps_events_at_model_run_time | N/A | no_output_from_previous_model | no_output_from_previous_model | 0.39659 |  | -0.39659 | 0.39659
835-10F | 12268.9784 | 566 | 7.9293e-09 | 561 | -5 | 5 | 0.2072 | 0.18409 | -0.023106 | 0.023106
CB 354 | 12004.5581 | 567 | 2.9815e-07 | 518 | -49 | 49 | 0.057008 | 0.057008 | 0 | 0
283-80F | 11406.2619 | 568 | 2.5198e-10 | 567 | -1 | 1 | 0.033523 | 0.033523 | 0 | 0
185-40AE | 10855.0355 | 569 | 0 | 568 | -1 | 1 | 0.21023 | 0.21023 | 0 | 0
CB 67 | 10799.6753 | 570 | 1.1509e-06 | 489 | -81 | 81 | 0.043939 | 0.043939 | 0 | 0
CB 239 | 10638.8448 | 571 | 3.253e-08 | 548 | -23 | 23 | 0.039773 | 0.039773 | 0 | 0
CB 315 | 10475.9923 | 572 | 3.9489e-08 | 545 | -27 | 27 | 0.36174 | 0.35777 | -0.0039773 | 0.0039773
1073-874F | 9652.9701 | 573 | 3.1421e-08 | 549 | -24 | 24 | 1.3129 | 1.3926 | 0.079735 | 0.079735
311-1199 | 7706.5535 | 574 | no_oh_hftd_spans_and_no_psps_events_at_model_run_time | N/A | no_output_from_previous_model | no_output_from_previous_model | 0.4125 |  | -0.4125 | 0.4125
CB 449 | 7673.3446 | 575 | 2.2627e-06 | 463 | -112 | 112 | 0.054356 | 0.054356 | 0 | 0
CB 353 | 7483.5687 | 576 | 3.2259e-07 | 515 | -61 | 61 | 0.043939 | 0.043939 | 0 | 0
1525-23R | 7400.2431 | 577 | no_oh_hftd_spans_and_no_psps_events_at_model_run_time | N/A | no_output_from_previous_model | no_output_from_previous_model | 0.55284 |  | -0.55284 | 0.55284
CB 356 | 6744.9283 | 578 | 3.3475e-07 | 514 | -64 | 64 | 0.016856 | 0.016856 | 0 | 0
835-35F | 6649.6654 | 579 | 6.1682e-08 | 538 | -41 | 41 | 0.074242 | 0.076705 | 0.0024621 | 0.0024621
197-1155F | 6379.3003 | 580 | 1.5381e-07 | 529 | -51 | 51 | 0.22216 | 0.17822 | -0.043939 | 0.043939
CB 157 | 6042.9545 | 581 | 1.2631e-06 | 486 | -95 | 95 | 0.027841 | 0.033523 | 0.0056818 | 0.0056818
CB 283 | 6009.7428 | 582 | 1.7935e-07 | 528 | -54 | 54 | 0.0060606 | 0.0060606 | 0 | 0
CB 535 | 5112.6535 | 583 | 8.114e-07 | 492 | -91 | 91 | 0.31174 | 0.31174 | -1.1102e-16 | 1.1102e-16
CB 196 | 4225.1868 | 584 | 5.506e-08 | 541 | -43 | 43 | 0.39337 | 0.39318 | -0.00018939 | 0.00018939
311-43 | 3739.0789 | 585 | 2.5635e-06 | 458 | -127 | 127 | 2.0208 | 2.0945 | 0.073674 | 0.073674
1073-886F | 3452.9675 | 586 | 7.0336e-09 | 562 | -24 | 24 | 0.11231 | 0.083902 | -0.028409 | 0.028409
CB 1161 | 3077.2862 | 587 | 5.7758e-07 | 505 | -82 | 82 | 0.90625 | 1.6027 | 0.6964 | 0.6964
296-68F | 2550.7142 | 588 | 4.3493e-07 | 512 | -76 | 76 | 0.53958 | 0.6072 | 0.067614 | 0.067614
1242-127AE | 2425.0046 | 589 | 1.0034e-05 | 396 | -193 | 193 | 0.052273 | 3.3479 | 3.2956 | 3.2956
CB 534 | 2269.322 | 590 | 5.3628e-07 | 509 | -81 | 81 | 0.59621 | 1.0835 | 0.48731 | 0.48731
1073-887F | 2196.0607 | 591 | 6.5194e-08 | 537 | -54 | 54 | 0.049053 | 0.056818 | 0.0077652 | 0.0077652
CB 521 | 2062.7225 | 592 | 9.5878e-07 | 490 | -102 | 102 | 0.21572 | 0.21572 | 0 | 0
CB SSC1 | 1886.62 | 593 | 5.4011e-07 | 508 | -85 | 85 | 2.3161 | 2.9511 | 0.63504 | 0.63504
CB 197 | 1884.9509 | 594 | no_oh_hftd_spans_and_no_psps_events_at_model_run_time | N/A | no_output_from_previous_model | no_output_from_previous_model | 0.097159 | 0 | -0.097159 | 0.097159
CB 210 | 1879.1531 | 595 | 1.2443e-06 | 487 | -108 | 108 | 0.053788 | 0.053788 | 0 | 0
CB 520 | 1729.0005 | 596 | 2.7143e-08 | 550 | -46 | 46 | 0.0058712 | 0.0058712 | 0 | 0
442-46R | 1537.9427 | 597 | 1.1548e-06 | 488 | -109 | 109 | 0.055682 | 0.62803 | 0.57235 | 0.57235
401-684R | 996.3521 | 598 | no_oh_hftd_spans_and_no_psps_events_at_model_run_time | N/A | no_output_from_previous_model | no_output_from_previous_model | 0.051326 | 0.022727 | -0.028598 | 0.028598
CB 1233 | 692.3736 | 599 | 1.7716e-08 | 555 | -44 | 44 | 0.011364 | 0.011364 | 0 | 0
454-47R | 528.1633 | 600 | 0 | 568 | -32 | 32 | 0.16591 | 0.16591 | 0 | 0
CB 533 | 356.769 | 601 | 4.3022e-09 | 564 | -37 | 37 | 0.37159 | 0.36989 | -0.0017045 | 0.0017045
312-14F | 305.923 | 602 | no_oh_hftd_spans_and_no_psps_events_at_model_run_time | N/A | no_output_from_previous_model | no_output_from_previous_model | 0.3303 | 0 | -0.3303 | 0.3303
CB 1160 | 215.4308 | 603 | 1.0354e-08 | 559 | -44 | 44 | 0.16307 | 0.16136 | -0.0017045 | 0.0017045
178-982 | 127.7852 | 604 | 3.44e-08 | 547 | -57 | 57 | 0.6197 | 0.61212 | -0.0075758 | 0.0075758
232-40AE | 51.7014 | 605 | 2.658e-08 | 551 | -54 | 54 | 0.060038 | 0.060038 | 0 | 0
355-65R | 30.8862 | 606 | 0 | 568 | -38 | 38 | 0.0075758 | 0.0075758 | 0 | 0
185-52F | 5.8373 | 607 | 0 | 568 | -39 | 39 | 0.068182 | 0.068182 | 0 | 0
972-1642 | no_pri_oh_miles | N/A | no_oh_hftd_spans_and_no_psps_events_at_model_run_time | N/A | no_output_from_previous_model | no_output_from_previous_model | 0.038636 |  | -0.038636 | 0.038636
CB 211 | no_pri_oh_miles | N/A | 1.333e-07 | 530 | -78 | 78 | 0.010606 | 0.010606 | 0 | 0
CB 220 | no_pri_oh_miles | N/A | 4.3397e-08 | 543 | -65 | 65 | 0.011932 | 0.011932 | 0 | 0

## Sheet1
upstreamardfacilityid | rank_new | rank_old
222-1986R | 1 | N/A
237-30R | 2 | 1
909-451 | 3 | N/A
222-1990R | 4 | N/A
908-2038R | 5 | 29
524-69R | 6 | 4
358-682F | 7 | 9
1458-601R | 8 | N/A
1021-1748F | 9 | 95
909-805R | 10 | 2
237-2R | 11 | 54
971-2050R | 12 | N/A
237-1765R | 13 | 14
1030-42R | 14 | 41
907-1716R | 15 | 215
237-17R | 16 | 17
1030-989R | 17 | 11
214-1122R | 18 | 15
599-19R | 19 | 194
1030-20R | 20 | 44
351-819R | 21 | 146
235-899R | 22 | 23
972-1590F | 23 | N/A
908-2055F | 24 | 202
972-32R | 25 | 93
214-647R | 26 | 144
236-1569R | 27 | N/A
354-1706R | 28 | N/A
79-808R | 29 | 12
215-1534R | 30 | 53
1021-25R | 31 | 176
352-27R | 32 | 108
79-679R | 33 | 35
79-785 | 34 | 77
157-81R | 35 | 10
597-595 | 36 | 115
357-45R | 37 | 32
357-2049F | 38 | 90
470-47R | 39 | 158
222-2085 | 40 | N/A
1458-1131R | 41 | 174
356-19R | 42 | 96
1039-13 | 43 | 168
908-1172R | 44 | 127
73-1163 | 45 | N/A
971-1973R | 46 | 166
CB 351 | 47 | 173
971-383R | 48 | 48
78-26R | 49 | 52
216-1859F | 50 | N/A
350-2192R | 51 | 149
524-46R | 52 | 155
353-904R | 53 | 163
350-2201R | 54 | 121
970-1341R | 55 | 26
176-197F | 56 | 300
215-1531R | 57 | 151
CB 236 | 58 | 51
79-658R | 59 | 153
521-32R | 60 | 222
1250-677R | 61 | 225
1030-1777 | 62 | N/A
908-1236 | 63 | N/A
357-750R | 64 | 143
CB 971 | 65 | 64
176-161R | 66 | 279
524-27R | 67 | 167
182-2240F | 68 | 263
CB 355 | 69 | 128
971-388R | 70 | 138
350-41R | 71 | 101
521-14R | 72 | 25
217-835R | 73 | 27
73-678R | 74 | 46
CB RA1 | 75 | 83
442-728R | 76 | 257
1166-342R | 77 | 117
445-18R | 78 | N/A
357-50R | 79 | 114
1166-18R | 80 | 187
217-983R | 81 | 7
176-1834R | 82 | 205
1022-17F | 83 | 219
236-1535R | 84 | N/A
222-1433R | 85 | 39
79-676R | 86 | 182
RA1-402R | 87 | 246
445-1311R | 88 | 22
73-683R | 89 | 20
351-871R | 90 | 227
1023-46AE | 91 | 204
907-1702R | 92 | 94
972-942R | 93 | 243
353-1429R | 94 | N/A
521-700R | 95 | 85
356-30AE | 96 | 159
521-18R | 97 | 109
524-50R | 98 | 179
788-34R | 99 | 284
859-42R | 100 | 339
973-1245R | 101 | N/A
209-1769F | 102 | 254
1215-32R | 103 | 16
448-744R | 104 | N/A
521-1856R | 105 | N/A
907-1562AE | 106 | 137
450-1851F | 107 | N/A
CB 788 | 108 | 399
1458-565R | 109 | 214
971-29R | 110 | 98
972-1582R | 111 | 229
908-1372R | 112 | 188
355-41R | 113 | 185
78-782R | 114 | 241
222-1523R | 115 | 30
222-2013R | 116 | 24
974-715R | 117 | N/A
445-1325F | 118 | 58
1021-1760R | 119 | 269
CB OK1 | 120 | 148
236-1573R | 121 | 236
RB1-427R | 122 | 112
214-1135R | 123 | 62
CB 470 | 124 | 366
CB 1235 | 125 | 161
520-1527R | 126 | 69
1030-18R | 127 | 142
1250-671R | 128 | 270
973-626R | 129 | 80
907-2820R | 130 | 376
230-133AE | 131 | 103
411-30R | 132 | 73
239-2215R | 133 | N/A
449-13R | 134 | 40
73-1130R | 135 | N/A
1215-12R | 136 | 47
1250-27R | 137 | 287
RB1-433R | 138 | 160
1090-73F | 139 | 271
CB 357 | 140 | 89
909-453R | 141 | N/A
78-35R | 142 | 162
73-23R | 143 | 92
175-90R | 144 | 281
521-27R | 145 | 135
524-1782F | 146 | N/A
522-38R | 147 | 250
350-2196R | 148 | 183
215-38R | 149 | 37
908-1368R | 150 | 226
356-16R | 151 | 172
79-714R | 152 | 252
CB 1234 | 153 | 86
448-9R | 154 | 50
441-30R | 155 | 49
236-1567R | 156 | 265
283-55R | 157 | 129
449-693R | 158 | N/A
66-1213R | 159 | 568
470-40AE | 160 | 294
975-22R | 161 | 99
CB RA2 | 162 | 342
157-189R | 163 | 31
357-1299R | 164 | 68
231-1635R | 165 | 72
CB MOR1 | 166 | 296
973-1226R | 167 | 78
1030-1728R | 168 | 295
1022-322R | 169 | 213
1021-855 | 170 | 262
1090-74F | 171 | 299
234-48R | 172 | 303
222-2063 | 173 | 75
212-725R | 174 | 216
520-35R | 175 | 152
176-194R | 176 | 181
441-27R | 177 | 38
991-1206R | 178 | 200
307-234R | 179 | 237
221-788 | 180 | 233
240-2004R | 181 | 297
971-371R | 182 | 196
CB 599 | 183 | 313
1458-1061 | 184 | 232
353-901F | 185 | 304
175-64R | 186 | 259
1138-6R | 187 | 91
1233-591R | 188 | N/A
1105-1479 | 189 | 266
182-2252R | 190 | 345
176-164R | 191 | 381
305-32R | 192 | 568
CB 233 | 193 | 206
CB 1250 | 194 | 244
471-36F | 195 | 437
175-2024R | 196 | 317
67-34R | 197 | 123
221-6R | 198 | 177
1166-15R | 199 | 130
445-894R | 200 | 45
235-897R | 201 | 268
1001-1820F | 202 | 306
157-204R | 203 | 70
221-37AE | 204 | 141
TM1-10R | 205 | 184
CB RC1 | 206 | 321
240-2006R | 207 | 330
221-1230F | 208 | 107
1023-48R | 209 | N/A
1250-8R | 210 | 175
237-1761R | 211 | 65
249-24R | 212 | 217
222-1988R | 213 | N/A
240-2032R | 214 | 211
DV1-3R | 215 | 191
1233-585R | 216 | N/A
217-837R | 217 | 19
350-2188R | 218 | 195
454-48F | 219 | 238
441-23R | 220 | 55
230-2060R | 221 | N/A
920-1342R | 222 | 220
908-2040 | 223 | 245
444-43R | 224 | 74
CB 1023 | 225 | 392
176-1845R | 226 | N/A
974-23R | 227 | 170
CB 234 | 228 | 197
354-24AE | 229 | 292
445-39R | 230 | 116
220-298R | 231 | 18
246-34R | 232 | 326
520-1509R | 233 | 278
CB SL1 | 234 | 228
75-2259F | 235 | N/A
791-419F | 236 | 423
157-1928R | 237 | N/A
221-23R | 238 | 289
157-232R | 239 | 21
233-123R | 240 | 267
206-1817 | 241 | 389
79-799R | 242 | 119
1233-587R | 243 | N/A
520-1045R | 244 | 235
1023-200R | 245 | 379
CB PE1 | 246 | 201
452-38AE | 247 | 371
396-699R | 248 | 110
236-1561R | 249 | 248
CB 907 | 250 | 239
231-1136R | 251 | N/A
1001-1130R | 252 | 568
212-773R | 253 | 113
221-344R | 254 | 154
520-1489R | 255 | 276
79-685R | 256 | 100
1094-35F | 257 | 374
237-28F | 258 | N/A
353-593F | 259 | 318
CB 231 | 260 | 164
67-24R | 261 | 169
73-1164 | 262 | N/A
448-47R | 263 | 63
217-48AE | 264 | 203
177-955 | 265 | 504
305-35R | 266 | 568
221-824 | 267 | 320
236-1563R | 268 | N/A
449-6R | 269 | 61
353-594F | 270 | 373
75-996R | 271 | 307
307-1538F | 272 | 432
214-583R | 273 | 234
1030-1823F | 274 | 380
1100-1172R | 275 | 329
212-886R | 276 | 131
220-288R | 277 | 198
CB 237 | 278 | 261
1215-28R | 279 | 136
221-675R | 280 | 178
79-660R | 281 | 81
1458-1058F | 282 | 298
233-86F | 283 | 218
520-1904 | 284 | 199
520-45 | 285 | 249
75-41 | 286 | 368
182-2250 | 287 | N/A
230-127AE | 288 | 132
230-1586R | 289 | 156
175-24R | 290 | 365
1243-45R | 291 | 150
411-1873R | 292 | 186
217-41AE | 293 | 133
157-273R | 294 | 71
283-71F | 295 | 283
353-900F | 296 | 352
442-16R | 297 | 56
211-771R | 298 | N/A
75-32R | 299 | 273
157-257R | 300 | 67
212-1177R | 301 | 105
CTL1-3R | 302 | 309
220-294R | 303 | 76
520-1525R | 304 | 336
CB 232 | 305 | 253
185-51F | 306 | 324
239-2211R | 307 | N/A
1233-259R | 308 | 212
921-800F | 309 | 407
211-312R | 310 | 157
67-45R | 311 | 102
CB JU1 | 312 | 291
445-19R | 313 | 118
212-1204R | 314 | N/A
214-613R | 315 | 388
176-200F | 316 | 465
CB 327 | 317 | 431
449-16R | 318 | 221
520-10R | 319 | 280
212-758R | 320 | N/A
212-888R | 321 | 247
CB 1243 | 322 | 348
445-17R | 323 | 192
CB 1090 | 324 | 341
215-1544R | 325 | 328
1021-883R | 326 | 358
1233-589R | 327 | N/A
463-1229 | 328 | N/A
355-6R | 329 | 325
908-1370R | 330 | 272
358-33 | 331 | 316
CB 928 | 332 | 315
445-897R | 333 | 207
217-972R | 334 | 126
CB 975 | 335 | 208
411-47R | 336 | 312
387-15 | 337 | 340
CB 246 | 338 | 286
222-1503R | 339 | N/A
206-1105 | 340 | 478
247-46 | 341 | 398
91-7F | 342 | 361
212-734R | 343 | 122
357-1147R | 344 | 481
CB 240 | 345 | 377
448-714R | 346 | N/A
448-1234R | 347 | N/A
1243-319R | 348 | 147
240-1028R | 349 | 384
79-668R | 350 | 180
CB 1101 | 351 | 282
450-1854 | 352 | N/A
239-2213R | 353 | N/A
211-279R | 354 | 57
920-735AE | 355 | 343
CB 441 | 356 | 104
212-799R | 357 | 288
CB FB2 | 358 | 369
212-739R | 359 | 190
CB 522 | 360 | 255
CB 248 | 361 | 411
1001-1140R | 362 | 568
198-37R | 363 | 382
CB 542 | 364 | 323
210-392R | 365 | N/A
1090-636R | 366 | 363
CB 204 | 367 | 290
239-2207R | 368 | N/A
357-2047F | 369 | 535
908-30 | 370 | 395
CB 249 | 371 | 346
1021-92 | 372 | 416
1118-1718F | 373 | N/A
240-1044 | 374 | 364
230-181 | 375 | 385
450-1853F | 376 | N/A
504-2501R | 377 | N/A
1090-1734 | 378 | 387
442-509R | 379 | 393
521-1819R | 380 | 274
157-207R | 381 | 285
239-2217R | 382 | N/A
221-35 | 383 | 362
233-41R | 384 | 310
300-484F | 385 | N/A
1022-26R | 386 | 428
307-1492R | 387 | 568
442-729 | 388 | N/A
175-94R | 389 | 401
182-2254R | 390 | 452
CB RA3 | 391 | 415
242-1426F | 392 | N/A
CB NVS1 | 393 | 522
452-1404F | 394 | N/A
221-782R | 395 | 223
449-683 | 396 | N/A
212-638R | 397 | 319
358-1175F | 398 | N/A
520-1902R | 399 | 264
CB 1138 | 400 | 375
CB 1106 | 401 | 322
540-241R | 402 | N/A
442-758F | 403 | N/A
67-37R | 404 | 242
441-279R | 405 | 230
1023-89R | 406 | N/A
288-2380F | 407 | 525
214-536R | 408 | 400
591-1594R | 409 | 479
448-735R | 410 | N/A
204-32R | 411 | 334
214-17AE | 412 | 355
237-26F | 413 | N/A
1090-639R | 414 | 189
300-483F | 415 | N/A
1242-1084 | 416 | N/A
CB 524 | 417 | 436
210-172R | 418 | 134
CB 235 | 419 | 412
442-764R | 420 | N/A
928-19 | 421 | 360
233-81F | 422 | 359
230-1606R | 423 | 308
991-1 | 424 | 367
486-61R | 425 | 568
1242-1079R | 426 | N/A
1001-1814AE | 427 | 501
444-9R | 428 | 302
CB 200 | 429 | 357
448-724R | 430 | 88
1105-1483 | 431 | 445
214-4R | 432 | 394
1458-1056 | 433 | 563
CB 980 | 434 | 441
450-88R | 435 | 568
239-89R | 436 | 193
157-165R | 437 | N/A
240-1148 | 438 | 410
183-440 | 439 | 451
CB 974 | 440 | 498
840-308F | 441 | 353
CB 576 | 442 | 370
79-1215F | 443 | 405
444-15R | 444 | 335
CB 185 | 445 | 533
CB 91 | 446 | 430
CB 973 | 447 | 493
442-525 | 448 | 409
350-2182R | 449 | 435
353-902F | 450 | 523
450-1850 | 451 | N/A
176-1836R | 452 | 433
CB 247 | 453 | 427
CB 242 | 454 | 439
CB 331 | 455 | 397
907-1602 | 456 | 417
212-743R | 457 | 260
CB 970 | 458 | 442
222-1992R | 459 | N/A
1162-363 | 460 | N/A
840-374 | 461 | N/A
CB 230 | 462 | 454
1162-324R | 463 | 422
183-439 | 464 | 474
315-485AE | 465 | 456
CB 329 | 466 | 413
501-786 | 467 | 470
1162-329R | 468 | N/A
520-22R | 469 | 332
971-381R | 470 | 434
855-46AE | 471 | 500
197-1150F | 472 | 455
452-1405 | 473 | N/A
450-50R | 474 | 446
393-14R | 475 | 331
500-1531 | 476 | 467
230-1008R | 477 | 424
CB 358 | 478 | 462
210-9R | 479 | 275
230-371AE | 480 | 418
1243-38R | 481 | 354
908-2062F | 482 | 521
835-11F | 483 | 469
452-1403 | 484 | N/A
CB 215 | 485 | 350
CB 350 | 486 | 502
CB 981 | 487 | 471
CB FB1 | 488 | 338
CB 202 | 489 | 344
799-504R | 490 | 480
1090-70F | 491 | 497
1215-10R | 492 | 305
205-1550 | 493 | 544
210-394R | 494 | N/A
243-14R | 495 | 532
1001-1231F | 496 | N/A
CB 444 | 497 | 391
1006-829F | 498 | 448
CB 523 | 499 | 349
230-2067 | 500 | N/A
1079-9 | 501 | 542
CB 244 | 502 | 483
CB 1245 | 503 | 459
221-38AE | 504 | 466
247-48 | 505 | 566
212-880R | 506 | 390
CB 461 | 507 | 420
CB 396 | 508 | 524
1094-7 | 509 | 484
CB 1525 | 510 | N/A
CB 352 | 511 | 511
463-1136F | 512 | 494
1458-519 | 513 | 59
445-1323 | 514 | 449
CB 1162 | 515 | 402
442-780 | 516 | N/A
216-220R | 517 | 383
CB 1166 | 518 | 461
1201-282F | 519 | 464
CB 540 | 520 | 403
CB 443 | 521 | 475
520-1936 | 522 | N/A
CB 292 | 523 | 426
909-812 | 524 | N/A
968-476F | 525 | 473
CB 214 | 526 | 517
1458-1075F | 527 | 519
1100-1168F | 528 | N/A
CB 776 | 529 | 438
CB 280 | 530 | 327
1458-456F | 531 | 546
594-1379F | 532 | 485
522-34 | 533 | 429
311-14R | 534 | N/A
178-968AE | 535 | 510
252-129 | 536 | N/A
CB 835 | 537 | 477
770-259R | 538 | 472
CB 330 | 539 | 406
CB 536 | 540 | 447
288-2375R | 541 | N/A
CB 1299 | 542 | 460
311-1163F | 543 | 440
454-1814 | 544 | 468
523-31AE | 545 | 372
CB RB1 | 546 | 557
CB 217 | 547 | 491
522-36 | 548 | 457
445-1315 | 549 | N/A
CB 78 | 550 | 444
973-530AE | 551 | 503
CB CTL1 | 552 | 540
CB 212 | 553 | 453
CB 1215 | 554 | 513
CB 203 | 555 | 421
308-563AE | 556 | 450
CB 499 | 557 | 482
242-1427F | 558 | N/A
75-2257F | 559 | N/A
223-536R | 560 | N/A
448-1196F | 561 | 507
1073-872F | 562 | 495
CB DV1 | 563 | N/A
907-1604 | 564 | 539
315-1192F | 565 | N/A
835-10F | 566 | 561
CB 354 | 567 | 518
283-80F | 568 | 567
185-40AE | 569 | 568
CB 67 | 570 | 489
CB 239 | 571 | 548
CB 315 | 572 | 545
1073-874F | 573 | 549
311-1199 | 574 | N/A
CB 449 | 575 | 463
CB 353 | 576 | 515
1525-23R | 577 | N/A
CB 356 | 578 | 514
835-35F | 579 | 538
197-1155F | 580 | 529
CB 157 | 581 | 486
CB 283 | 582 | 528
CB 535 | 583 | 492
CB 196 | 584 | 541
311-43 | 585 | 458
1073-886F | 586 | 562
CB 1161 | 587 | 505
296-68F | 588 | 512
1242-127AE | 589 | 396
CB 534 | 590 | 509
1073-887F | 591 | 537
CB 521 | 592 | 490
CB SSC1 | 593 | 508
CB 197 | 594 | N/A
CB 210 | 595 | 487
CB 520 | 596 | 550
442-46R | 597 | 488
401-684R | 598 | N/A
CB 1233 | 599 | 555
454-47R | 600 | 568
CB 533 | 601 | 564
312-14F | 602 | N/A
CB 1160 | 603 | 559
178-982 | 604 | 547
232-40AE | 605 | 551
355-65R | 606 | 568
185-52F | 607 | 568
972-1642 | N/A | N/A
CB 211 | N/A | 530
CB 220 | N/A | 543