## Sheet1
Line No. | WDRM V4 Circuit Segment Name | Total Primary Overhead Miles | Initial Overall Utility Risk per Primary Overhead Mile | 2026 Activities | 2026 Overall Utility Risk per Primary Overhead Mile | 2027 Activities | 2027 Overall Utility Risk per Primary Overhead Mile | 2028 Activities | 2028 Overall Utility Risk per Primary Overhead Mile | 2026 planned undergrounding (circuit mileage) | 2027 planned undergrounding (circuit mileage) | 2028 planned undergrounding (circuit mileage) | 2026 planned covered conductor (circuit mileage) | 2027 planned covered conductor (circuit mileage) | 2028 planned covered conductor (circuit mileage) | 2026 planned line removals (circuit mileage) | 2027 planned line removals (circuit mileage) | 2028 planned line removals (circuit mileage) | HFRA designation (Tier 2, Tier 3, non-HFTD HFRA, or non-HFRA)
1 | DUNBAR 11034882 | 0.038 | 176.19 | Vegetation routine patrol Vegetation hazard patrol | 176.19 | Vegetation routine patrol Vegetation hazard patrol | 176.19 | Vegetation routine patrol Vegetation hazard patrol | 176.19 | 0 | 0 | 0 | 0 | 0 | 0 | 0 | 0 | 0 | Non-HFRA
2 | PUEBLO 1104968601 | 0.008 | 126.37 | EPSS Vegetation routine patrol Vegetation hazard patrol | 122.22 | EPSS Vegetation routine patrol Vegetation hazard patrol | 122.22 | EPSS Vegetation routine patrol Vegetation hazard patrol | 122.22 | 0 | 0 | 0 | 0 | 0 | 0 | 0 | 0 | 0 | Tier 2
3 | ARBUCKLE 110130376 | 0.003 | 97.21 | Vegetation routine patrol Vegetation hazard patrol | 97.21 | Vegetation routine patrol Vegetation hazard patrol | 97.21 | Vegetation routine patrol Vegetation hazard patrol | 97.21 | 0 | 0 | 0 | 0 | 0 | 0 | 0 | 0 | 0 | Non-HFRA
4 | VACAVILLE 111112342 | 0.123 | 82.76 | EPSS Vegetation routine patrol Vegetation hazard patrol | 81.88 | EPSS Vegetation routine patrol Vegetation hazard patrol | 81.88 | EPSS Vegetation routine patrol Vegetation hazard patrol | 81.88 | 0 | 0 | 0 | 0 | 0 | 0 | 0 | 0 | 0 | Tier 2
5 | BALCH NO 1 1101CB | 0.117 | 72.56 | EPSS Vegetation routine patrol Vegetation hazard patrol | 25.24 | EPSS Vegetation routine patrol Vegetation hazard patrol | 25.24 | EPSS Vegetation routine patrol Vegetation hazard patrol | 25.24 | 0 | 0 | 0 | 0 | 0 | 0 | 0 | 0 | 0 | Tier 2
6 | CALPINE 1144276-G | 0.015 | 47.93 | EPSS Vegetation routine patrol Vegetation hazard patrol | 16.67 | EPSS Vegetation routine patrol Vegetation hazard patrol | 16.67 | EPSS Vegetation routine patrol Vegetation hazard patrol | 16.67 | 0 | 0 | 0 | 0 | 0 | 0 | 0 | 0 | 0 | Tier 3
7 | CASTRO VALLEY 1110MR525 | 0.05 | 39.73 | EPSS Vegetation routine patrol Vegetation hazard patrol | 39.38 | EPSS Vegetation routine patrol Vegetation hazard patrol | 39.38 | EPSS Vegetation routine patrol Vegetation hazard patrol | 39.38 | 0 | 0 | 0 | 0 | 0 | 0 | 0 | 0 | 0 | Tier 2
8 | MARIPOSA REMOTE 0001CB | 0.009 | 33.68 | EPSS Vegetation routine patrol Vegetation hazard patrol | 11.7 | EPSS Vegetation routine patrol Vegetation hazard patrol | 11.69 | EPSS Vegetation routine patrol Vegetation hazard patrol | 11.67 | 0 | 0 | 0 | 0 | 0 | 0 | 0 | 0 | 0 | Tier 2
9 | SPAULDING 1101CB | 0.044 | 30.92 | Pole clearing EPSS Vegetation routine patrol Vegetation hazard patrol | 10.39 | Pole clearing EPSS Vegetation routine patrol Vegetation hazard patrol | 10.02 | Pole clearing EPSS Vegetation routine patrol Vegetation hazard patrol | 9.65 | 0 | 0 | 0 | 0 | 0 | 0 | 0 | 0 | 0 | Tier 2
10 | TIGER CREEK 0201CB | 0.258 | 29.47 | Undergrounding Pole clearing EPSS Vegetation routine patrol Vegetation hazard patrol | 4.1 | Pole clearing EPSS Vegetation routine patrol Vegetation hazard patrol | 3.92 | Pole clearing EPSS Vegetation routine patrol Vegetation hazard patrol | 3.74 | 4.34 | 0 | 0 | 0 | 0 | 0 | 0 | 0 | 0 | Tier 2 & 3
11 | VACAVILLE 1111772224 | 0.077 | 29.44 | EPSS Vegetation routine patrol Vegetation hazard patrol | 28.94 | EPSS Vegetation routine patrol Vegetation hazard patrol | 28.94 | EPSS Vegetation routine patrol Vegetation hazard patrol | 28.94 | 0 | 0 | 0 | 0 | 0 | 0 | 0 | 0 | 0 | Tier 2
12 | CALPINE 1144962 | 0.039 | 25.88 | EPSS Vegetation routine patrol Vegetation hazard patrol | 9 | EPSS Vegetation routine patrol Vegetation hazard patrol | 9 | EPSS Vegetation routine patrol Vegetation hazard patrol | 9 | 0 | 0 | 0 | 0 | 0 | 0 | 0 | 0 | 0 | Tier 3
13 | CORDELIA 111013382 | 0.083 | 22.36 | Vegetation routine patrol Vegetation hazard patrol | 22.36 | Vegetation routine patrol Vegetation hazard patrol | 22.36 | Vegetation routine patrol Vegetation hazard patrol | 22.36 | 0 | 0 | 0 | 0 | 0 | 0 | 0 | 0 | 0 | Non-HFRA
14 | KESWICK 1101CB | 0.017 | 20.5 | EPSS Vegetation routine patrol Vegetation hazard patrol | 7.18 | Covered Conductor Undergrounding EPSS Vegetation routine patrol Vegetation hazard patrol | 5.73 | EPSS Vegetation routine patrol Vegetation hazard patrol | 5.73 | 0 | 0.018 | 0 | 0 | 0.001 | 0 | 0 | 0 | 0 | Tier 3
15 | SPRING GAP 1702188426 | 0.003 | 16.12 | EPSS Vegetation routine patrol Vegetation hazard patrol | 5.61 | Covered Conductor Undergrounding EPSS Vegetation routine patrol Vegetation hazard patrol | 0.77 | EPSS Vegetation routine patrol Vegetation hazard patrol | 0.77 | 0 | 0.003 | 0 | 0 | 0 | 0 | 0 | 0 | 0 | Tier 3
16 | TASSAJARA 21123202 | 0.394 | 14.62 | Pole clearing EPSS Vegetation routine patrol Vegetation hazard patrol | 5.91 | Pole clearing EPSS Vegetation routine patrol Vegetation hazard patrol | 5.88 | Pole clearing EPSS Vegetation routine patrol Vegetation hazard patrol | 5.86 | 0 | 0 | 0 | 0 | 0 | 0 | 0 | 0 | 0 | Tier 3
17 | BALCH NO 1 1101105414 | 6.996 | 13.08 | Covered Conductor Pole clearing EPSS Vegetation routine patrol Vegetation hazard patrol | 3.41 | Pole clearing EPSS Vegetation routine patrol Vegetation hazard patrol | 3.41 | Pole clearing EPSS Vegetation routine patrol Vegetation hazard patrol | 3.41 | 0 | 0 | 0 | 3.1 | 0 | 0 | 0 | 0 | 0 | Tier 2
18 | CLARKSVILLE 210551478 | 0.055 | 10.91 | EPSS Vegetation routine patrol Vegetation hazard patrol | 10.65 | EPSS Vegetation routine patrol Vegetation hazard patrol | 10.65 | EPSS Vegetation routine patrol Vegetation hazard patrol | 10.65 | 0 | 0 | 0 | 0 | 0 | 0 | 0 | 0 | 0 | Tier 2
19 | BALCH NO 1 1101406582 | 3.687 | 10.88 | Covered Conductor Pole clearing EPSS Vegetation routine patrol Vegetation hazard patrol | 1.74 | Pole clearing EPSS Vegetation routine patrol Vegetation hazard patrol | 1.74 | Pole clearing EPSS Vegetation routine patrol Vegetation hazard patrol | 1.74 | 0 | 0 | 0 | 3.67 | 0 | 0 | 0 | 0 | 0 | Tier 2
20 | BUCKS CREEK 1102CB | 0.03 | 10.09 | Covered Conductor Undergrounding Pole clearing EPSS Vegetation routine patrol Vegetation hazard patrol | 1.58 | Pole clearing EPSS Vegetation routine patrol Vegetation hazard patrol | 0.51 | Pole clearing EPSS Vegetation routine patrol Vegetation hazard patrol | 0 | 3.42 | 0 | 0 | 2.08 | 0 | 0 | 0 | 0 | 0 | Tier 2
21 | PEABODY 2106CB | 1.077 | 9.95 | Pole clearing EPSS Vegetation routine patrol Vegetation hazard patrol | 9.51 | Pole clearing EPSS Vegetation routine patrol Vegetation hazard patrol | 9.51 | Pole clearing EPSS Vegetation routine patrol Vegetation hazard patrol | 9.51 | 0 | 0 | 0 | 0 | 0 | 0 | 0 | 0 | 0 | Tier 2
22 | APPLE HILL 1104814656 | 0.017 | 9.86 | EPSS Vegetation routine patrol Vegetation hazard patrol | 3.44 | EPSS Vegetation routine patrol Vegetation hazard patrol | 3.44 | EPSS Vegetation routine patrol Vegetation hazard patrol | 3.44 | 0 | 0 | 0 | 0 | 0 | 0 | 0 | 0 | 0 | Tier 3
23 | SCE TEJON TIE 1101CB | 0.064 | 9.8 | EPSS Vegetation routine patrol Vegetation hazard patrol | 3.41 | Covered Conductor Undergrounding EPSS Vegetation routine patrol Vegetation hazard patrol | 2.38 | EPSS Vegetation routine patrol Vegetation hazard patrol | 2.38 | 0 | 0.067 | 0 | 0 | 0.003 | 0 | 0 | 0 | 0 | Tier 2
24 | APPLE HILL 2102CB | 0.063 | 8.46 | Pole clearing EPSS Vegetation routine patrol Vegetation hazard patrol | 3.21 | Covered Conductor Undergrounding Pole clearing EPSS Vegetation routine patrol Vegetation hazard patrol | 1.11 | Pole clearing EPSS Vegetation routine patrol Vegetation hazard patrol | 0.97 | 0 | 0.067 | 0 | 0 | 0.003 | 0 | 0 | 0 | 0 | Tier 2
25 | MIWUK 170179118 | 0.019 | 8.22 | EPSS Vegetation routine patrol Vegetation hazard patrol | 7.12 | Covered Conductor EPSS Vegetation routine patrol Vegetation hazard patrol | 6.8 | Undergrounding EPSS Vegetation routine patrol Vegetation hazard patrol | 6.77 | 0 | 0 | 0.001 | 0 | 0.016 | 0 | 0 | 0 | 0 | Tier 3
26 | SALT SPRINGS 210110416 | 0.69 | 7.67 | Pole clearing EPSS Vegetation routine patrol Vegetation hazard patrol | 2.77 | Pole clearing EPSS Vegetation routine patrol Vegetation hazard patrol | 2.77 | Pole clearing EPSS Vegetation routine patrol Vegetation hazard patrol | 2.76 | 0 | 0 | 0 | 0 | 0 | 0 | 0 | 0 | 0 | Tier 2
27 | DEL MAR 210938684 | 0.062 | 7.17 | Vegetation routine patrol Vegetation hazard patrol | 7.17 | Vegetation routine patrol Vegetation hazard patrol | 7.17 | Vegetation routine patrol Vegetation hazard patrol | 7.17 | 0 | 0 | 0 | 0 | 0 | 0 | 0 | 0 | 0 | Non-HFRA
28 | OAKLAND J 1102CR102 | 0.204 | 6.97 | Pole clearing EPSS Vegetation routine patrol Vegetation hazard patrol | 6.61 | Pole clearing EPSS Vegetation routine patrol Vegetation hazard patrol | 6.61 | Pole clearing EPSS Vegetation routine patrol Vegetation hazard patrol | 6.6 | 0 | 0 | 0 | 0 | 0 | 0 | 0 | 0 | 0 | Tier 2
29 | WILDWOOD 1101384582 | 4.539 | 6.78 | EPSS Vegetation routine patrol Vegetation hazard patrol | 2.36 | EPSS Vegetation routine patrol Vegetation hazard patrol | 2.36 | EPSS Vegetation routine patrol Vegetation hazard patrol | 2.36 | 0 | 0 | 0 | 0 | 0 | 0 | 0 | 0 | 0 | Tier 2
30 | ALLEGHANY 1102WC 1101/2 | 0.015 | 6.53 | Pole clearing EPSS Vegetation routine patrol Vegetation hazard patrol | 2.1 | Pole clearing EPSS Vegetation routine patrol Vegetation hazard patrol | 1.87 | Pole clearing EPSS Vegetation routine patrol Vegetation hazard patrol | 1.63 | 0 | 0 | 0 | 0 | 0 | 0 | 0 | 0 | 0 | Tier 3
31 | CALPINE 1146200-G | 0.009 | 5.8 | EPSS Vegetation routine patrol Vegetation hazard patrol | 2.02 | EPSS Vegetation routine patrol Vegetation hazard patrol | 2.02 | EPSS Vegetation routine patrol Vegetation hazard patrol | 2.02 | 0 | 0 | 0 | 0 | 0 | 0 | 0 | 0 | 0 | Tier 3
32 | MARIPOSA 2101929360 | 0.067 | 5.68 | EPSS Vegetation routine patrol Vegetation hazard patrol | 1.99 | EPSS Vegetation routine patrol Vegetation hazard patrol | 1.99 | EPSS Vegetation routine patrol Vegetation hazard patrol | 1.99 | 0 | 0 | 0 | 0 | 0 | 0 | 0 | 0 | 0 | Tier 2
33 | CALPINE 1144304 | 0.046 | 5.64 | Pole clearing EPSS Vegetation routine patrol Vegetation hazard patrol | 1.97 | Pole clearing EPSS Vegetation routine patrol Vegetation hazard patrol | 1.93 | Pole clearing EPSS Vegetation routine patrol Vegetation hazard patrol | 1.9 | 0 | 0 | 0 | 0 | 0 | 0 | 0 | 0 | 0 | Tier 3
34 | MONTICELLO 11011780 | 0.072 | 5.62 | Pole clearing EPSS Vegetation routine patrol Vegetation hazard patrol | 4.83 | Pole clearing EPSS Vegetation routine patrol Vegetation hazard patrol | 4.82 | Pole clearing EPSS Vegetation routine patrol Vegetation hazard patrol | 4.8 | 0 | 0 | 0 | 0 | 0 | 0 | 0 | 0 | 0 | Tier 2
35 | CEDAR CREEK 1101451856 | 0.055 | 5.58 | EPSS Vegetation routine patrol Vegetation hazard patrol | 2.3 | Covered Conductor Undergrounding EPSS Vegetation routine patrol Vegetation hazard patrol | 1.3 | EPSS Vegetation routine patrol Vegetation hazard patrol | 1.3 | 0 | 0.003 | 0 | 0 | 0.046 | 0 | 0 | 0 | 0 | Tier 3
36 | WYANDOTTE 11102590 | 0.614 | 5.48 | Pole clearing EPSS Vegetation routine patrol Vegetation hazard patrol | 5.48 | Pole clearing EPSS Vegetation routine patrol Vegetation hazard patrol | 5.48 | Pole clearing EPSS Vegetation routine patrol Vegetation hazard patrol | 5.48 | 0 | 0 | 0 | 0 | 0 | 0 | 0 | 0 | 0 | Non-HFRA
37 | VACAVILLE 1104CB | 2.629 | 5.41 | Pole clearing EPSS Vegetation routine patrol Vegetation hazard patrol | 5.21 | Pole clearing EPSS Vegetation routine patrol Vegetation hazard patrol | 5.21 | Pole clearing EPSS Vegetation routine patrol Vegetation hazard patrol | 5.21 | 0 | 0 | 0 | 0 | 0 | 0 | 0 | 0 | 0 | Tier 2
38 | RINCON 1102228730 | 1.431 | 5.35 | Vegetation routine patrol Vegetation hazard patrol | 5.35 | Vegetation routine patrol Vegetation hazard patrol | 5.35 | Vegetation routine patrol Vegetation hazard patrol | 5.35 | 0 | 0 | 0 | 0 | 0 | 0 | 0 | 0 | 0 | Non-HFRA
39 | ELECTRA 1102CB | 2.604 | 5.3 | Covered Conductor Pole clearing EPSS Vegetation routine patrol Vegetation hazard patrol | 0.89 | Pole clearing EPSS Vegetation routine patrol Vegetation hazard patrol | 0.89 | Pole clearing EPSS Vegetation routine patrol Vegetation hazard patrol | 0.88 | 0 | 0 | 0 | 2.57 | 0 | 0 | 0 | 0 | 0 | Tier 2
40 | KESWICK 1101417066 | 2.758 | 5.27 | Pole clearing EPSS Vegetation routine patrol Vegetation hazard patrol | 2.1 | Covered Conductor Undergrounding Pole clearing EPSS Vegetation routine patrol Vegetation hazard patrol | 1.63 | Pole clearing EPSS Vegetation routine patrol Vegetation hazard patrol | 1.62 | 0 | 0.153 | 0 | 0 | 2.302 | 0 | 0 | 0 | 0 | Tier 3
41 | PIT NO 5 1101923612 | 0.623 | 5.15 | Covered Conductor Undergrounding Pole clearing EPSS Vegetation routine patrol Vegetation hazard patrol | 0.73 | Pole clearing EPSS Vegetation routine patrol Vegetation hazard patrol | 0.71 | Pole clearing EPSS Vegetation routine patrol Vegetation hazard patrol | 0.69 | 0 | 0 | 0 | 0 | 0 | 0 | 0 | 0 | 0 | Tier 2
42 | NARROWS 2104CB | 0.003 | 5.06 | EPSS Vegetation routine patrol Vegetation hazard patrol | 1.76 | Covered Conductor Undergrounding EPSS Vegetation routine patrol Vegetation hazard patrol | 0.23 | EPSS Vegetation routine patrol Vegetation hazard patrol | 0.23 | 0 | 0.003 | 0 | 0 | 0 | 0 | 0 | 0 | 0 | Tier 2
43 | FRENCH GULCH 11011892 | 3.234 | 5.05 | Pole clearing EPSS Vegetation routine patrol Vegetation hazard patrol | 1.76 | Covered Conductor Undergrounding Pole clearing EPSS Vegetation routine patrol Vegetation hazard patrol | 0.47 | Pole clearing EPSS Vegetation routine patrol Vegetation hazard patrol | 0.47 | 0 | 3.19 | 0 | 0 | 0.133 | 0 | 0 | 0 | 0 | Tier 2
44 | MARINA (F) 1101CB | 0.004 | 5.03 | Vegetation routine patrol Vegetation hazard patrol | 5.03 | Vegetation routine patrol Vegetation hazard patrol | 5.03 | Vegetation routine patrol Vegetation hazard patrol | 5.03 | 0 | 0 | 0 | 0 | 0 | 0 | 0 | 0 | 0 | Non-HFRA
45 | CALISTOGA 110135588 | 2.943 | 4.99 | Pole clearing EPSS Vegetation routine patrol Vegetation hazard patrol | 2.16 | Covered Conductor Undergrounding Pole clearing EPSS Vegetation routine patrol Vegetation hazard patrol | 0.25 | Pole clearing EPSS Vegetation routine patrol Vegetation hazard patrol | 0.21 | 0 | 3.109 | 0 | 0 | 0.129 | 0 | 0 | 0 | 0 | Tier 3
46 | VACAVILLE 1104196294 | 0.518 | 4.95 | EPSS Vegetation routine patrol Vegetation hazard patrol | 4.55 | EPSS Vegetation routine patrol Vegetation hazard patrol | 4.55 | EPSS Vegetation routine patrol Vegetation hazard patrol | 4.55 | 0 | 0 | 0 | 0 | 0 | 0 | 0 | 0 | 0 | Tier 2
47 | DOBBINS 1101CB | 0.694 | 4.84 | Pole clearing EPSS Vegetation routine patrol Vegetation hazard patrol | 1.71 | Pole clearing EPSS Vegetation routine patrol Vegetation hazard patrol | 1.7 | Pole clearing EPSS Vegetation routine patrol Vegetation hazard patrol | 1.68 | 0 | 0 | 0 | 0 | 0 | 0 | 0 | 0 | 0 | Tier 2
48 | CLAYTON 221296224 | 7.687 | 4.68 | Line removal Covered Conductor Undergrounding Pole clearing EPSS Vegetation routine patrol Vegetation hazard patrol | 1.08 | Covered Conductor Undergrounding Pole clearing EPSS Vegetation routine patrol Vegetation hazard patrol | 0.87 | Pole clearing EPSS Vegetation routine patrol Vegetation hazard patrol | 0.85 | 0.79 | 0.521 | 0 | 4.68 | 1.235 | 0 | 0.25 | 0 | 0 | Tier 3
49 | WEST POINT 1101CB | 4.804 | 4.52 | Pole clearing EPSS Vegetation routine patrol Vegetation hazard patrol | 1.53 | Covered Conductor Undergrounding Pole clearing EPSS Vegetation routine patrol Vegetation hazard patrol | 0.37 | Pole clearing EPSS Vegetation routine patrol Vegetation hazard patrol | 0.32 | 0 | 4.007 | 0 | 0 | 1.055 | 0 | 0 | 0 | 0 | Tier 3
50 | TIGER CREEK 0201320746 | 3.516 | 4.5 | Pole clearing EPSS Vegetation routine patrol Vegetation hazard patrol | 1.53 | Pole clearing EPSS Vegetation routine patrol Vegetation hazard patrol | 1.49 | Pole clearing EPSS Vegetation routine patrol Vegetation hazard patrol | 1.45 | 0 | 0 | 0 | 0 | 0 | 0 | 0 | 0 | 0 | Tier 2 & 3
51 | TRIDAM POWERHOUSE 2101CB | 0.051 | 4.48 | Pole clearing EPSS Vegetation routine patrol Vegetation hazard patrol | 1.51 | Pole clearing EPSS Vegetation routine patrol Vegetation hazard patrol | 1.47 | Pole clearing EPSS Vegetation routine patrol Vegetation hazard patrol | 1.42 | 0 | 0 | 0 | 0 | 0 | 0 | 0 | 0 | 0 | Tier 3
52 | ELECTRA 110213414 | 0.011 | 4.43 | Vegetation routine patrol Vegetation hazard patrol | 4.43 | Vegetation routine patrol Vegetation hazard patrol | 4.43 | Vegetation routine patrol Vegetation hazard patrol | 4.43 | 0 | 0 | 0 | 0 | 0 | 0 | 0 | 0 | 0 | Non-HFRA
53 | CALPINE 1146394G | 0.011 | 4.38 | EPSS Vegetation routine patrol Vegetation hazard patrol | 1.52 | EPSS Vegetation routine patrol Vegetation hazard patrol | 1.52 | EPSS Vegetation routine patrol Vegetation hazard patrol | 1.52 | 0 | 0 | 0 | 0 | 0 | 0 | 0 | 0 | 0 | Tier 3
54 | FRENCH GULCH 11022902 | 7.023 | 4.35 | Pole clearing EPSS Vegetation routine patrol Vegetation hazard patrol | 1.51 | Covered Conductor Undergrounding Pole clearing EPSS Vegetation routine patrol Vegetation hazard patrol | 0.72 | Pole clearing EPSS Vegetation routine patrol Vegetation hazard patrol | 0.72 | 0 | 0.39 | 0 | 0 | 5.86 | 0 | 0 | 0 | 0 | Tier 2
55 | MOUNTAIN QUARRIES 2101CB | 0.053 | 4.33 | Pole clearing EPSS Vegetation routine patrol Vegetation hazard patrol | 1.51 | Pole clearing EPSS Vegetation routine patrol Vegetation hazard patrol | 1.46 | Pole clearing EPSS Vegetation routine patrol Vegetation hazard patrol | 1.42 | 0 | 0 | 0 | 0 | 0 | 0 | 0 | 0 | 0 | Tier 2
56 | VACA DIXON 110175740 | 0.296 | 4.1 | Pole clearing EPSS Vegetation routine patrol Vegetation hazard patrol | 3.56 | Pole clearing EPSS Vegetation routine patrol Vegetation hazard patrol | 3.55 | Pole clearing EPSS Vegetation routine patrol Vegetation hazard patrol | 3.55 | 0 | 0 | 0 | 0 | 0 | 0 | 0 | 0 | 0 | Tier 2
57 | TASSAJARA 2112791386 | 2.411 | 4.08 | Pole clearing EPSS Vegetation routine patrol Vegetation hazard patrol | 1.55 | Pole clearing EPSS Vegetation routine patrol Vegetation hazard patrol | 1.52 | Pole clearing EPSS Vegetation routine patrol Vegetation hazard patrol | 1.49 | 0 | 0 | 0 | 0 | 0 | 0 | 0 | 0 | 0 | Tier 3
58 | VACAVILLE 110847860 | 3.875 | 4 | EPSS Vegetation routine patrol Vegetation hazard patrol | 3.8 | EPSS Vegetation routine patrol Vegetation hazard patrol | 3.8 | EPSS Vegetation routine patrol Vegetation hazard patrol | 3.8 | 0 | 0 | 0 | 0 | 0 | 0 | 0 | 0 | 0 | Tier 2
59 | DRUM 1101CB | 2.165 | 3.98 | Covered Conductor Undergrounding Pole clearing EPSS Vegetation routine patrol Vegetation hazard patrol | 0.59 | Covered Conductor Undergrounding Pole clearing EPSS Vegetation routine patrol Vegetation hazard patrol | 0.52 | Pole clearing EPSS Vegetation routine patrol Vegetation hazard patrol | 0.48 | 0.28 | 0.036 | 0 | 1.81 | 0.086 | 0 | 0 | 0 | 0 | Tier 3
60 | PARADISE 1104457900 | 2.832 | 3.98 | Pole clearing EPSS Vegetation routine patrol Vegetation hazard patrol | 3.28 | Pole clearing EPSS Vegetation routine patrol Vegetation hazard patrol | 3.27 | Pole clearing EPSS Vegetation routine patrol Vegetation hazard patrol | 3.27 | 0 | 0 | 0 | 0 | 0 | 0 | 0 | 0 | 0 | Tier 3
61 | DEL MAR 210975802 | 0.416 | 3.97 | Pole clearing EPSS Vegetation routine patrol Vegetation hazard patrol | 3.88 | Pole clearing EPSS Vegetation routine patrol Vegetation hazard patrol | 3.88 | Pole clearing EPSS Vegetation routine patrol Vegetation hazard patrol | 3.88 | 0 | 0 | 0 | 0 | 0 | 0 | 0 | 0 | 0 | Tier 2
62 | SILVERADO 2104209359 | 0.014 | 3.94 | EPSS Vegetation routine patrol Vegetation hazard patrol | 2.41 | Covered Conductor EPSS Vegetation routine patrol Vegetation hazard patrol | 2.36 | Undergrounding EPSS Vegetation routine patrol Vegetation hazard patrol | 0.93 | 0 | 0 | 0.014 | 0 | 0.001 | 0 | 0 | 0 | 0 | Tier 3
63 | BURNS 2101BL 2101 | 0.003 | 3.93 | Pole clearing EPSS Vegetation routine patrol Vegetation hazard patrol | 1.05 | Covered Conductor Undergrounding Pole clearing EPSS Vegetation routine patrol Vegetation hazard patrol | 0 | Pole clearing EPSS Vegetation routine patrol Vegetation hazard patrol | 0 | 0 | 0.003 | 0 | 0 | 0 | 0 | 0 | 0 | 0 | Tier 3
64 | MONROE 210392868 | 0.652 | 3.91 | Pole clearing EPSS Vegetation routine patrol Vegetation hazard patrol | 3.72 | Pole clearing EPSS Vegetation routine patrol Vegetation hazard patrol | 3.72 | Pole clearing EPSS Vegetation routine patrol Vegetation hazard patrol | 3.72 | 0 | 0 | 0 | 0 | 0 | 0 | 0 | 0 | 0 | Tier 3
65 | POINT MORETTI 110135874 | 0.205 | 3.87 | Pole clearing EPSS Vegetation routine patrol Vegetation hazard patrol | 1.26 | Covered Conductor Undergrounding Pole clearing EPSS Vegetation routine patrol Vegetation hazard patrol | 0.91 | Pole clearing EPSS Vegetation routine patrol Vegetation hazard patrol | 0.81 | 0 | 0.011 | 0 | 0 | 0.171 | 0 | 0 | 0 | 0 | Tier 2
66 | ORO FINO 11022236 | 2.545 | 3.85 | Pole clearing EPSS Vegetation routine patrol Vegetation hazard patrol | 1.31 | Covered Conductor Undergrounding Pole clearing EPSS Vegetation routine patrol Vegetation hazard patrol | 0.24 | Pole clearing EPSS Vegetation routine patrol Vegetation hazard patrol | 0.19 | 0 | 2.689 | 0 | 0 | 0.112 | 0 | 0 | 0 | 0 | Tier 3
67 | WISHON 1101CB | 0.035 | 3.85 | EPSS Vegetation routine patrol Vegetation hazard patrol | 1.34 | EPSS Vegetation routine patrol Vegetation hazard patrol | 1.34 | EPSS Vegetation routine patrol Vegetation hazard patrol | 1.34 | 0 | 0 | 0 | 0 | 0 | 0 | 0 | 0 | 0 | Tier 3
68 | CLAYTON 2212681608 | 26.879 | 3.71 | Line removal Covered Conductor Undergrounding Pole clearing EPSS Vegetation routine patrol Vegetation hazard patrol | 0.7 | Pole clearing EPSS Vegetation routine patrol Vegetation hazard patrol | 0.66 | Pole clearing EPSS Vegetation routine patrol Vegetation hazard patrol | 0.62 | 0.04 | 0 | 0 | 26.96 | 0 | 0 | 0.19 | 0 | 0 | Tier 2 & 3
69 | NEWARK 21KV 2111CB | 0.003 | 3.68 | Vegetation routine patrol Vegetation hazard patrol | 3.68 | Vegetation routine patrol Vegetation hazard patrol | 3.68 | Vegetation routine patrol Vegetation hazard patrol | 3.68 | 0 | 0 | 0 | 0 | 0 | 0 | 0 | 0 | 0 | Non-HFRA
70 | PLACERVILLE 210658118 | 0.053 | 3.67 | EPSS Vegetation routine patrol Vegetation hazard patrol | 1.82 | EPSS Vegetation routine patrol Vegetation hazard patrol | 1.82 | EPSS Vegetation routine patrol Vegetation hazard patrol | 1.82 | 0 | 0 | 0 | 0 | 0 | 0 | 0 | 0 | 0 | Tier 3
71 | MIDDLETOWN 1101644756 | 18.26 | 3.66 | Pole clearing EPSS Vegetation routine patrol Vegetation hazard patrol | 1.31 | Pole clearing EPSS Vegetation routine patrol Vegetation hazard patrol | 1.28 | Pole clearing EPSS Vegetation routine patrol Vegetation hazard patrol | 1.24 | 0 | 0 | 0 | 0 | 0 | 0 | 0 | 0 | 0 | Tier 2 & 3
72 | ELECTRA 1101L1697 | 5.771 | 3.65 | Pole clearing EPSS Vegetation routine patrol Vegetation hazard patrol | 1.34 | Pole clearing EPSS Vegetation routine patrol Vegetation hazard patrol | 1.31 | Pole clearing EPSS Vegetation routine patrol Vegetation hazard patrol | 1.28 | 0 | 0 | 0 | 0 | 0 | 0 | 0 | 0 | 0 | Tier 2
73 | CLOVERDALE 1102672 | 22.231 | 3.64 | Pole clearing EPSS Vegetation routine patrol Vegetation hazard patrol | 1.3 | Line removal Covered Conductor Undergrounding Pole clearing EPSS Vegetation routine patrol Vegetation hazard patrol | 0.02 | Pole clearing EPSS Vegetation routine patrol Vegetation hazard patrol | 0.02 | 0 | 45.273 | 0 | 0 | 1.882 | 0 | 0 | 0.438 | 0 | Tier 2 & 3
74 | KESWICK 11011586 | 4.809 | 3.63 | Pole clearing EPSS Vegetation routine patrol Vegetation hazard patrol | 1.25 | Covered Conductor Undergrounding Pole clearing EPSS Vegetation routine patrol Vegetation hazard patrol | 1.14 | Pole clearing EPSS Vegetation routine patrol Vegetation hazard patrol | 1.11 | 0 | 0.035 | 0 | 0 | 0.522 | 0 | 0 | 0 | 0 | Tier 3
75 | CRESTA 1101103126 | 0.808 | 3.61 | Pole clearing EPSS Vegetation routine patrol Vegetation hazard patrol | 2.12 | Pole clearing EPSS Vegetation routine patrol Vegetation hazard patrol | 2.12 | Pole clearing EPSS Vegetation routine patrol Vegetation hazard patrol | 2.12 | 0 | 0 | 0 | 0 | 0 | 0 | 0 | 0 | 0 | Tier 2 & 3
76 | FORT ROSS 1121CB | 0.016 | 3.61 | EPSS Vegetation routine patrol Vegetation hazard patrol | 1.28 | Covered Conductor Undergrounding EPSS Vegetation routine patrol Vegetation hazard patrol | 1.12 | EPSS Vegetation routine patrol Vegetation hazard patrol | 1.12 | 0 | 0.001 | 0 | 0 | 0.013 | 0 | 0 | 0 | 0 | Tier 2
77 | VACAVILLE 1109799940 | 0.836 | 3.56 | Pole clearing EPSS Vegetation routine patrol Vegetation hazard patrol | 3.19 | Pole clearing EPSS Vegetation routine patrol Vegetation hazard patrol | 3.19 | Pole clearing EPSS Vegetation routine patrol Vegetation hazard patrol | 3.18 | 0 | 0 | 0 | 0 | 0 | 0 | 0 | 0 | 0 | Tier 2
78 | CALPINE 1146CB | 3.747 | 3.55 | EPSS Vegetation routine patrol Vegetation hazard patrol | 1.24 | EPSS Vegetation routine patrol Vegetation hazard patrol | 1.24 | EPSS Vegetation routine patrol Vegetation hazard patrol | 1.24 | 0 | 0 | 0 | 0 | 0 | 0 | 0 | 0 | 0 | Tier 3
79 | GUSTINE 1102999258 | 7.196 | 3.53 | Pole clearing EPSS Vegetation routine patrol Vegetation hazard patrol | 1.23 | Line removal Pole clearing EPSS Vegetation routine patrol Vegetation hazard patrol | 0.35 | Pole clearing EPSS Vegetation routine patrol Vegetation hazard patrol | 0.35 | 0 | 0 | 0 | 0 | 0 | 0 | 0 | 5.14 | 0 | Non-HFTD HFRA
80 | PARADISE 11042206 | 4.165 | 3.52 | Undergrounding Pole clearing EPSS Vegetation routine patrol Vegetation hazard patrol | 2.23 | Pole clearing EPSS Vegetation routine patrol Vegetation hazard patrol | 2.22 | Pole clearing EPSS Vegetation routine patrol Vegetation hazard patrol | 2.22 | 1.8 | 0 | 0 | 0 | 0 | 0 | 0 | 0 | 0 | Tier 3
81 | TASSAJARA 2112900058 | 0.374 | 3.51 | Pole clearing EPSS Vegetation routine patrol Vegetation hazard patrol | 3.43 | Pole clearing EPSS Vegetation routine patrol Vegetation hazard patrol | 3.43 | Pole clearing EPSS Vegetation routine patrol Vegetation hazard patrol | 3.43 | 0 | 0 | 0 | 0 | 0 | 0 | 0 | 0 | 0 | Tier 2
82 | PIKE CITY 11011720 | 5.894 | 3.51 | Undergrounding Pole clearing EPSS Vegetation routine patrol Vegetation hazard patrol | 0.03 | Pole clearing EPSS Vegetation routine patrol Vegetation hazard patrol | 0.03 | Pole clearing EPSS Vegetation routine patrol Vegetation hazard patrol | 0.03 | 7.52 | 0 | 0 | 0 | 0 | 0 | 0 | 0 | 0 | Tier 3
83 | CALPINE 1144960 | 4.061 | 3.51 | EPSS Vegetation routine patrol Vegetation hazard patrol | 1.22 | EPSS Vegetation routine patrol Vegetation hazard patrol | 1.22 | EPSS Vegetation routine patrol Vegetation hazard patrol | 1.22 | 0 | 0 | 0 | 0 | 0 | 0 | 0 | 0 | 0 | Tier 3
84 | MADISON 1105995448 | 0.341 | 3.5 | Pole clearing EPSS Vegetation routine patrol Vegetation hazard patrol | 1.23 | Pole clearing EPSS Vegetation routine patrol Vegetation hazard patrol | 1.22 | Pole clearing EPSS Vegetation routine patrol Vegetation hazard patrol | 1.22 | 0 | 0 | 0 | 0 | 0 | 0 | 0 | 0 | 0 | Tier 2
85 | CURTIS 1703258550 | 8.211 | 3.48 | Covered Conductor Undergrounding Pole clearing EPSS Vegetation routine patrol Vegetation hazard patrol | 0.85 | Pole clearing EPSS Vegetation routine patrol Vegetation hazard patrol | 0.82 | Pole clearing EPSS Vegetation routine patrol Vegetation hazard patrol | 0.79 | 0 | 0 | 0 | 0 | 0 | 0 | 0 | 0 | 0 | Tier 2 & 3
86 | VOLTA 110280982 | 0.509 | 3.45 | Pole clearing EPSS Vegetation routine patrol Vegetation hazard patrol | 3.12 | Pole clearing EPSS Vegetation routine patrol Vegetation hazard patrol | 3.12 | Pole clearing EPSS Vegetation routine patrol Vegetation hazard patrol | 3.12 | 0 | 0 | 0 | 0 | 0 | 0 | 0 | 0 | 0 | Tier 3
87 | ALLEGHANY 1102CB | 17.677 | 3.4 | Undergrounding Pole clearing EPSS Vegetation routine patrol Vegetation hazard patrol | 1.05 | Covered Conductor Undergrounding Pole clearing EPSS Vegetation routine patrol Vegetation hazard patrol | 0.05 | Pole clearing EPSS Vegetation routine patrol Vegetation hazard patrol | 0.04 | 2.56 | 18.674 | 0 | 0 | 0.776 | 0 | 0 | 0 | 0 | Tier 3
88 | SILVERADO 2104646776 | 3.516 | 3.37 | Pole clearing EPSS Vegetation routine patrol Vegetation hazard patrol | 1.59 | Covered Conductor Undergrounding Pole clearing EPSS Vegetation routine patrol Vegetation hazard patrol | 0.79 | Pole clearing EPSS Vegetation routine patrol Vegetation hazard patrol | 0.76 | 0 | 2.735 | 0 | 0 | 0.114 | 0 | 0 | 0 | 0 | Tier 3
89 | ALTO 1124432 | 7.705 | 3.36 | Pole clearing EPSS Vegetation routine patrol Vegetation hazard patrol | 1.21 | Covered Conductor Undergrounding Pole clearing EPSS Vegetation routine patrol Vegetation hazard patrol | 0.47 | Pole clearing EPSS Vegetation routine patrol Vegetation hazard patrol | 0.43 | 0 | 2.142 | 0 | 0 | 5.075 | 0 | 0 | 0 | 0 | Tier 3
90 | SILVERADO 2104940 | 1.68 | 3.31 | Vegetation routine patrol Vegetation hazard patrol | 3.31 | Vegetation routine patrol Vegetation hazard patrol | 3.31 | Vegetation routine patrol Vegetation hazard patrol | 3.31 | 0 | 0 | 0 | 0 | 0 | 0 | 0 | 0 | 0 | Non-HFRA
91 | SCE REFUGIO 1701CB | 0.081 | 3.25 | EPSS Vegetation routine patrol Vegetation hazard patrol | 1.13 | Covered Conductor Undergrounding EPSS Vegetation routine patrol Vegetation hazard patrol | 0.16 | EPSS Vegetation routine patrol Vegetation hazard patrol | 0.16 | 0 | 0.085 | 0 | 0 | 0.004 | 0 | 0 | 0 | 0 | Tier 3
92 | PINECREST 0401CB | 0.02 | 3.23 | Pole clearing EPSS Vegetation routine patrol Vegetation hazard patrol | 1.05 | Covered Conductor Undergrounding Pole clearing EPSS Vegetation routine patrol Vegetation hazard patrol | 0.35 | Pole clearing EPSS Vegetation routine patrol Vegetation hazard patrol | 0.26 | 0 | 0.021 | 0 | 0 | 0.001 | 0 | 0 | 0 | 0 | Tier 3
93 | TEJON 11023760 | 6.477 | 3.11 | Pole clearing EPSS Vegetation routine patrol Vegetation hazard patrol | 1.08 | Covered Conductor Undergrounding Pole clearing EPSS Vegetation routine patrol Vegetation hazard patrol | 0.51 | Pole clearing EPSS Vegetation routine patrol Vegetation hazard patrol | 0.51 | 0 | 0.36 | 0 | 0 | 5.404 | 0 | 0 | 0 | 0 | Tier 2
94 | CUYAMA 1103684566 | 3.028 | 3.1 | EPSS Vegetation routine patrol Vegetation hazard patrol | 1.09 | EPSS Vegetation routine patrol Vegetation hazard patrol | 1.09 | EPSS Vegetation routine patrol Vegetation hazard patrol | 1.09 | 0 | 0 | 0 | 0 | 0 | 0 | 0 | 0 | 0 | Tier 2
95 | PIT NO 5 11011614 | 1.842 | 3.09 | Pole clearing EPSS Vegetation routine patrol Vegetation hazard patrol | 1.07 | Covered Conductor Undergrounding Pole clearing EPSS Vegetation routine patrol Vegetation hazard patrol | 0.15 | Pole clearing EPSS Vegetation routine patrol Vegetation hazard patrol | 0.14 | 0 | 1.946 | 0 | 0 | 0.081 | 0 | 0 | 0 | 0 | Tier 2
96 | PIT NO 3 21011482 | 12.143 | 3.07 | Pole clearing EPSS Vegetation routine patrol Vegetation hazard patrol | 1.07 | Covered Conductor Undergrounding Pole clearing EPSS Vegetation routine patrol Vegetation hazard patrol | 0.14 | Pole clearing EPSS Vegetation routine patrol Vegetation hazard patrol | 0.13 | 0 | 12.828 | 0 | 0 | 0.533 | 0 | 0 | 0 | 0 | Tier 2
97 | PARADISE 11051212 | 1.59 | 3.03 | Pole clearing EPSS Vegetation routine patrol Vegetation hazard patrol | 1.95 | Pole clearing EPSS Vegetation routine patrol Vegetation hazard patrol | 1.94 | Pole clearing EPSS Vegetation routine patrol Vegetation hazard patrol | 1.93 | 0 | 0 | 0 | 0 | 0 | 0 | 0 | 0 | 0 | Tier 3
98 | DIAMOND SPRINGS 1106176130 | 0.02 | 3.01 | Pole clearing EPSS Vegetation routine patrol Vegetation hazard patrol | 2.55 | Pole clearing EPSS Vegetation routine patrol Vegetation hazard patrol | 2.53 | Pole clearing EPSS Vegetation routine patrol Vegetation hazard patrol | 2.51 | 0 | 0 | 0 | 0 | 0 | 0 | 0 | 0 | 0 | Tier 2
99 | BALCH NO 1 1101R372 | 3.851 | 3 | Pole clearing EPSS Vegetation routine patrol Vegetation hazard patrol | 1.04 | Covered Conductor Undergrounding Pole clearing EPSS Vegetation routine patrol Vegetation hazard patrol | 0.49 | Pole clearing EPSS Vegetation routine patrol Vegetation hazard patrol | 0.49 | 0 | 0.214 | 0 | 0 | 3.213 | 0 | 0 | 0 | 0 | Tier 2
100 | PIT NO 5 110190846 | 0.088 | 3 | EPSS Vegetation routine patrol Vegetation hazard patrol | 1.04 | Covered Conductor Undergrounding EPSS Vegetation routine patrol Vegetation hazard patrol | 0.49 | EPSS Vegetation routine patrol Vegetation hazard patrol | 0.49 | 0 | 0.005 | 0 | 0 | 0.074 | 0 | 0 | 0 | 0 | Tier 2
101 | TASSAJARA 2112D514R | 1.488 | 2.92 | Pole clearing EPSS Vegetation routine patrol Vegetation hazard patrol | 2.57 | Pole clearing EPSS Vegetation routine patrol Vegetation hazard patrol | 2.57 | Pole clearing EPSS Vegetation routine patrol Vegetation hazard patrol | 2.57 | 0 | 0 | 0 | 0 | 0 | 0 | 0 | 0 | 0 | Tier 2
102 | WHITMORE 1101WTGLR | 0.003 | 2.91 | EPSS Vegetation routine patrol Vegetation hazard patrol | 1.16 | EPSS Vegetation routine patrol Vegetation hazard patrol | 1.16 | EPSS Vegetation routine patrol Vegetation hazard patrol | 1.16 | 0 | 0 | 0 | 0 | 0 | 0 | 0 | 0 | 0 | Tier 2
103 | TEJON 11022455 | 6.319 | 2.89 | Pole clearing EPSS Vegetation routine patrol Vegetation hazard patrol | 1.15 | Pole clearing EPSS Vegetation routine patrol Vegetation hazard patrol | 1.12 | Pole clearing EPSS Vegetation routine patrol Vegetation hazard patrol | 1.09 | 0 | 0 | 0 | 0 | 0 | 0 | 0 | 0 | 0 | Tier 2
104 | BIG BASIN 1101124854 | 0.02 | 2.89 | Pole clearing EPSS Vegetation routine patrol Vegetation hazard patrol | 0.93 | Pole clearing EPSS Vegetation routine patrol Vegetation hazard patrol | 0.86 | Pole clearing EPSS Vegetation routine patrol Vegetation hazard patrol | 0.79 | 0 | 0 | 0 | 0 | 0 | 0 | 0 | 0 | 0 | Tier 3
105 | PIT NO 5 1101CB | 0.135 | 2.87 | Covered Conductor Undergrounding Pole clearing EPSS Vegetation routine patrol Vegetation hazard patrol | 0.14 | Pole clearing EPSS Vegetation routine patrol Vegetation hazard patrol | 0.13 | Pole clearing EPSS Vegetation routine patrol Vegetation hazard patrol | 0.13 | 0.67 | 0 | 0 | 0.26 | 0 | 0 | 0 | 0 | 0 | Tier 2
106 | ROSSMOOR 1102457174 | 1.21 | 2.86 | Pole clearing EPSS Vegetation routine patrol Vegetation hazard patrol | 2.77 | Pole clearing EPSS Vegetation routine patrol Vegetation hazard patrol | 2.77 | Pole clearing EPSS Vegetation routine patrol Vegetation hazard patrol | 2.77 | 0 | 0 | 0 | 0 | 0 | 0 | 0 | 0 | 0 | Tier 3
107 | RINCON 1101CB | 3.678 | 2.85 | Pole clearing EPSS Vegetation routine patrol Vegetation hazard patrol | 2.77 | Pole clearing EPSS Vegetation routine patrol Vegetation hazard patrol | 2.77 | Pole clearing EPSS Vegetation routine patrol Vegetation hazard patrol | 2.77 | 0 | 0 | 0 | 0 | 0 | 0 | 0 | 0 | 0 | Tier 2
108 | EL DORADO PH 2101757474 | 3.11 | 2.84 | EPSS Vegetation routine patrol Vegetation hazard patrol | 0.96 | EPSS Vegetation routine patrol Vegetation hazard patrol | 0.94 | EPSS Vegetation routine patrol Vegetation hazard patrol | 0.92 | 0 | 0 | 0 | 0 | 0 | 0 | 0 | 0 | 0 | Tier 3
109 | ALLEGHANY 1101SC 1101/2 | 0.018 | 2.84 | Pole clearing EPSS Vegetation routine patrol Vegetation hazard patrol | 1 | Pole clearing EPSS Vegetation routine patrol Vegetation hazard patrol | 0.92 | Pole clearing EPSS Vegetation routine patrol Vegetation hazard patrol | 0.84 | 0 | 0 | 0 | 0 | 0 | 0 | 0 | 0 | 0 | Tier 2
110 | MIWUK 170236888 | 0.592 | 2.82 | Covered Conductor Undergrounding Pole clearing EPSS Vegetation routine patrol Vegetation hazard patrol | 0.58 | Covered Conductor Undergrounding Pole clearing EPSS Vegetation routine patrol Vegetation hazard patrol | 0.34 | Pole clearing EPSS Vegetation routine patrol Vegetation hazard patrol | 0.33 | 0.43 | 0.252 | 0 | 0.01 | 0.01 | 0 | 0 | 0 | 0 | Tier 3
111 | MIDDLETOWN 1101959140 | 3.845 | 2.79 | Covered Conductor Pole clearing EPSS Vegetation routine patrol Vegetation hazard patrol | 0.49 | Covered Conductor Undergrounding Pole clearing EPSS Vegetation routine patrol Vegetation hazard patrol | 0.43 | Pole clearing EPSS Vegetation routine patrol Vegetation hazard patrol | 0.42 | 0 | 0.021 | 0 | 3.47 | 0.313 | 0 | 0 | 0 | 0 | Tier 3
112 | MARIPOSA 2101752630 | 18.71 | 2.75 | Pole clearing EPSS Vegetation routine patrol Vegetation hazard patrol | 0.94 | Covered Conductor Undergrounding Pole clearing EPSS Vegetation routine patrol Vegetation hazard patrol | 0.34 | Pole clearing EPSS Vegetation routine patrol Vegetation hazard patrol | 0.32 | 0 | 5.201 | 0 | 0 | 12.325 | 0 | 0 | 0 | 0 | Tier 2 & 3
113 | MONTICELLO 1101130412 | 3.705 | 2.74 | Pole clearing EPSS Vegetation routine patrol Vegetation hazard patrol | 1.18 | Covered Conductor Pole clearing EPSS Vegetation routine patrol Vegetation hazard patrol | 1.15 | Undergrounding Pole clearing EPSS Vegetation routine patrol Vegetation hazard patrol | 0.35 | 0 | 0 | 3.85 | 0 | 0.163 | 0 | 0 | 0 | 0 | Tier 2
114 | INDIAN FLAT 1104CB | 10.075 | 2.73 | Line removal Covered Conductor Undergrounding Pole clearing EPSS Vegetation routine patrol Vegetation hazard patrol | 0.47 | Pole clearing EPSS Vegetation routine patrol Vegetation hazard patrol | 0.46 | Pole clearing EPSS Vegetation routine patrol Vegetation hazard patrol | 0.44 | 3.12 | 0 | 0 | 4.7 | 0 | 0 | 0.12 | 0 | 0 | Tier 2
115 | STELLING 11109265 | 5.395 | 2.71 | Pole clearing EPSS Vegetation routine patrol Vegetation hazard patrol | 0.97 | Covered Conductor Pole clearing EPSS Vegetation routine patrol Vegetation hazard patrol | 0.94 | Undergrounding Pole clearing EPSS Vegetation routine patrol Vegetation hazard patrol | 0.15 | 0 | 0 | 5.606 | 0 | 0.237 | 0 | 0 | 0 | 0 | Tier 2
116 | EL DORADO PH 2101CB | 7.28 | 2.7 | Undergrounding Pole clearing EPSS Vegetation routine patrol Vegetation hazard patrol | 0.39 | Pole clearing EPSS Vegetation routine patrol Vegetation hazard patrol | 0.38 | Pole clearing EPSS Vegetation routine patrol Vegetation hazard patrol | 0.38 | 6.2 | 0 | 0 | 0 | 0 | 0 | 0 | 0 | 0 | Tier 3
117 | REDBUD 1101454 | 5.535 | 2.7 | Pole clearing EPSS Vegetation routine patrol Vegetation hazard patrol | 0.99 | Pole clearing EPSS Vegetation routine patrol Vegetation hazard patrol | 0.98 | Pole clearing EPSS Vegetation routine patrol Vegetation hazard patrol | 0.98 | 0 | 0 | 0 | 0 | 0 | 0 | 0 | 0 | 0 | Tier 3
118 | PINE GROVE 110245292 | 10.785 | 2.68 | Pole clearing EPSS Vegetation routine patrol Vegetation hazard patrol | 1.09 | Covered Conductor Undergrounding Pole clearing EPSS Vegetation routine patrol Vegetation hazard patrol | 0.21 | Undergrounding Pole clearing EPSS Vegetation routine patrol Vegetation hazard patrol | 0.13 | 0 | 10.632 | 0.75 | 0 | 0.474 | 0 | 0 | 0 | 0 | Tier 2 & 3
119 | MONTE RIO 1113320 | 3.96 | 2.68 | Pole clearing EPSS Vegetation routine patrol Vegetation hazard patrol | 0.92 | Covered Conductor Undergrounding Pole clearing EPSS Vegetation routine patrol Vegetation hazard patrol | 0.13 | Pole clearing EPSS Vegetation routine patrol Vegetation hazard patrol | 0.12 | 0 | 4.184 | 0 | 0 | 0.174 | 0 | 0 | 0 | 0 | Tier 3
120 | CLOVERDALE 11024646 | 0.297 | 2.65 | Pole clearing EPSS Vegetation routine patrol Vegetation hazard patrol | 2.33 | Pole clearing EPSS Vegetation routine patrol Vegetation hazard patrol | 2.33 | Pole clearing EPSS Vegetation routine patrol Vegetation hazard patrol | 2.33 | 0 | 0 | 0 | 0 | 0 | 0 | 0 | 0 | 0 | Tier 2
121 | SHINGLE SPRINGS 2108449638 | 0.024 | 2.63 | Pole clearing EPSS Vegetation routine patrol Vegetation hazard patrol | 0.89 | Pole clearing EPSS Vegetation routine patrol Vegetation hazard patrol | 0.86 | Pole clearing EPSS Vegetation routine patrol Vegetation hazard patrol | 0.83 | 0 | 0 | 0 | 0 | 0 | 0 | 0 | 0 | 0 | Tier 3
122 | CALISTOGA 1101894220 | 10.59 | 2.62 | Line removal Covered Conductor Undergrounding Pole clearing EPSS Vegetation routine patrol Vegetation hazard patrol | 0.66 | Covered Conductor Undergrounding Pole clearing EPSS Vegetation routine patrol Vegetation hazard patrol | 0.54 | Pole clearing EPSS Vegetation routine patrol Vegetation hazard patrol | 0.5 | 0 | 0 | 0 | 0 | 0 | 0 | 0 | 0 | 0 | Tier 3
123 | ALTO 11243745 | 4.488 | 2.56 | Pole clearing EPSS Vegetation routine patrol Vegetation hazard patrol | 0.95 | Covered Conductor Pole clearing EPSS Vegetation routine patrol Vegetation hazard patrol | 0.91 | Undergrounding Pole clearing EPSS Vegetation routine patrol Vegetation hazard patrol | 0.12 | 0 | 0 | 4.663 | 0 | 0.197 | 0 | 0 | 0 | 0 | Tier 3
124 | HIGHLANDS 1102628 | 18.325 | 2.56 | Covered Conductor Undergrounding Pole clearing EPSS Vegetation routine patrol Vegetation hazard patrol | 0.69 | Covered Conductor Undergrounding Pole clearing EPSS Vegetation routine patrol Vegetation hazard patrol | 0.48 | Undergrounding Pole clearing EPSS Vegetation routine patrol Vegetation hazard patrol | 0.13 | 5.57 | 3.81 | 11.285 | 1.19 | 4.024 | 0 | 0 | 0 | 0 | Tier 2 & 3
125 | JAMESON 110560052 | 7.483 | 2.55 | EPSS Vegetation routine patrol Vegetation hazard patrol | 0.89 | Covered Conductor EPSS Vegetation routine patrol Vegetation hazard patrol | 0.87 | Undergrounding EPSS Vegetation routine patrol Vegetation hazard patrol | 0.59 | 0 | 0 | 7.119 | 0 | 0.301 | 0 | 0 | 0 | 0 | Tier 2
126 | STANISLAUS 1702CB | 8.288 | 2.54 | Pole clearing EPSS Vegetation routine patrol Vegetation hazard patrol | 0.93 | Pole clearing EPSS Vegetation routine patrol Vegetation hazard patrol | 0.92 | Pole clearing EPSS Vegetation routine patrol Vegetation hazard patrol | 0.9 | 0 | 0 | 0 | 0 | 0 | 0 | 0 | 0 | 0 | Tier 2 & 3
127 | OAKLAND K 1101CR178 | 0.332 | 2.52 | Pole clearing EPSS Vegetation routine patrol Vegetation hazard patrol | 2.3 | Pole clearing EPSS Vegetation routine patrol Vegetation hazard patrol | 2.29 | Pole clearing EPSS Vegetation routine patrol Vegetation hazard patrol | 2.29 | 0 | 0 | 0 | 0 | 0 | 0 | 0 | 0 | 0 | Tier 2 & 3
128 | SHINGLE SPRINGS 210551738 | 1.16 | 2.5 | Pole clearing EPSS Vegetation routine patrol Vegetation hazard patrol | 2.44 | Pole clearing EPSS Vegetation routine patrol Vegetation hazard patrol | 2.44 | Pole clearing EPSS Vegetation routine patrol Vegetation hazard patrol | 2.44 | 0 | 0 | 0 | 0 | 0 | 0 | 0 | 0 | 0 | Tier 2
129 | BIG BEND 1101CB | 23.045 | 2.5 | Pole clearing EPSS Vegetation routine patrol Vegetation hazard patrol | 1.03 | Pole clearing EPSS Vegetation routine patrol Vegetation hazard patrol | 1.01 | Pole clearing EPSS Vegetation routine patrol Vegetation hazard patrol | 1 | 0 | 0 | 0 | 0 | 0 | 0 | 0 | 0 | 0 | Tier 3
130 | PLACERVILLE 1109CB | 0.078 | 2.49 | Pole clearing EPSS Vegetation routine patrol Vegetation hazard patrol | 2.15 | Pole clearing EPSS Vegetation routine patrol Vegetation hazard patrol | 2.15 | Pole clearing EPSS Vegetation routine patrol Vegetation hazard patrol | 2.14 | 0 | 0 | 0 | 0 | 0 | 0 | 0 | 0 | 0 | Tier 2
131 | VACAVILLE 1103CB | 11.147 | 2.49 | EPSS Vegetation routine patrol Vegetation hazard patrol | 2.42 | EPSS Vegetation routine patrol Vegetation hazard patrol | 2.42 | EPSS Vegetation routine patrol Vegetation hazard patrol | 2.42 | 0 | 0 | 0 | 0 | 0 | 0 | 0 | 0 | 0 | Non-HFRA
132 | CALAVERAS CEMENT 1101544800 | 22.991 | 2.49 | Pole clearing EPSS Vegetation routine patrol Vegetation hazard patrol | 0.86 | Covered Conductor Undergrounding Pole clearing EPSS Vegetation routine patrol Vegetation hazard patrol | 0.55 | Undergrounding Pole clearing EPSS Vegetation routine patrol Vegetation hazard patrol | 0.08 | 0 | 9.009 | 15.028 | 0 | 1.01 | 0 | 0 | 0 | 0 | Tier 2
133 | ALLEGHANY 1101DC 1101/2 | 0.02 | 2.48 | Pole clearing EPSS Vegetation routine patrol Vegetation hazard patrol | 0.84 | Pole clearing EPSS Vegetation routine patrol Vegetation hazard patrol | 0.72 | Pole clearing EPSS Vegetation routine patrol Vegetation hazard patrol | 0.6 | 0 | 0 | 0 | 0 | 0 | 0 | 0 | 0 | 0 | Tier 3
134 | PARADISE 1105829194 | 11.369 | 2.45 | Pole clearing EPSS Vegetation routine patrol Vegetation hazard patrol | 1.04 | Pole clearing EPSS Vegetation routine patrol Vegetation hazard patrol | 1.02 | Pole clearing EPSS Vegetation routine patrol Vegetation hazard patrol | 1 | 0 | 0 | 0 | 0 | 0 | 0 | 0 | 0 | 0 | Tier 3
135 | RINCON 110275816 | 0.866 | 2.44 | Vegetation routine patrol Vegetation hazard patrol | 2.44 | Vegetation routine patrol Vegetation hazard patrol | 2.44 | Vegetation routine patrol Vegetation hazard patrol | 2.44 | 0 | 0 | 0 | 0 | 0 | 0 | 0 | 0 | 0 | Non-HFRA
136 | WILLOW CREEK 1103181562 | 0.003 | 2.42 | EPSS Vegetation routine patrol Vegetation hazard patrol | 1.17 | Covered Conductor EPSS Vegetation routine patrol Vegetation hazard patrol | 1.14 | Undergrounding EPSS Vegetation routine patrol Vegetation hazard patrol | 0.23 | 0 | 0 | 0.003 | 0 | 0 | 0 | 0 | 0 | 0 | Tier 3
137 | MARIPOSA 2102241564 | 1.445 | 2.42 | Pole clearing EPSS Vegetation routine patrol Vegetation hazard patrol | 1.12 | Pole clearing EPSS Vegetation routine patrol Vegetation hazard patrol | 1.12 | Pole clearing EPSS Vegetation routine patrol Vegetation hazard patrol | 1.12 | 0 | 0 | 0 | 0 | 0 | 0 | 0 | 0 | 0 | Tier 2 & 3
138 | BONNIE NOOK 1102542186 | 7.68 | 2.41 | Pole clearing EPSS Vegetation routine patrol Vegetation hazard patrol | 0.85 | Covered Conductor Undergrounding Pole clearing EPSS Vegetation routine patrol Vegetation hazard patrol | 0.14 | Undergrounding Pole clearing EPSS Vegetation routine patrol Vegetation hazard patrol | 0.07 | 0 | 4.144 | 2.224 | 0 | 1.686 | 0 | 0 | 0 | 0 | Tier 3
139 | TULE POWER HOUSE 1101CB | 4.07 | 2.4 | EPSS Vegetation routine patrol Vegetation hazard patrol | 0.84 | Covered Conductor EPSS Vegetation routine patrol Vegetation hazard patrol | 0.43 | Undergrounding EPSS Vegetation routine patrol Vegetation hazard patrol | 0.39 | 0 | 0 | 0.223 | 0 | 3.396 | 0 | 0 | 0 | 0 | Tier 2
140 | PARADISE 1104954322 | 2.826 | 2.39 | EPSS Vegetation routine patrol Vegetation hazard patrol | 1.36 | EPSS Vegetation routine patrol Vegetation hazard patrol | 1.35 | Covered Conductor Undergrounding EPSS Vegetation routine patrol Vegetation hazard patrol | 0.44 | 0 | 0 | 2.318 | 0 | 0 | 0.56 | 0 | 0 | 0 | Tier 3
141 | SAN LUIS OBISPO 1104982992 | 8.483 | 2.38 | Pole clearing EPSS Vegetation routine patrol Vegetation hazard patrol | 0.81 | Covered Conductor Pole clearing EPSS Vegetation routine patrol Vegetation hazard patrol | 0.69 | Undergrounding Pole clearing EPSS Vegetation routine patrol Vegetation hazard patrol | 0.14 | 0 | 0 | 6.959 | 0 | 1.863 | 0 | 0 | 0 | 0 | Tier 3
142 | MIWUK 17021808 | 1.737 | 2.38 | Pole clearing EPSS Vegetation routine patrol Vegetation hazard patrol | 0.99 | Pole clearing EPSS Vegetation routine patrol Vegetation hazard patrol | 0.97 | Pole clearing EPSS Vegetation routine patrol Vegetation hazard patrol | 0.95 | 0 | 0 | 0 | 0 | 0 | 0 | 0 | 0 | 0 | Tier 3
143 | CORNING 110185152 | 23.068 | 2.36 | Pole clearing EPSS Vegetation routine patrol Vegetation hazard patrol | 0.99 | Pole clearing EPSS Vegetation routine patrol Vegetation hazard patrol | 0.98 | Pole clearing EPSS Vegetation routine patrol Vegetation hazard patrol | 0.96 | 0 | 0 | 0 | 0 | 0 | 0 | 0 | 0 | 0 | Tier 2
144 | SANTA YNEZ 1101980192 | 3.88 | 2.35 | Pole clearing EPSS Vegetation routine patrol Vegetation hazard patrol | 0.85 | Covered Conductor Undergrounding Pole clearing EPSS Vegetation routine patrol Vegetation hazard patrol | 0.25 | Pole clearing EPSS Vegetation routine patrol Vegetation hazard patrol | 0.25 | 0 | 3.236 | 0 | 0 | 0.852 | 0 | 0 | 0 | 0 | Tier 3
145 | TASSAJARA 2112676362 | 3.042 | 2.35 | Pole clearing EPSS Vegetation routine patrol Vegetation hazard patrol | 0.82 | Covered Conductor Pole clearing EPSS Vegetation routine patrol Vegetation hazard patrol | 0.79 | Undergrounding Pole clearing EPSS Vegetation routine patrol Vegetation hazard patrol | 0.14 | 0 | 0 | 3.161 | 0 | 0.134 | 0 | 0 | 0 | 0 | Tier 3
146 | DEL MONTE 2104181640 | 0.016 | 2.35 | EPSS Vegetation routine patrol Vegetation hazard patrol | 1.02 | Covered Conductor EPSS Vegetation routine patrol Vegetation hazard patrol | 0.78 | Undergrounding EPSS Vegetation routine patrol Vegetation hazard patrol | 0.75 | 0 | 0 | 0.001 | 0 | 0.013 | 0 | 0 | 0 | 0 | Tier 2
147 | SILVERADO 210478268 | 11.359 | 2.35 | Undergrounding Pole clearing EPSS Vegetation routine patrol Vegetation hazard patrol | 0.76 | Pole clearing EPSS Vegetation routine patrol Vegetation hazard patrol | 0.74 | Pole clearing EPSS Vegetation routine patrol Vegetation hazard patrol | 0.72 | 6.5 | 0 | 0 | 0 | 0 | 0 | 0 | 0 | 0 | Tier 3
148 | PUEBLO 110298730 | 0.359 | 2.33 | Vegetation routine patrol Vegetation hazard patrol | 2.33 | Vegetation routine patrol Vegetation hazard patrol | 2.33 | Vegetation routine patrol Vegetation hazard patrol | 2.33 | 0 | 0 | 0 | 0 | 0 | 0 | 0 | 0 | 0 | Non-HFRA
149 | BUCKS CREEK 1103CB | 2.294 | 2.33 | Pole clearing EPSS Vegetation routine patrol Vegetation hazard patrol | 0.83 | Line removal Covered Conductor Pole clearing EPSS Vegetation routine patrol Vegetation hazard patrol | 0.75 | Undergrounding Pole clearing EPSS Vegetation routine patrol Vegetation hazard patrol | 0.66 | 0 | 0 | 0.466 | 0 | 0.02 | 0 | 0 | 0.292 | 0 | Tier 3
150 | ALLEGHANY 1101VR816 | 4.083 | 2.31 | Covered Conductor Undergrounding Pole clearing EPSS Vegetation routine patrol Vegetation hazard patrol | 0.23 | Pole clearing EPSS Vegetation routine patrol Vegetation hazard patrol | 0.21 | Pole clearing EPSS Vegetation routine patrol Vegetation hazard patrol | 0.2 | 4.41 | 0 | 0 | 1.31 | 0 | 0 | 0 | 0 | 0 | Tier 3
151 | CALPINE 1144CB | 26.54 | 2.29 | Pole clearing EPSS Vegetation routine patrol Vegetation hazard patrol | 0.84 | Pole clearing EPSS Vegetation routine patrol Vegetation hazard patrol | 0.84 | Pole clearing EPSS Vegetation routine patrol Vegetation hazard patrol | 0.84 | 0 | 0 | 0 | 0 | 0 | 0 | 0 | 0 | 0 | Tier 2 & 3
152 | PEORIA 1704877670 | 6.438 | 2.28 | Pole clearing EPSS Vegetation routine patrol Vegetation hazard patrol | 0.79 | Covered Conductor Undergrounding Pole clearing EPSS Vegetation routine patrol Vegetation hazard patrol | 0.17 | Pole clearing EPSS Vegetation routine patrol Vegetation hazard patrol | 0.17 | 0 | 5.303 | 0 | 0 | 1.396 | 0 | 0 | 0 | 0 | Tier 2
153 | SILVERADO 2104324994 | 0.653 | 2.27 | Pole clearing EPSS Vegetation routine patrol Vegetation hazard patrol | 0.93 | Covered Conductor Pole clearing EPSS Vegetation routine patrol Vegetation hazard patrol | 0.9 | Undergrounding Pole clearing EPSS Vegetation routine patrol Vegetation hazard patrol | 0.41 | 0 | 0 | 0.679 | 0 | 0.029 | 0 | 0 | 0 | 0 | Tier 3
154 | CALPINE 1146400 | 1.842 | 2.22 | EPSS Vegetation routine patrol Vegetation hazard patrol | 0.77 | EPSS Vegetation routine patrol Vegetation hazard patrol | 0.77 | EPSS Vegetation routine patrol Vegetation hazard patrol | 0.77 | 0 | 0 | 0 | 0 | 0 | 0 | 0 | 0 | 0 | Tier 3
155 | ROUND MOUNTAIN 1101CB | 0.016 | 2.21 | EPSS Vegetation routine patrol Vegetation hazard patrol | 0.77 | Covered Conductor EPSS Vegetation routine patrol Vegetation hazard patrol | 0.68 | Undergrounding EPSS Vegetation routine patrol Vegetation hazard patrol | 0.68 | 0 | 0 | 0.001 | 0 | 0.013 | 0 | 0 | 0 | 0 | Tier 2
156 | FORT ROSS 112170288 | 23.973 | 2.21 | Pole clearing EPSS Vegetation routine patrol Vegetation hazard patrol | 0.74 | Covered Conductor Undergrounding Pole clearing EPSS Vegetation routine patrol Vegetation hazard patrol | 0.06 | Pole clearing EPSS Vegetation routine patrol Vegetation hazard patrol | 0.02 | 0 | 25.326 | 0 | 0 | 1.053 | 0 | 0 | 0 | 0 | Tier 2 & 3
157 | CASTRO VALLEY 1108MR233 | 0.596 | 2.21 | Pole clearing EPSS Vegetation routine patrol Vegetation hazard patrol | 2.09 | Pole clearing EPSS Vegetation routine patrol Vegetation hazard patrol | 2.09 | Pole clearing EPSS Vegetation routine patrol Vegetation hazard patrol | 2.09 | 0 | 0 | 0 | 0 | 0 | 0 | 0 | 0 | 0 | Tier 2
158 | PUEBLO 2103489964 | 1.597 | 2.2 | Vegetation routine patrol Vegetation hazard patrol | 2.2 | Vegetation routine patrol Vegetation hazard patrol | 2.2 | Vegetation routine patrol Vegetation hazard patrol | 2.2 | 0 | 0 | 0 | 0 | 0 | 0 | 0 | 0 | 0 | Non-HFRA
159 | CALAVERAS CEMENT 11011419 | 14.888 | 2.19 | Pole clearing EPSS Vegetation routine patrol Vegetation hazard patrol | 0.78 | Covered Conductor Pole clearing EPSS Vegetation routine patrol Vegetation hazard patrol | 0.76 | Undergrounding Pole clearing EPSS Vegetation routine patrol Vegetation hazard patrol | 0.12 | 0 | 0 | 15.47 | 0 | 0.654 | 0 | 0 | 0 | 0 | Tier 2
160 | ELECTRA 11017104 | 12.067 | 2.18 | Pole clearing EPSS Vegetation routine patrol Vegetation hazard patrol | 0.79 | Pole clearing EPSS Vegetation routine patrol Vegetation hazard patrol | 0.76 | Pole clearing EPSS Vegetation routine patrol Vegetation hazard patrol | 0.73 | 0 | 0 | 0 | 0 | 0 | 0 | 0 | 0 | 0 | Tier 2
161 | MARIPOSA 2102851902 | 4.372 | 2.18 | Pole clearing EPSS Vegetation routine patrol Vegetation hazard patrol | 0.81 | Pole clearing EPSS Vegetation routine patrol Vegetation hazard patrol | 0.8 | Pole clearing EPSS Vegetation routine patrol Vegetation hazard patrol | 0.79 | 0 | 0 | 0 | 0 | 0 | 0 | 0 | 0 | 0 | Tier 2 & 3
162 | OAKLAND K 1102172340 | 0.812 | 2.15 | Pole clearing EPSS Vegetation routine patrol Vegetation hazard patrol | 1.76 | Pole clearing EPSS Vegetation routine patrol Vegetation hazard patrol | 1.76 | Pole clearing EPSS Vegetation routine patrol Vegetation hazard patrol | 1.76 | 0 | 0 | 0 | 0 | 0 | 0 | 0 | 0 | 0 | Tier 3
163 | SILVERADO 2105990552 | 0.614 | 2.15 | Pole clearing EPSS Vegetation routine patrol Vegetation hazard patrol | 1.74 | Pole clearing EPSS Vegetation routine patrol Vegetation hazard patrol | 1.74 | Pole clearing EPSS Vegetation routine patrol Vegetation hazard patrol | 1.74 | 0 | 0 | 0 | 0 | 0 | 0 | 0 | 0 | 0 | Tier 3
164 | PLACERVILLE 2106CB | 6.458 | 2.14 | Pole clearing EPSS Vegetation routine patrol Vegetation hazard patrol | 0.85 | Pole clearing EPSS Vegetation routine patrol Vegetation hazard patrol | 0.83 | Pole clearing EPSS Vegetation routine patrol Vegetation hazard patrol | 0.82 | 0 | 0 | 0 | 0 | 0 | 0 | 0 | 0 | 0 | Tier 2 & 3
165 | VACAVILLE 110838316 | 23.022 | 2.14 | Pole clearing EPSS Vegetation routine patrol Vegetation hazard patrol | 0.78 | Pole clearing EPSS Vegetation routine patrol Vegetation hazard patrol | 0.77 | Pole clearing EPSS Vegetation routine patrol Vegetation hazard patrol | 0.75 | 0 | 0 | 0 | 0 | 0 | 0 | 0 | 0 | 0 | Tier 2
166 | RINCON 1103472 | 4.54 | 2.14 | Pole clearing EPSS Vegetation routine patrol Vegetation hazard patrol | 2.09 | Pole clearing EPSS Vegetation routine patrol Vegetation hazard patrol | 2.09 | Pole clearing EPSS Vegetation routine patrol Vegetation hazard patrol | 2.09 | 0 | 0 | 0 | 0 | 0 | 0 | 0 | 0 | 0 | Tier 2
167 | STELLING 1110568350 | 11.521 | 2.13 | Pole clearing EPSS Vegetation routine patrol Vegetation hazard patrol | 0.74 | Covered Conductor Pole clearing EPSS Vegetation routine patrol Vegetation hazard patrol | 0.45 | Undergrounding Pole clearing EPSS Vegetation routine patrol Vegetation hazard patrol | 0.26 | 0 | 0 | 3.15 | 0 | 7.59 | 0 | 0 | 0 | 0 | Tier 2 & 3
168 | ALLEGHANY 1101806 | 11.279 | 2.12 | Pole clearing EPSS Vegetation routine patrol Vegetation hazard patrol | 0.73 | Covered Conductor Pole clearing EPSS Vegetation routine patrol Vegetation hazard patrol | 0.64 | Undergrounding Pole clearing EPSS Vegetation routine patrol Vegetation hazard patrol | 0.15 | 0 | 0 | 9.252 | 0 | 2.477 | 0 | 0 | 0 | 0 | Tier 3
169 | PIT NO 3 2101CB | 4.549 | 2.11 | EPSS Vegetation routine patrol Vegetation hazard patrol | 0.74 | EPSS Vegetation routine patrol Vegetation hazard patrol | 0.74 | EPSS Vegetation routine patrol Vegetation hazard patrol | 0.74 | 0 | 0 | 0 | 0 | 0 | 0 | 0 | 0 | 0 | Tier 2
170 | FORESTHILL 110150486 | 11.709 | 2.11 | Pole clearing EPSS Vegetation routine patrol Vegetation hazard patrol | 0.84 | Pole clearing EPSS Vegetation routine patrol Vegetation hazard patrol | 0.82 | Pole clearing EPSS Vegetation routine patrol Vegetation hazard patrol | 0.79 | 0 | 0 | 0 | 0 | 0 | 0 | 0 | 0 | 0 | Tier 3
171 | VACAVILLE 1108922767 | 8.778 | 2.11 | Pole clearing EPSS Vegetation routine patrol Vegetation hazard patrol | 1.01 | Pole clearing EPSS Vegetation routine patrol Vegetation hazard patrol | 1.01 | Pole clearing EPSS Vegetation routine patrol Vegetation hazard patrol | 1 | 0 | 0 | 0 | 0 | 0 | 0 | 0 | 0 | 0 | Tier 2
172 | SILVERADO 2104CB | 2.553 | 2.1 | Vegetation routine patrol Vegetation hazard patrol | 2.1 | Vegetation routine patrol Vegetation hazard patrol | 2.1 | Vegetation routine patrol Vegetation hazard patrol | 2.1 | 0 | 0 | 0 | 0 | 0 | 0 | 0 | 0 | 0 | Non-HFRA
173 | RINCON 1102CB | 2.259 | 2.08 | Pole clearing EPSS Vegetation routine patrol Vegetation hazard patrol | 1.99 | Pole clearing EPSS Vegetation routine patrol Vegetation hazard patrol | 1.99 | Pole clearing EPSS Vegetation routine patrol Vegetation hazard patrol | 1.98 | 0 | 0 | 0 | 0 | 0 | 0 | 0 | 0 | 0 | Tier 2
174 | PARADISE 1105878870 | 9.113 | 2.07 | Pole clearing EPSS Vegetation routine patrol Vegetation hazard patrol | 1.22 | Pole clearing EPSS Vegetation routine patrol Vegetation hazard patrol | 1.21 | Pole clearing EPSS Vegetation routine patrol Vegetation hazard patrol | 1.2 | 0 | 0 | 0 | 0 | 0 | 0 | 0 | 0 | 0 | Tier 3
175 | SHADY GLEN 1101941844 | 16.788 | 2.06 | Pole clearing EPSS Vegetation routine patrol Vegetation hazard patrol | 0.93 | Pole clearing EPSS Vegetation routine patrol Vegetation hazard patrol | 0.92 | Covered Conductor Undergrounding Pole clearing EPSS Vegetation routine patrol Vegetation hazard patrol | 0.46 | 0 | 0 | 13.353 | 0 | 0 | 3.227 | 0 | 0 | 0 | Tier 2
176 | PUTAH CREEK 110267858 | 10.944 | 2.06 | Pole clearing EPSS Vegetation routine patrol Vegetation hazard patrol | 0.77 | Covered Conductor Pole clearing EPSS Vegetation routine patrol Vegetation hazard patrol | 0.41 | Undergrounding Pole clearing EPSS Vegetation routine patrol Vegetation hazard patrol | 0.36 | 0 | 0 | 0.598 | 0 | 9.132 | 0 | 0 | 0 | 0 | Tier 2
177 | PIKE CITY 1102CB | 9.517 | 2.05 | Pole clearing EPSS Vegetation routine patrol Vegetation hazard patrol | 0.75 | Covered Conductor Undergrounding Pole clearing EPSS Vegetation routine patrol Vegetation hazard patrol | 0.4 | Undergrounding Pole clearing EPSS Vegetation routine patrol Vegetation hazard patrol | 0.35 | 0 | 0.129 | 0.394 | 0 | 7.941 | 0 | 0 | 0 | 0 | Tier 3
178 | FRENCH GULCH 1101CB | 2.363 | 2.04 | Line removal Pole clearing EPSS Vegetation routine patrol Vegetation hazard patrol | 0.77 | Pole clearing EPSS Vegetation routine patrol Vegetation hazard patrol | 0.77 | Pole clearing EPSS Vegetation routine patrol Vegetation hazard patrol | 0.77 | 0 | 0 | 0 | 0 | 0 | 0 | 0.04 | 0 | 0 | Tier 2
179 | MIDDLETOWN 1101614 | 1.366 | 2.03 | Pole clearing EPSS Vegetation routine patrol Vegetation hazard patrol | 1.24 | Pole clearing EPSS Vegetation routine patrol Vegetation hazard patrol | 1.22 | Pole clearing EPSS Vegetation routine patrol Vegetation hazard patrol | 1.2 | 0 | 0 | 0 | 0 | 0 | 0 | 0 | 0 | 0 | Tier 3
180 | BONNIE NOOK 1101CB | 14.444 | 2.02 | Undergrounding Pole clearing EPSS Vegetation routine patrol Vegetation hazard patrol | 0.6 | Pole clearing EPSS Vegetation routine patrol Vegetation hazard patrol | 0.58 | Pole clearing EPSS Vegetation routine patrol Vegetation hazard patrol | 0.55 | 4.59 | 0 | 0 | 0 | 0 | 0 | 0 | 0 | 0 | Tier 3
181 | COALINGA NO 2 11059260 | 19.486 | 2.02 | Pole clearing EPSS Vegetation routine patrol Vegetation hazard patrol | 0.71 | Line removal Pole clearing EPSS Vegetation routine patrol Vegetation hazard patrol | 0.56 | Line removal Pole clearing EPSS Vegetation routine patrol Vegetation hazard patrol | 0.25 | 0 | 0 | 0 | 0 | 0 | 0 | 0 | 4.13 | 8.691 | Non-HFTD HFRA
182 | CLAYTON 2212614950 | 1.403 | 2.02 | Pole clearing EPSS Vegetation routine patrol Vegetation hazard patrol | 0.71 | Covered Conductor Pole clearing EPSS Vegetation routine patrol Vegetation hazard patrol | 0.69 | Undergrounding Pole clearing EPSS Vegetation routine patrol Vegetation hazard patrol | 0.63 | 0 | 0 | 0.104 | 0 | 0.004 | 0 | 0 | 0 | 0 | Tier 2 & 3
183 | PUEBLO 110247720 | 0.343 | 2.01 | Vegetation routine patrol Vegetation hazard patrol | 2.01 | Vegetation routine patrol Vegetation hazard patrol | 2.01 | Vegetation routine patrol Vegetation hazard patrol | 2.01 | 0 | 0 | 0 | 0 | 0 | 0 | 0 | 0 | 0 | Non-HFRA
184 | NOTRE DAME 11042028 | 10.855 | 2.01 | Covered Conductor Undergrounding Pole clearing EPSS Vegetation routine patrol Vegetation hazard patrol | 0.37 | Pole clearing EPSS Vegetation routine patrol Vegetation hazard patrol | 0.37 | Pole clearing EPSS Vegetation routine patrol Vegetation hazard patrol | 0.37 | 5.67 | 0 | 0 | 1.32 | 0 | 0 | 0 | 0 | 0 | Tier 3
185 | CLAYTON 2212334476 | 0.06 | 2 | EPSS Vegetation routine patrol Vegetation hazard patrol | 1.36 | EPSS Vegetation routine patrol Vegetation hazard patrol | 1.36 | EPSS Vegetation routine patrol Vegetation hazard patrol | 1.36 | 0 | 0 | 0 | 0 | 0 | 0 | 0 | 0 | 0 | Tier 2
186 | SUNOL 1101298061 | 4.937 | 1.99 | Pole clearing EPSS Vegetation routine patrol Vegetation hazard patrol | 0.73 | Pole clearing EPSS Vegetation routine patrol Vegetation hazard patrol | 0.72 | Pole clearing EPSS Vegetation routine patrol Vegetation hazard patrol | 0.71 | 0 | 0 | 0 | 0 | 0 | 0 | 0 | 0 | 0 | Tier 2 & 3
187 | MOUNTAIN QUARRIES 21011130 | 19.968 | 1.99 | Pole clearing EPSS Vegetation routine patrol Vegetation hazard patrol | 0.75 | Covered Conductor Pole clearing EPSS Vegetation routine patrol Vegetation hazard patrol | 0.5 | Undergrounding Pole clearing EPSS Vegetation routine patrol Vegetation hazard patrol | 0.33 | 0 | 0 | 5.46 | 0 | 13.154 | 0 | 0 | 0 | 0 | Tier 2 & 3
188 | RINCON 1104786782 | 3.208 | 1.98 | Pole clearing EPSS Vegetation routine patrol Vegetation hazard patrol | 1.74 | Pole clearing EPSS Vegetation routine patrol Vegetation hazard patrol | 1.74 | Pole clearing EPSS Vegetation routine patrol Vegetation hazard patrol | 1.74 | 0 | 0 | 0 | 0 | 0 | 0 | 0 | 0 | 0 | Tier 3
189 | GARCIA 0401CB | 0.032 | 1.98 | EPSS Vegetation routine patrol Vegetation hazard patrol | 0.69 | EPSS Vegetation routine patrol Vegetation hazard patrol | 0.69 | EPSS Vegetation routine patrol Vegetation hazard patrol | 0.69 | 0 | 0 | 0 | 0 | 0 | 0 | 0 | 0 | 0 | Tier 2
190 | DUNBAR 1103799422 | 0.433 | 1.96 | EPSS Vegetation routine patrol Vegetation hazard patrol | 0.77 | Covered Conductor EPSS Vegetation routine patrol Vegetation hazard patrol | 0.75 | Undergrounding EPSS Vegetation routine patrol Vegetation hazard patrol | 0.16 | 0 | 0 | 0.45 | 0 | 0.019 | 0 | 0 | 0 | 0 | Tier 3
191 | VACAVILLE 1104293462 | 1.058 | 1.96 | EPSS Vegetation routine patrol Vegetation hazard patrol | 0.74 | Covered Conductor EPSS Vegetation routine patrol Vegetation hazard patrol | 0.4 | Undergrounding EPSS Vegetation routine patrol Vegetation hazard patrol | 0.37 | 0 | 0 | 0.058 | 0 | 0.883 | 0 | 0 | 0 | 0 | Tier 2
192 | HARTLEY 1101698 | 23.641 | 1.95 | Pole clearing EPSS Vegetation routine patrol Vegetation hazard patrol | 0.67 | Covered Conductor Undergrounding Pole clearing EPSS Vegetation routine patrol Vegetation hazard patrol | 0.44 | Undergrounding Pole clearing EPSS Vegetation routine patrol Vegetation hazard patrol | 0.32 | 0 | 0.406 | 4.901 | 0 | 12.768 | 0 | 0 | 0 | 0 | Tier 2
193 | PUTAH CREEK 1105665952 | 0.979 | 1.95 | Pole clearing EPSS Vegetation routine patrol Vegetation hazard patrol | 0.73 | Pole clearing EPSS Vegetation routine patrol Vegetation hazard patrol | 0.73 | Covered Conductor Undergrounding Pole clearing EPSS Vegetation routine patrol Vegetation hazard patrol | 0.71 | 0 | 0 | 0.003 | 0 | 0 | 0.046 | 0 | 0 | 0 | Tier 2
194 | SILVERADO 2104632 | 18.265 | 1.95 | Undergrounding Pole clearing EPSS Vegetation routine patrol Vegetation hazard patrol | 0.47 | Pole clearing EPSS Vegetation routine patrol Vegetation hazard patrol | 0.45 | Pole clearing EPSS Vegetation routine patrol Vegetation hazard patrol | 0.42 | 10.11 | 0 | 0 | 0 | 0 | 0 | 0 | 0 | 0 | Tier 3
195 | SILVERADO 2105CB | 3.977 | 1.94 | EPSS Vegetation routine patrol Vegetation hazard patrol | 1.86 | EPSS Vegetation routine patrol Vegetation hazard patrol | 1.86 | EPSS Vegetation routine patrol Vegetation hazard patrol | 1.86 | 0 | 0 | 0 | 0 | 0 | 0 | 0 | 0 | 0 | Tier 3
196 | TEJON 1102732836 | 15.573 | 1.93 | Undergrounding Pole clearing EPSS Vegetation routine patrol Vegetation hazard patrol | 0.61 | Covered Conductor Undergrounding Pole clearing EPSS Vegetation routine patrol Vegetation hazard patrol | 0.24 | Pole clearing EPSS Vegetation routine patrol Vegetation hazard patrol | 0.22 | 10.25 | 10.151 | 0 | 0 | 0.422 | 0 | 0 | 0 | 0 | Tier 2
197 | CAMP EVERS 2104189010 | 0.057 | 1.93 | Pole clearing EPSS Vegetation routine patrol Vegetation hazard patrol | 1.64 | Pole clearing EPSS Vegetation routine patrol Vegetation hazard patrol | 1.63 | Pole clearing EPSS Vegetation routine patrol Vegetation hazard patrol | 1.63 | 0 | 0 | 0 | 0 | 0 | 0 | 0 | 0 | 0 | Tier 2
198 | APPLE HILL 110497086 | 25.566 | 1.92 | Pole clearing EPSS Vegetation routine patrol Vegetation hazard patrol | 0.71 | Covered Conductor Pole clearing EPSS Vegetation routine patrol Vegetation hazard patrol | 0.61 | Undergrounding Pole clearing EPSS Vegetation routine patrol Vegetation hazard patrol | 0.14 | 0 | 0 | 20.972 | 0 | 5.614 | 0 | 0 | 0 | 0 | Tier 2 & 3
199 | CALISTOGA 1101730666 | 2.188 | 1.91 | Pole clearing EPSS Vegetation routine patrol Vegetation hazard patrol | 0.65 | Pole clearing EPSS Vegetation routine patrol Vegetation hazard patrol | 0.63 | Pole clearing EPSS Vegetation routine patrol Vegetation hazard patrol | 0.6 | 0 | 0 | 0 | 0 | 0 | 0 | 0 | 0 | 0 | Tier 2 & 3
200 | WEST POINT 110236676 | 16.641 | 1.91 | Pole clearing EPSS Vegetation routine patrol Vegetation hazard patrol | 0.69 | Covered Conductor Pole clearing EPSS Vegetation routine patrol Vegetation hazard patrol | 0.58 | Undergrounding Pole clearing EPSS Vegetation routine patrol Vegetation hazard patrol | 0.15 | 0 | 0 | 13.651 | 0 | 3.654 | 0 | 0 | 0 | 0 | Tier 2 & 3
201 | KONOCTI 1102714370 | 2.677 | 1.91 | Pole clearing EPSS Vegetation routine patrol Vegetation hazard patrol | 0.7 | Covered Conductor Pole clearing EPSS Vegetation routine patrol Vegetation hazard patrol | 0.67 | Undergrounding Pole clearing EPSS Vegetation routine patrol Vegetation hazard patrol | 0.21 | 0 | 0 | 2.505 | 0 | 0.106 | 0 | 0 | 0 | 0 | Tier 2
202 | SILVERADO 2104806500 | 11.781 | 1.9 | Covered Conductor Undergrounding Pole clearing EPSS Vegetation routine patrol Vegetation hazard patrol | 0.57 | Pole clearing EPSS Vegetation routine patrol Vegetation hazard patrol | 0.56 | Pole clearing EPSS Vegetation routine patrol Vegetation hazard patrol | 0.55 | 0 | 0 | 0 | 0 | 0 | 0 | 0 | 0 | 0 | Tier 3
203 | STILLWATER 11021466 | 20.233 | 1.9 | Pole clearing EPSS Vegetation routine patrol Vegetation hazard patrol | 0.78 | Pole clearing EPSS Vegetation routine patrol Vegetation hazard patrol | 0.76 | Covered Conductor Undergrounding Pole clearing EPSS Vegetation routine patrol Vegetation hazard patrol | 0.16 | 0 | 0 | 16.506 | 0 | 0 | 3.989 | 0 | 0 | 0 | Tier 2
204 | PIT NO 3 21011480 | 2.558 | 1.89 | Pole clearing EPSS Vegetation routine patrol Vegetation hazard patrol | 0.66 | Pole clearing EPSS Vegetation routine patrol Vegetation hazard patrol | 0.66 | Pole clearing EPSS Vegetation routine patrol Vegetation hazard patrol | 0.66 | 0 | 0 | 0 | 0 | 0 | 0 | 0 | 0 | 0 | Tier 2
205 | NARROWS PH 1151CB | 0.198 | 1.88 | EPSS Vegetation routine patrol Vegetation hazard patrol | 0.66 | Covered Conductor EPSS Vegetation routine patrol Vegetation hazard patrol | 0.34 | Undergrounding EPSS Vegetation routine patrol Vegetation hazard patrol | 0.31 | 0 | 0 | 0.011 | 0 | 0.165 | 0 | 0 | 0 | 0 | Tier 2
206 | WILDWOOD 11011454 | 7.777 | 1.88 | Pole clearing EPSS Vegetation routine patrol Vegetation hazard patrol | 0.66 | Pole clearing EPSS Vegetation routine patrol Vegetation hazard patrol | 0.66 | Pole clearing EPSS Vegetation routine patrol Vegetation hazard patrol | 0.66 | 0 | 0 | 0 | 0 | 0 | 0 | 0 | 0 | 0 | Tier 2
207 | PINE GROVE 1101CB | 4.275 | 1.88 | Pole clearing EPSS Vegetation routine patrol Vegetation hazard patrol | 0.76 | Covered Conductor Undergrounding Pole clearing EPSS Vegetation routine patrol Vegetation hazard patrol | 0.55 | Covered Conductor Undergrounding Pole clearing EPSS Vegetation routine patrol Vegetation hazard patrol | 0.37 | 0 | 2.4 | 2.081 | 0 | 0.1 | 0.079 | 0 | 0 | 0 | Tier 2
208 | REDBUD 1101323962 | 24.28 | 1.88 | Undergrounding Pole clearing EPSS Vegetation routine patrol Vegetation hazard patrol | 0.86 | Pole clearing EPSS Vegetation routine patrol Vegetation hazard patrol | 0.85 | Pole clearing EPSS Vegetation routine patrol Vegetation hazard patrol | 0.84 | 1.09 | 0 | 0 | 0 | 0 | 0 | 0 | 0 | 0 | Tier 2 & 3
209 | PLACERVILLE 21069712 | 24.706 | 1.87 | Pole clearing EPSS Vegetation routine patrol Vegetation hazard patrol | 0.71 | Pole clearing EPSS Vegetation routine patrol Vegetation hazard patrol | 0.71 | Covered Conductor Undergrounding Pole clearing EPSS Vegetation routine patrol Vegetation hazard patrol | 0.17 | 0 | 0 | 20.267 | 0 | 0 | 4.898 | 0 | 0 | 0 | Tier 2 & 3
210 | CLARKSVILLE 2106CB | 0.512 | 1.87 | Pole clearing EPSS Vegetation routine patrol Vegetation hazard patrol | 1.82 | Pole clearing EPSS Vegetation routine patrol Vegetation hazard patrol | 1.82 | Pole clearing EPSS Vegetation routine patrol Vegetation hazard patrol | 1.82 | 0 | 0 | 0 | 0 | 0 | 0 | 0 | 0 | 0 | Tier 2
211 | WOODACRE 1102851 | 1.261 | 1.87 | Pole clearing EPSS Vegetation routine patrol Vegetation hazard patrol | 0.91 | Pole clearing EPSS Vegetation routine patrol Vegetation hazard patrol | 0.91 | Covered Conductor Undergrounding Pole clearing EPSS Vegetation routine patrol Vegetation hazard patrol | 0.26 | 0 | 0 | 1.31 | 0 | 0 | 0.05 | 0 | 0 | 0 | Tier 3
212 | SARATOGA 1107667000 | 7.313 | 1.87 | Pole clearing EPSS Vegetation routine patrol Vegetation hazard patrol | 0.67 | Pole clearing EPSS Vegetation routine patrol Vegetation hazard patrol | 0.66 | Pole clearing EPSS Vegetation routine patrol Vegetation hazard patrol | 0.65 | 0 | 0 | 0 | 0 | 0 | 0 | 0 | 0 | 0 | Tier 2 & 3
213 | ELECTRA 1101CB | 23.282 | 1.86 | Pole clearing EPSS Vegetation routine patrol Vegetation hazard patrol | 0.68 | Covered Conductor Pole clearing EPSS Vegetation routine patrol Vegetation hazard patrol | 0.41 | Undergrounding Pole clearing EPSS Vegetation routine patrol Vegetation hazard patrol | 0.26 | 0 | 0 | 6.366 | 0 | 15.337 | 0 | 0 | 0 | 0 | Tier 2
214 | MARIPOSA 2101439030 | 19.441 | 1.86 | Pole clearing EPSS Vegetation routine patrol Vegetation hazard patrol | 0.63 | Pole clearing EPSS Vegetation routine patrol Vegetation hazard patrol | 0.62 | Pole clearing EPSS Vegetation routine patrol Vegetation hazard patrol | 0.6 | 0 | 0 | 0 | 0 | 0 | 0 | 0 | 0 | 0 | Tier 2 & 3
215 | ANTLER 11011376 | 9.183 | 1.86 | Pole clearing EPSS Vegetation routine patrol Vegetation hazard patrol | 0.68 | Covered Conductor Pole clearing EPSS Vegetation routine patrol Vegetation hazard patrol | 0.37 | Undergrounding Pole clearing EPSS Vegetation routine patrol Vegetation hazard patrol | 0.32 | 0 | 0 | 0.502 | 0 | 7.662 | 0 | 0 | 0 | 0 | Tier 2
216 | FRENCH GULCH 11011464 | 0.864 | 1.85 | Line removal Pole clearing EPSS Vegetation routine patrol Vegetation hazard patrol | 0.5 | Covered Conductor Pole clearing EPSS Vegetation routine patrol Vegetation hazard patrol | 0.49 | Undergrounding Pole clearing EPSS Vegetation routine patrol Vegetation hazard patrol | 0.49 | 0 | 0 | 0.001 | 0 | 0.012 | 0 | 0.2 | 0 | 0 | Tier 2
217 | ALTO 11221260 | 3.001 | 1.85 | Pole clearing EPSS Vegetation routine patrol Vegetation hazard patrol | 0.64 | Covered Conductor Pole clearing EPSS Vegetation routine patrol Vegetation hazard patrol | 0.61 | Undergrounding Pole clearing EPSS Vegetation routine patrol Vegetation hazard patrol | 0.11 | 0 | 0 | 2.952 | 0 | 0.125 | 0 | 0 | 0 | 0 | Tier 2 & 3
218 | RINCON 1104CB | 1.903 | 1.85 | Vegetation routine patrol Vegetation hazard patrol | 1.85 | Vegetation routine patrol Vegetation hazard patrol | 1.85 | Vegetation routine patrol Vegetation hazard patrol | 1.85 | 0 | 0 | 0 | 0 | 0 | 0 | 0 | 0 | 0 | Non-HFRA
219 | TEJON 11023751 | 9.23 | 1.85 | Pole clearing EPSS Vegetation routine patrol Vegetation hazard patrol | 0.76 | Covered Conductor Undergrounding Pole clearing EPSS Vegetation routine patrol Vegetation hazard patrol | 0.52 | Covered Conductor Undergrounding Pole clearing EPSS Vegetation routine patrol Vegetation hazard patrol | 0.39 | 0 | 1.507 | 0.907 | 0 | 3.572 | 1.973 | 0 | 0 | 0 | Tier 2
220 | RINCON 1102640 | 4.268 | 1.84 | Vegetation routine patrol Vegetation hazard patrol | 1.84 | Vegetation routine patrol Vegetation hazard patrol | 1.84 | Vegetation routine patrol Vegetation hazard patrol | 1.84 | 0 | 0 | 0 | 0 | 0 | 0 | 0 | 0 | 0 | Non-HFRA
221 | CLARK ROAD 110247006 | 4.477 | 1.84 | Pole clearing EPSS Vegetation routine patrol Vegetation hazard patrol | 0.81 | Pole clearing EPSS Vegetation routine patrol Vegetation hazard patrol | 0.8 | Pole clearing EPSS Vegetation routine patrol Vegetation hazard patrol | 0.8 | 0 | 0 | 0 | 0 | 0 | 0 | 0 | 0 | 0 | Tier 2 & 3
222 | VACAVILLE 11046542 | 11.551 | 1.84 | Pole clearing EPSS Vegetation routine patrol Vegetation hazard patrol | 1.41 | Pole clearing EPSS Vegetation routine patrol Vegetation hazard patrol | 1.4 | Pole clearing EPSS Vegetation routine patrol Vegetation hazard patrol | 1.4 | 0 | 0 | 0 | 0 | 0 | 0 | 0 | 0 | 0 | Tier 2
223 | BIG BEND 1101641808 | 28.579 | 1.84 | Line removal Pole clearing EPSS Vegetation routine patrol Vegetation hazard patrol | 0.72 | Pole clearing EPSS Vegetation routine patrol Vegetation hazard patrol | 0.7 | Pole clearing EPSS Vegetation routine patrol Vegetation hazard patrol | 0.69 | 0 | 0 | 0 | 0 | 0 | 0 | 1.78 | 0 | 0 | Tier 3
224 | PIT NO 5 11011658 | 4.56 | 1.83 | Pole clearing EPSS Vegetation routine patrol Vegetation hazard patrol | 0.63 | Pole clearing EPSS Vegetation routine patrol Vegetation hazard patrol | 0.62 | Covered Conductor Undergrounding Pole clearing EPSS Vegetation routine patrol Vegetation hazard patrol | 0.29 | 0 | 0 | 1.246 | 0 | 0 | 2.71 | 0 | 0 | 0 | Tier 2
225 | REDBUD 1101754544 | 9.143 | 1.83 | Pole clearing EPSS Vegetation routine patrol Vegetation hazard patrol | 0.65 | Pole clearing EPSS Vegetation routine patrol Vegetation hazard patrol | 0.65 | Pole clearing EPSS Vegetation routine patrol Vegetation hazard patrol | 0.64 | 0 | 0 | 0 | 0 | 0 | 0 | 0 | 0 | 0 | Tier 2 & 3
226 | PIKE CITY 1101417084 | 11.163 | 1.83 | Covered Conductor Undergrounding Pole clearing EPSS Vegetation routine patrol Vegetation hazard patrol | 0.41 | Pole clearing EPSS Vegetation routine patrol Vegetation hazard patrol | 0.39 | Covered Conductor Undergrounding Pole clearing EPSS Vegetation routine patrol Vegetation hazard patrol | 0.27 | 0 | 0 | 0.61 | 0 | 0 | 8.41 | 0 | 0 | 0 | Tier 3
227 | BEAR VALLEY 2105CB | 3.713 | 1.82 | Line removal Covered Conductor Pole clearing EPSS Vegetation routine patrol Vegetation hazard patrol | 0.31 | Pole clearing EPSS Vegetation routine patrol Vegetation hazard patrol | 0.31 | Pole clearing EPSS Vegetation routine patrol Vegetation hazard patrol | 0.31 | 0 | 0 | 0 | 15.35 | 0 | 0 | 0.05 | 0 | 0 | Tier 2
228 | CALAVERAS CEMENT 110147968 | 17.114 | 1.8 | Pole clearing EPSS Vegetation routine patrol Vegetation hazard patrol | 0.64 | Pole clearing EPSS Vegetation routine patrol Vegetation hazard patrol | 0.64 | Covered Conductor Undergrounding Pole clearing EPSS Vegetation routine patrol Vegetation hazard patrol | 0.11 | 0 | 0 | 17.782 | 0 | 0 | 0.679 | 0 | 0 | 0 | Tier 2 & 3
229 | EL DORADO PH 210219562 | 2.857 | 1.79 | Pole clearing EPSS Vegetation routine patrol Vegetation hazard patrol | 0.85 | Pole clearing EPSS Vegetation routine patrol Vegetation hazard patrol | 0.83 | Pole clearing EPSS Vegetation routine patrol Vegetation hazard patrol | 0.82 | 0 | 0 | 0 | 0 | 0 | 0 | 0 | 0 | 0 | Tier 3
230 | DUNLAP 1103CB | 5.53 | 1.79 | Pole clearing EPSS Vegetation routine patrol Vegetation hazard patrol | 0.63 | Pole clearing EPSS Vegetation routine patrol Vegetation hazard patrol | 0.62 | Pole clearing EPSS Vegetation routine patrol Vegetation hazard patrol | 0.61 | 0 | 0 | 0 | 0 | 0 | 0 | 0 | 0 | 0 | Tier 2
231 | RINCON 1103649194 | 0.729 | 1.78 | Vegetation routine patrol Vegetation hazard patrol | 1.78 | Vegetation routine patrol Vegetation hazard patrol | 1.78 | Vegetation routine patrol Vegetation hazard patrol | 1.78 | 0 | 0 | 0 | 0 | 0 | 0 | 0 | 0 | 0 | Non-HFRA
232 | SANTA YNEZ 1102320270 | 17.229 | 1.78 | Pole clearing EPSS Vegetation routine patrol Vegetation hazard patrol | 0.62 | Pole clearing EPSS Vegetation routine patrol Vegetation hazard patrol | 0.6 | Covered Conductor Undergrounding Pole clearing EPSS Vegetation routine patrol Vegetation hazard patrol | 0.33 | 0 | 0 | 8.575 | 0 | 0 | 0.327 | 0 | 0 | 0 | Tier 2 & 3
233 | EL DORADO PH 2102927014 | 3.748 | 1.78 | Pole clearing EPSS Vegetation routine patrol Vegetation hazard patrol | 0.97 | Pole clearing EPSS Vegetation routine patrol Vegetation hazard patrol | 0.96 | Pole clearing EPSS Vegetation routine patrol Vegetation hazard patrol | 0.95 | 0 | 0 | 0 | 0 | 0 | 0 | 0 | 0 | 0 | Tier 3
234 | FORESTHILL 1102359542 | 18.476 | 1.78 | Line removal Covered Conductor Undergrounding Pole clearing EPSS Vegetation routine patrol Vegetation hazard patrol | 0.19 | Pole clearing EPSS Vegetation routine patrol Vegetation hazard patrol | 0.17 | Pole clearing EPSS Vegetation routine patrol Vegetation hazard patrol | 0.15 | 0 | 0 | 0 | 0 | 0 | 0 | 0 | 0 | 0 | Tier 2 & 3
235 | MIDDLETOWN 1101548 | 27.413 | 1.77 | Undergrounding Pole clearing EPSS Vegetation routine patrol Vegetation hazard patrol | 0.67 | Covered Conductor Undergrounding Pole clearing EPSS Vegetation routine patrol Vegetation hazard patrol | 0.43 | Covered Conductor Undergrounding Pole clearing EPSS Vegetation routine patrol Vegetation hazard patrol | 0.11 | 5.06 | 11.504 | 15.746 | 0 | 0.478 | 0.601 | 0 | 0 | 0 | Tier 2 & 3
236 | CLOVERDALE 110282888 | 0.195 | 1.77 | Vegetation routine patrol Vegetation hazard patrol | 1.77 | Vegetation routine patrol Vegetation hazard patrol | 1.77 | Vegetation routine patrol Vegetation hazard patrol | 1.77 | 0 | 0 | 0 | 0 | 0 | 0 | 0 | 0 | 0 | Non-HFRA
237 | BIG BEND 1102884340 | 1.052 | 1.76 | Pole clearing EPSS Vegetation routine patrol Vegetation hazard patrol | 1.35 | Pole clearing EPSS Vegetation routine patrol Vegetation hazard patrol | 1.34 | Pole clearing EPSS Vegetation routine patrol Vegetation hazard patrol | 1.33 | 0 | 0 | 0 | 0 | 0 | 0 | 0 | 0 | 0 | Tier 3
238 | STANISLAUS 1701CB | 36.547 | 1.76 | Covered Conductor Pole clearing EPSS Vegetation routine patrol Vegetation hazard patrol | 0.56 | Covered Conductor Undergrounding Pole clearing EPSS Vegetation routine patrol Vegetation hazard patrol | 0.53 | Covered Conductor Undergrounding Pole clearing EPSS Vegetation routine patrol Vegetation hazard patrol | 0.27 | 0 | 0.136 | 1.852 | 8.65 | 2.036 | 25.509 | 0 | 0 | 0 | Tier 2
239 | COLUMBIA HILL 11012212 | 8.449 | 1.76 | Pole clearing EPSS Vegetation routine patrol Vegetation hazard patrol | 0.67 | Pole clearing EPSS Vegetation routine patrol Vegetation hazard patrol | 0.65 | Covered Conductor Undergrounding Pole clearing EPSS Vegetation routine patrol Vegetation hazard patrol | 0.36 | 0 | 0 | 0.462 | 0 | 0 | 6.366 | 0 | 0 | 0 | Tier 2 & 3
240 | MOLINO 1102318 | 25.956 | 1.75 | Pole clearing EPSS Vegetation routine patrol Vegetation hazard patrol | 0.6 | Pole clearing EPSS Vegetation routine patrol Vegetation hazard patrol | 0.58 | Pole clearing EPSS Vegetation routine patrol Vegetation hazard patrol | 0.55 | 0 | 0 | 0 | 0 | 0 | 0 | 0 | 0 | 0 | Tier 3
241 | LAURELES 111110141 | 2.867 | 1.75 | Pole clearing EPSS Vegetation routine patrol Vegetation hazard patrol | 0.64 | Pole clearing EPSS Vegetation routine patrol Vegetation hazard patrol | 0.64 | Pole clearing EPSS Vegetation routine patrol Vegetation hazard patrol | 0.64 | 0 | 0 | 0 | 0 | 0 | 0 | 0 | 0 | 0 | Tier 3
242 | LAYTONVILLE 1101518 | 22.44 | 1.73 | Pole clearing EPSS Vegetation routine patrol Vegetation hazard patrol | 0.61 | Pole clearing EPSS Vegetation routine patrol Vegetation hazard patrol | 0.59 | Covered Conductor Undergrounding Pole clearing EPSS Vegetation routine patrol Vegetation hazard patrol | 0.29 | 0 | 0 | 1.227 | 0 | 0 | 16.907 | 0 | 0 | 0 | Tier 2
243 | SHADY GLEN 11012768 | 7.533 | 1.73 | Line removal Covered Conductor Undergrounding Pole clearing EPSS Vegetation routine patrol Vegetation hazard patrol | 0.52 | Pole clearing EPSS Vegetation routine patrol Vegetation hazard patrol | 0.52 | Covered Conductor Undergrounding Pole clearing EPSS Vegetation routine patrol Vegetation hazard patrol | 0.45 | 2.49 | 0 | 0.107 | 0.56 | 0 | 1.479 | 0.53 | 0 | 0 | Tier 2
244 | LARKIN (Y) 1127CB | 0.003 | 1.73 | Vegetation routine patrol Vegetation hazard patrol | 1.73 | Vegetation routine patrol Vegetation hazard patrol | 1.73 | Vegetation routine patrol Vegetation hazard patrol | 1.73 | 0 | 0 | 0 | 0 | 0 | 0 | 0 | 0 | 0 | Non-HFRA
245 | SHADY GLEN 1101898212 | 0.844 | 1.73 | Pole clearing EPSS Vegetation routine patrol Vegetation hazard patrol | 1.14 | Pole clearing EPSS Vegetation routine patrol Vegetation hazard patrol | 1.14 | Pole clearing EPSS Vegetation routine patrol Vegetation hazard patrol | 1.14 | 0 | 0 | 0 | 0 | 0 | 0 | 0 | 0 | 0 | Tier 2
246 | EL DORADO PH 2102CB | 5.526 | 1.73 | Pole clearing EPSS Vegetation routine patrol Vegetation hazard patrol | 0.79 | Covered Conductor Undergrounding Pole clearing EPSS Vegetation routine patrol Vegetation hazard patrol | 0.21 | Undergrounding Pole clearing EPSS Vegetation routine patrol Vegetation hazard patrol | 0.18 | 0 | 5.722 | 0.114 | 0 | 0.238 | 0 | 0 | 0 | 0 | Tier 3
247 | WEST POINT 11021305 | 11.315 | 1.72 | Pole clearing EPSS Vegetation routine patrol Vegetation hazard patrol | 0.61 | Pole clearing EPSS Vegetation routine patrol Vegetation hazard patrol | 0.59 | Covered Conductor Undergrounding Pole clearing EPSS Vegetation routine patrol Vegetation hazard patrol | 0.14 | 0 | 0 | 9.282 | 0 | 0 | 2.243 | 0 | 0 | 0 | Tier 3
248 | PLACERVILLE 2106935216 | 20.589 | 1.72 | Covered Conductor Undergrounding Pole clearing EPSS Vegetation routine patrol Vegetation hazard patrol | 0.07 | Pole clearing EPSS Vegetation routine patrol Vegetation hazard patrol | 0.05 | Pole clearing EPSS Vegetation routine patrol Vegetation hazard patrol | 0.03 | 24.16 | 0 | 0 | 0.02 | 0 | 0 | 0 | 0 | 0 | Tier 3
249 | PIT NO 7 1101CB | 2.841 | 1.71 | EPSS Vegetation routine patrol Vegetation hazard patrol | 0.59 | EPSS Vegetation routine patrol Vegetation hazard patrol | 0.59 | EPSS Vegetation routine patrol Vegetation hazard patrol | 0.59 | 0 | 0 | 0 | 0 | 0 | 0 | 0 | 0 | 0 | Tier 2
250 | MIDDLETOWN 11011314 | 0.906 | 1.7 | Pole clearing EPSS Vegetation routine patrol Vegetation hazard patrol | 0.87 | Covered Conductor Undergrounding Pole clearing EPSS Vegetation routine patrol Vegetation hazard patrol | 0.26 | Pole clearing EPSS Vegetation routine patrol Vegetation hazard patrol | 0.25 | 0 | 0.887 | 0 | 0 | 0.037 | 0 | 0 | 0 | 0 | Tier 2 & 3
251 | ELK 1101CB | 0.026 | 1.7 | EPSS Vegetation routine patrol Vegetation hazard patrol | 0.61 | EPSS Vegetation routine patrol Vegetation hazard patrol | 0.61 | Covered Conductor Undergrounding EPSS Vegetation routine patrol Vegetation hazard patrol | 0.58 | 0 | 0 | 0 | 0 | 0 | 0.006 | 0 | 0 | 0 | Tier 2
252 | DUNBAR 1103234 | 10.643 | 1.69 | Pole clearing EPSS Vegetation routine patrol Vegetation hazard patrol | 0.78 | Pole clearing EPSS Vegetation routine patrol Vegetation hazard patrol | 0.77 | Pole clearing EPSS Vegetation routine patrol Vegetation hazard patrol | 0.75 | 0 | 0 | 0 | 0 | 0 | 0 | 0 | 0 | 0 | Tier 2 & 3
253 | ANTLER 1101484276 | 5.545 | 1.69 | Pole clearing EPSS Vegetation routine patrol Vegetation hazard patrol | 0.59 | Pole clearing EPSS Vegetation routine patrol Vegetation hazard patrol | 0.59 | Covered Conductor Undergrounding Pole clearing EPSS Vegetation routine patrol Vegetation hazard patrol | 0.3 | 0 | 0 | 0.303 | 0 | 0 | 4.178 | 0 | 0 | 0 | Tier 2
254 | BEAR VALLEY 21059480 | 12.348 | 1.69 | Line removal Covered Conductor Pole clearing EPSS Vegetation routine patrol Vegetation hazard patrol | 0.39 | Pole clearing EPSS Vegetation routine patrol Vegetation hazard patrol | 0.39 | Covered Conductor Undergrounding Pole clearing EPSS Vegetation routine patrol Vegetation hazard patrol | 0.25 | 0 | 0 | 0.675 | 0 | 0 | 9.303 | 0 | 0 | 0 | Tier 2
255 | COVELO 1101516510 | 8.432 | 1.68 | Pole clearing EPSS Vegetation routine patrol Vegetation hazard patrol | 0.58 | Pole clearing EPSS Vegetation routine patrol Vegetation hazard patrol | 0.58 | Pole clearing EPSS Vegetation routine patrol Vegetation hazard patrol | 0.58 | 0 | 0 | 0 | 0 | 0 | 0 | 0 | 0 | 0 | Tier 2
256 | COALINGA NO 2 1105897858 | 3.4 | 1.68 | Pole clearing EPSS Vegetation routine patrol Vegetation hazard patrol | 0.63 | Pole clearing EPSS Vegetation routine patrol Vegetation hazard patrol | 0.63 | Pole clearing EPSS Vegetation routine patrol Vegetation hazard patrol | 0.63 | 0 | 0 | 0 | 0 | 0 | 0 | 0 | 0 | 0 | Non-HFTD HFRA
257 | FROGTOWN 17011623 | 15.249 | 1.67 | Pole clearing EPSS Vegetation routine patrol Vegetation hazard patrol | 0.58 | Pole clearing EPSS Vegetation routine patrol Vegetation hazard patrol | 0.56 | Pole clearing EPSS Vegetation routine patrol Vegetation hazard patrol | 0.54 | 0 | 0 | 0 | 0 | 0 | 0 | 0 | 0 | 0 | Tier 2
258 | SALT SPRINGS 21023118 | 0.054 | 1.67 | Pole clearing EPSS Vegetation routine patrol Vegetation hazard patrol | 0.58 | Pole clearing EPSS Vegetation routine patrol Vegetation hazard patrol | 0.55 | Pole clearing EPSS Vegetation routine patrol Vegetation hazard patrol | 0.52 | 0 | 0 | 0 | 0 | 0 | 0 | 0 | 0 | 0 | Tier 2
259 | MARIPOSA 2101CB | 2.488 | 1.67 | Pole clearing EPSS Vegetation routine patrol Vegetation hazard patrol | 0.63 | Pole clearing EPSS Vegetation routine patrol Vegetation hazard patrol | 0.63 | Pole clearing EPSS Vegetation routine patrol Vegetation hazard patrol | 0.62 | 0 | 0 | 0 | 0 | 0 | 0 | 0 | 0 | 0 | Tier 2
260 | SAN RAFAEL 11011250 | 3.565 | 1.66 | Pole clearing EPSS Vegetation routine patrol Vegetation hazard patrol | 0.57 | Pole clearing EPSS Vegetation routine patrol Vegetation hazard patrol | 0.56 | Pole clearing EPSS Vegetation routine patrol Vegetation hazard patrol | 0.56 | 0 | 0 | 0 | 0 | 0 | 0 | 0 | 0 | 0 | Tier 3
261 | GEYSERVILLE 1102904170 | 22.296 | 1.66 | Pole clearing EPSS Vegetation routine patrol Vegetation hazard patrol | 0.65 | Pole clearing EPSS Vegetation routine patrol Vegetation hazard patrol | 0.64 | Covered Conductor Undergrounding Pole clearing EPSS Vegetation routine patrol Vegetation hazard patrol | 0.31 | 0 | 0 | 5.791 | 0 | 0 | 12.597 | 0 | 0 | 0 | Tier 2 & 3
262 | CLAYTON 2212204416 | 11.805 | 1.66 | Pole clearing EPSS Vegetation routine patrol Vegetation hazard patrol | 0.61 | Pole clearing EPSS Vegetation routine patrol Vegetation hazard patrol | 0.6 | Covered Conductor Undergrounding Pole clearing EPSS Vegetation routine patrol Vegetation hazard patrol | 0.12 | 0 | 0 | 9.683 | 0 | 0 | 2.34 | 0 | 0 | 0 | Tier 3
263 | SO. CAL. EDISON #3 1101CB | 9.488 | 1.65 | Pole clearing EPSS Vegetation routine patrol Vegetation hazard patrol | 0.57 | Pole clearing EPSS Vegetation routine patrol Vegetation hazard patrol | 0.56 | Covered Conductor Undergrounding Pole clearing EPSS Vegetation routine patrol Vegetation hazard patrol | 0.28 | 0 | 0 | 0.51 | 0 | 0 | 7.029 | 0 | 0 | 0 | Tier 2 & 3
264 | ORO FINO 1101CB | 16.173 | 1.65 | Pole clearing EPSS Vegetation routine patrol Vegetation hazard patrol | 0.96 | Pole clearing EPSS Vegetation routine patrol Vegetation hazard patrol | 0.95 | Pole clearing EPSS Vegetation routine patrol Vegetation hazard patrol | 0.93 | 0 | 0 | 0 | 0 | 0 | 0 | 0 | 0 | 0 | Tier 3
265 | MOUNTAIN QUARRIES 2101979598 | 3.692 | 1.65 | Pole clearing EPSS Vegetation routine patrol Vegetation hazard patrol | 0.63 | Pole clearing EPSS Vegetation routine patrol Vegetation hazard patrol | 0.62 | Covered Conductor Undergrounding Pole clearing EPSS Vegetation routine patrol Vegetation hazard patrol | 0.32 | 0 | 0 | 1.01 | 0 | 0 | 2.196 | 0 | 0 | 0 | Tier 2
266 | DUNBAR 1103160 | 4.198 | 1.64 | Pole clearing EPSS Vegetation routine patrol Vegetation hazard patrol | 1.59 | Pole clearing EPSS Vegetation routine patrol Vegetation hazard patrol | 1.59 | Pole clearing EPSS Vegetation routine patrol Vegetation hazard patrol | 1.59 | 0 | 0 | 0 | 0 | 0 | 0 | 0 | 0 | 0 | Tier 2
267 | FORESTHILL 11011802 | 22.186 | 1.64 | Pole clearing EPSS Vegetation routine patrol Vegetation hazard patrol | 0.73 | Covered Conductor Undergrounding Pole clearing EPSS Vegetation routine patrol Vegetation hazard patrol | 0.28 | Pole clearing EPSS Vegetation routine patrol Vegetation hazard patrol | 0.26 | 0 | 23.436 | 0 | 0 | 0.974 | 0 | 0 | 0 | 0 | Tier 3
268 | STANISLAUS 17026028 | 8.308 | 1.64 | Pole clearing EPSS Vegetation routine patrol Vegetation hazard patrol | 0.65 | Pole clearing EPSS Vegetation routine patrol Vegetation hazard patrol | 0.63 | Pole clearing EPSS Vegetation routine patrol Vegetation hazard patrol | 0.61 | 0 | 0 | 0 | 0 | 0 | 0 | 0 | 0 | 0 | Tier 3
269 | MONTE RIO 1113CB | 0.047 | 1.64 | EPSS Vegetation routine patrol Vegetation hazard patrol | 0.63 | EPSS Vegetation routine patrol Vegetation hazard patrol | 0.61 | Covered Conductor Undergrounding EPSS Vegetation routine patrol Vegetation hazard patrol | 0.45 | 0 | 0 | 0.003 | 0 | 0 | 0.036 | 0 | 0 | 0 | Tier 3
270 | CHALLENGE 1102CB | 15.313 | 1.64 | Pole clearing EPSS Vegetation routine patrol Vegetation hazard patrol | 0.68 | Pole clearing EPSS Vegetation routine patrol Vegetation hazard patrol | 0.66 | Line removal Covered Conductor Undergrounding Pole clearing EPSS Vegetation routine patrol Vegetation hazard patrol | 0.21 | 0 | 0 | 13.972 | 0 | 0 | 0.538 | 0 | 0 | 1.309 | Tier 3
271 | SILVERADO 2104633600 | 30.96 | 1.63 | Pole clearing EPSS Vegetation routine patrol Vegetation hazard patrol | 0.68 | Pole clearing EPSS Vegetation routine patrol Vegetation hazard patrol | 0.67 | Covered Conductor Undergrounding Pole clearing EPSS Vegetation routine patrol Vegetation hazard patrol | 0.33 | 0 | 0 | 19.933 | 0 | 0 | 4.86 | 0 | 0 | 0 | Tier 2 & 3
272 | CORDELIA 111240402 | 1.153 | 1.63 | Vegetation routine patrol Vegetation hazard patrol | 1.63 | Vegetation routine patrol Vegetation hazard patrol | 1.63 | Vegetation routine patrol Vegetation hazard patrol | 1.63 | 0 | 0 | 0 | 0 | 0 | 0 | 0 | 0 | 0 | Non-HFRA
273 | WEST POINT 110112256 | 6.539 | 1.62 | Undergrounding Pole clearing EPSS Vegetation routine patrol Vegetation hazard patrol | 0.64 | Covered Conductor Undergrounding Pole clearing EPSS Vegetation routine patrol Vegetation hazard patrol | 0.37 | Pole clearing EPSS Vegetation routine patrol Vegetation hazard patrol | 0.35 | 0.47 | 0.364 | 0 | 0 | 5.456 | 0 | 0 | 0 | 0 | Tier 3
274 | GIRVAN 11011330 | 25.35 | 1.6 | Pole clearing EPSS Vegetation routine patrol Vegetation hazard patrol | 0.66 | Pole clearing EPSS Vegetation routine patrol Vegetation hazard patrol | 0.65 | Undergrounding Pole clearing EPSS Vegetation routine patrol Vegetation hazard patrol | 0.2 | 0 | 0 | 20.616 | 0 | 0 | 0 | 0 | 0 | 0 | Tier 2 & 3
275 | EL DORADO PH 210119752 | 38.371 | 1.6 | Pole clearing EPSS Vegetation routine patrol Vegetation hazard patrol | 0.65 | Pole clearing EPSS Vegetation routine patrol Vegetation hazard patrol | 0.63 | Covered Conductor Undergrounding Pole clearing EPSS Vegetation routine patrol Vegetation hazard patrol | 0.36 | 0 | 0 | 2.08 | 0 | 0 | 28.909 | 0 | 0 | 0 | Tier 2 & 3